## 4-15-2014 Avoided Costs
Relevant
Rule(s)
Avoided Energy Cost (All but Solar PV) |  | 74.6465 | MWh | Puc 903.02 (i)(2) & (i)(6) a. | (See "AC calc" tab)
Avoided Energy Cost (Solar PV) |  | 79.6758 | MWh | Puc 903.02 (i)(2) & (i)(7) b. | (See "AC calc" tab)
Avoided Capacity Costs |  | 2.556 | kW-month | Puc 903.02 (i)(3) | (See "Capacity" tab)
Portion of Surplus Generation During Peak Hour |  | 0.01142% |  | Puc 903.02 (i)(6) b. | (See "Capacity" tab)
(All but Solar PV)
Portion of Surplus Generation During Peak Hour |  | 0.02845% |  | Puc 903.02 (i)(7) c. | (See "Capacity" tab)
(Solar PV)

## AC calc
Calculation of Avoided Energy Costs for Surplus Net Metered Generation Pursuant to Puc 903.02 | [9 empty] | Data Sources:
[10 empty] | http://www.iso-ne.com/markets/hstdata/znl_info/hourly/2013_smd_hourly.xls | 4/1/13 - 12/31/13 data
Generation Other than Solar Average Costs for LMP & Regulation = I18 | [8 empty] | 70.3814
Average Distribution System Line Loss Multiplier = | [8 empty] | 1.0606 | http://www.iso-ne.com/markets/hstdata/znl_info/hourly/smd_hourly.xls | 1/1/14 - 3/31/14 data
Avg. Hourly Avoided Costs Grossed up for Dist. Line Losses | [8 empty] | 74.6465
Solar Weighted Average Costs for LMP & Regulation = (J18/D18) | [8 empty] | 75.1233
Average Distribution System Line Loss Multiplier = | [8 empty] | 1.0606
Solar Wtd. Avg. Cost Grossed up for Dist. Line Losses | [8 empty] | 79.6758
Average Distribution System Line Loss Multiplier = | [8 empty] | 1.0606 | See "Losses" tab
In $/MWH (megawatt hours)
[6 empty] | NH LZ | Gen. rel.** | G+H*** | D*I
"Month" | "Day" | "Hour" | "AC Power (W)" | Date | Hour | RTLMP* | Anc. Svcs. | Total Cost | Weighted Cost
|  | SUM or Average: | 4942643 |  |  | 69.3814 | 1 | 70.3814 | 371307610.23
4 | 1 | 01:00 | 0 | 2013-04-01 | 1 | 49.71 | 1 | 50.71 | 0
4 | 1 | 02:00 | 0 | 2013-04-01 | 2 | 51.08 | 1 | 52.08 | 0 | * NH LZ RTLMP = New Hampshire Load Zone Real Time Locational Marginal Price
4 | 1 | 03:00 | 0 | 2013-04-01 | 3 | 32.39 | 1 | 33.39 | 0 | ** Generation Related Ancillary Services info not readily available.
4 | 1 | 04:00 | 0 | 2013-04-01 | 4 | 25.08 | 1 | 26.08 | 0 | Used simplifying assumption of $1.00/MWh
4 | 1 | 05:00 | 0 | 2013-04-01 | 5 | 31.35 | 1 | 32.35 | 0 | ***Puc 903.02 (i)(6) b. uses 8760 hours
4 | 1 | 06:00 | 0 | 2013-04-01 | 6 | 34.79 | 1 | 35.79 | 0
4 | 1 | 07:00 | 29 | 2013-04-01 | 7 | 65.92 | 1 | 66.92 | 1940.68
4 | 1 | 08:00 | 466 | 2013-04-01 | 8 | 75.81 | 1 | 76.81 | 35793.46
4 | 1 | 09:00 | 778 | 2013-04-01 | 9 | 61.59 | 1 | 62.59 | 48695.02
4 | 1 | 10:00 | 1102 | 2013-04-01 | 10 | 45.14 | 1 | 46.14 | 50846.28
4 | 1 | 11:00 | 1140 | 2013-04-01 | 11 | 48.6 | 1 | 49.6 | 56544
4 | 1 | 12:00 | 744 | 2013-04-01 | 12 | 48.12 | 1 | 49.12 | 36545.28
4 | 1 | 13:00 | 723 | 2013-04-01 | 13 | 45.38 | 1 | 46.38 | 33532.74
4 | 1 | 14:00 | 647 | 2013-04-01 | 14 | 53.91 | 1 | 54.91 | 35526.77
4 | 1 | 15:00 | 1070 | 2013-04-01 | 15 | 44.75 | 1 | 45.75 | 48952.5
4 | 1 | 16:00 | 667 | 2013-04-01 | 16 | 35.81 | 1 | 36.81 | 24552.27
4 | 1 | 17:00 | 41 | 2013-04-01 | 17 | 35.19 | 1 | 36.19 | 1483.79
4 | 1 | 18:00 | 0 | 2013-04-01 | 18 | 38.31 | 1 | 39.31 | 0
4 | 1 | 19:00 | 0 | 2013-04-01 | 19 | 39.06 | 1 | 40.06 | 0
4 | 1 | 20:00 | 0 | 2013-04-01 | 20 | 43.77 | 1 | 44.77 | 0
4 | 1 | 21:00 | 0 | 2013-04-01 | 21 | 38.42 | 1 | 39.42 | 0
4 | 1 | 22:00 | 0 | 2013-04-01 | 22 | 35.14 | 1 | 36.14 | 0
4 | 1 | 23:00 | 0 | 2013-04-01 | 23 | 36.41 | 1 | 37.41 | 0
4 | 1 | 24:00 | 0 | 2013-04-01 | 24 | 33.22 | 1 | 34.22 | 0
4 | 2 | 01:00 | 0 | 2013-04-02 | 1 | 37.87 | 1 | 38.87 | 0
4 | 2 | 02:00 | 0 | 2013-04-02 | 2 | 32.64 | 1 | 33.64 | 0
4 | 2 | 03:00 | 0 | 2013-04-02 | 3 | 40.06 | 1 | 41.06 | 0
4 | 2 | 04:00 | 0 | 2013-04-02 | 4 | 42.13 | 1 | 43.13 | 0
4 | 2 | 05:00 | 0 | 2013-04-02 | 5 | 41.28 | 1 | 42.28 | 0
4 | 2 | 06:00 | 0 | 2013-04-02 | 6 | 40.58 | 1 | 41.58 | 0
4 | 2 | 07:00 | 39 | 2013-04-02 | 7 | 51.64 | 1 | 52.64 | 2052.96
4 | 2 | 08:00 | 802 | 2013-04-02 | 8 | 62.97 | 1 | 63.97 | 51303.94
4 | 2 | 09:00 | 1182 | 2013-04-02 | 9 | 54.07 | 1 | 55.07 | 65092.74
4 | 2 | 10:00 | 1723 | 2013-04-02 | 10 | 55.4 | 1 | 56.4 | 97177.2
4 | 2 | 11:00 | 2058 | 2013-04-02 | 11 | 54.06 | 1 | 55.06 | 113313.48
4 | 2 | 12:00 | 606 | 2013-04-02 | 12 | 54.39 | 1 | 55.39 | 33566.34
4 | 2 | 13:00 | 1134 | 2013-04-02 | 13 | 52.98 | 1 | 53.98 | 61213.32
4 | 2 | 14:00 | 955 | 2013-04-02 | 14 | 50.89 | 1 | 51.89 | 49554.95
4 | 2 | 15:00 | 778 | 2013-04-02 | 15 | 47.16 | 1 | 48.16 | 37468.48
4 | 2 | 16:00 | 601 | 2013-04-02 | 16 | 46.39 | 1 | 47.39 | 28481.39
4 | 2 | 17:00 | 237 | 2013-04-02 | 17 | 47.17 | 1 | 48.17 | 11416.29
4 | 2 | 18:00 | 4 | 2013-04-02 | 18 | 45.71 | 1 | 46.71 | 186.84
4 | 2 | 19:00 | 0 | 2013-04-02 | 19 | 42.92 | 1 | 43.92 | 0
4 | 2 | 20:00 | 0 | 2013-04-02 | 20 | 51.14 | 1 | 52.14 | 0
4 | 2 | 21:00 | 0 | 2013-04-02 | 21 | 56.19 | 1 | 57.19 | 0
4 | 2 | 22:00 | 0 | 2013-04-02 | 22 | 61.14 | 1 | 62.14 | 0
4 | 2 | 23:00 | 0 | 2013-04-02 | 23 | 47.29 | 1 | 48.29 | 0
4 | 2 | 24:00 | 0 | 2013-04-02 | 24 | 42.91 | 1 | 43.91 | 0
4 | 3 | 01:00 | 0 | 2013-04-03 | 1 | 40.33 | 1 | 41.33 | 0
4 | 3 | 02:00 | 0 | 2013-04-03 | 2 | 37.86 | 1 | 38.86 | 0
4 | 3 | 03:00 | 0 | 2013-04-03 | 3 | 35.47 | 1 | 36.47 | 0
4 | 3 | 04:00 | 0 | 2013-04-03 | 4 | 16.24 | 1 | 17.24 | 0
4 | 3 | 05:00 | 0 | 2013-04-03 | 5 | 37.27 | 1 | 38.27 | 0
4 | 3 | 06:00 | 0 | 2013-04-03 | 6 | 49.55 | 1 | 50.55 | 0
4 | 3 | 07:00 | 152 | 2013-04-03 | 7 | 64.1 | 1 | 65.1 | 9895.2
4 | 3 | 08:00 | 1137 | 2013-04-03 | 8 | 66.51 | 1 | 67.51 | 76758.87
4 | 3 | 09:00 | 1908 | 2013-04-03 | 9 | 54.95 | 1 | 55.95 | 106752.6
4 | 3 | 10:00 | 2348 | 2013-04-03 | 10 | 54.12 | 1 | 55.12 | 129421.76
4 | 3 | 11:00 | 2542 | 2013-04-03 | 11 | 55.33 | 1 | 56.33 | 143190.86
4 | 3 | 12:00 | 1279 | 2013-04-03 | 12 | 57.48 | 1 | 58.48 | 74795.92
4 | 3 | 13:00 | 1039 | 2013-04-03 | 13 | 54.4 | 1 | 55.4 | 57560.6
4 | 3 | 14:00 | 679 | 2013-04-03 | 14 | 52.39 | 1 | 53.39 | 36251.81
4 | 3 | 15:00 | 677 | 2013-04-03 | 15 | 46.32 | 1 | 47.32 | 32035.64
4 | 3 | 16:00 | 536 | 2013-04-03 | 16 | 45.96 | 1 | 46.96 | 25170.56
4 | 3 | 17:00 | 48 | 2013-04-03 | 17 | 45.57 | 1 | 46.57 | 2235.36
4 | 3 | 18:00 | 0 | 2013-04-03 | 18 | 45.2 | 1 | 46.2 | 0
4 | 3 | 19:00 | 0 | 2013-04-03 | 19 | 45.31 | 1 | 46.31 | 0
4 | 3 | 20:00 | 0 | 2013-04-03 | 20 | 49.87 | 1 | 50.87 | 0
4 | 3 | 21:00 | 0 | 2013-04-03 | 21 | 53.58 | 1 | 54.58 | 0
4 | 3 | 22:00 | 0 | 2013-04-03 | 22 | 53.39 | 1 | 54.39 | 0
4 | 3 | 23:00 | 0 | 2013-04-03 | 23 | 42.06 | 1 | 43.06 | 0
4 | 3 | 24:00 | 0 | 2013-04-03 | 24 | 32.23 | 1 | 33.23 | 0
4 | 4 | 01:00 | 0 | 2013-04-04 | 1 | 67.98 | 1 | 68.98 | 0
4 | 4 | 02:00 | 0 | 2013-04-04 | 2 | 53.12 | 1 | 54.12 | 0
4 | 4 | 03:00 | 0 | 2013-04-04 | 3 | 40.76 | 1 | 41.76 | 0
4 | 4 | 04:00 | 0 | 2013-04-04 | 4 | 40.48 | 1 | 41.48 | 0
4 | 4 | 05:00 | 0 | 2013-04-04 | 5 | 47.34 | 1 | 48.34 | 0
4 | 4 | 06:00 | 0 | 2013-04-04 | 6 | 62.98 | 1 | 63.98 | 0
4 | 4 | 07:00 | 51 | 2013-04-04 | 7 | 82.27 | 1 | 83.27 | 4246.77
4 | 4 | 08:00 | 870 | 2013-04-04 | 8 | 61.21 | 1 | 62.21 | 54122.7
4 | 4 | 09:00 | 1197 | 2013-04-04 | 9 | 45.57 | 1 | 46.57 | 55744.29
4 | 4 | 10:00 | 1693 | 2013-04-04 | 10 | 48.31 | 1 | 49.31 | 83481.83
4 | 4 | 11:00 | 2636 | 2013-04-04 | 11 | 54.21 | 1 | 55.21 | 145533.56
4 | 4 | 12:00 | 2175 | 2013-04-04 | 12 | 47.21 | 1 | 48.21 | 104856.75
4 | 4 | 13:00 | 1591 | 2013-04-04 | 13 | 40.22 | 1 | 41.22 | 65581.02
4 | 4 | 14:00 | 1170 | 2013-04-04 | 14 | 37.38 | 1 | 38.38 | 44904.6
4 | 4 | 15:00 | 689 | 2013-04-04 | 15 | 39.01 | 1 | 40.01 | 27566.89
4 | 4 | 16:00 | 632 | 2013-04-04 | 16 | 31.69 | 1 | 32.69 | 20660.08
4 | 4 | 17:00 | 550 | 2013-04-04 | 17 | 34.11 | 1 | 35.11 | 19310.5
4 | 4 | 18:00 | 4 | 2013-04-04 | 18 | 23.29 | 1 | 24.29 | 97.16
4 | 4 | 19:00 | 0 | 2013-04-04 | 19 | 29.25 | 1 | 30.25 | 0
4 | 4 | 20:00 | 0 | 2013-04-04 | 20 | 40.57 | 1 | 41.57 | 0
4 | 4 | 21:00 | 0 | 2013-04-04 | 21 | 43.72 | 1 | 44.72 | 0
4 | 4 | 22:00 | 0 | 2013-04-04 | 22 | 38.14 | 1 | 39.14 | 0
4 | 4 | 23:00 | 0 | 2013-04-04 | 23 | 38.38 | 1 | 39.38 | 0
4 | 4 | 24:00 | 0 | 2013-04-04 | 24 | 20.44 | 1 | 21.44 | 0
4 | 5 | 01:00 | 0 | 2013-04-05 | 1 | 34.01 | 1 | 35.01 | 0
4 | 5 | 02:00 | 0 | 2013-04-05 | 2 | 40.62 | 1 | 41.62 | 0
4 | 5 | 03:00 | 0 | 2013-04-05 | 3 | 33.3 | 1 | 34.3 | 0
4 | 5 | 04:00 | 0 | 2013-04-05 | 4 | 33.07 | 1 | 34.07 | 0
4 | 5 | 05:00 | 0 | 2013-04-05 | 5 | 33.5 | 1 | 34.5 | 0
4 | 5 | 06:00 | 0 | 2013-04-05 | 6 | 42.9 | 1 | 43.9 | 0
4 | 5 | 07:00 | 6 | 2013-04-05 | 7 | 64.59 | 1 | 65.59 | 393.54
4 | 5 | 08:00 | 150 | 2013-04-05 | 8 | 53.62 | 1 | 54.62 | 8193
4 | 5 | 09:00 | 773 | 2013-04-05 | 9 | 56.67 | 1 | 57.67 | 44578.91
4 | 5 | 10:00 | 975 | 2013-04-05 | 10 | 52.7 | 1 | 53.7 | 52357.5
4 | 5 | 11:00 | 866 | 2013-04-05 | 11 | 52.18 | 1 | 53.18 | 46053.88
4 | 5 | 12:00 | 908 | 2013-04-05 | 12 | 55.05 | 1 | 56.05 | 50893.4
4 | 5 | 13:00 | 1217 | 2013-04-05 | 13 | 54.13 | 1 | 55.13 | 67093.21
4 | 5 | 14:00 | 888 | 2013-04-05 | 14 | 47.93 | 1 | 48.93 | 43449.84
4 | 5 | 15:00 | 781 | 2013-04-05 | 15 | 39.29 | 1 | 40.29 | 31466.49
4 | 5 | 16:00 | 585 | 2013-04-05 | 16 | 41.08 | 1 | 42.08 | 24616.8
4 | 5 | 17:00 | 292 | 2013-04-05 | 17 | 40.82 | 1 | 41.82 | 12211.44
4 | 5 | 18:00 | 4 | 2013-04-05 | 18 | 39.07 | 1 | 40.07 | 160.28
4 | 5 | 19:00 | 0 | 2013-04-05 | 19 | 35.2 | 1 | 36.2 | 0
4 | 5 | 20:00 | 0 | 2013-04-05 | 20 | 45.1 | 1 | 46.1 | 0
4 | 5 | 21:00 | 0 | 2013-04-05 | 21 | 42.74 | 1 | 43.74 | 0
4 | 5 | 22:00 | 0 | 2013-04-05 | 22 | 45.81 | 1 | 46.81 | 0
4 | 5 | 23:00 | 0 | 2013-04-05 | 23 | 48.12 | 1 | 49.12 | 0
4 | 5 | 24:00 | 0 | 2013-04-05 | 24 | 42.93 | 1 | 43.93 | 0
4 | 6 | 01:00 | 0 | 2013-04-06 | 1 | 34.46 | 1 | 35.46 | 0
4 | 6 | 02:00 | 0 | 2013-04-06 | 2 | 32.37 | 1 | 33.37 | 0
4 | 6 | 03:00 | 0 | 2013-04-06 | 3 | 32.56 | 1 | 33.56 | 0
4 | 6 | 04:00 | 0 | 2013-04-06 | 4 | 14.94 | 1 | 15.94 | 0
4 | 6 | 05:00 | 0 | 2013-04-06 | 5 | 32.9 | 1 | 33.9 | 0
4 | 6 | 06:00 | 0 | 2013-04-06 | 6 | 16.97 | 1 | 17.97 | 0
4 | 6 | 07:00 | 4 | 2013-04-06 | 7 | 26.02 | 1 | 27.02 | 108.08
4 | 6 | 08:00 | 83 | 2013-04-06 | 8 | 52.28 | 1 | 53.28 | 4422.24
4 | 6 | 09:00 | 745 | 2013-04-06 | 9 | 51.32 | 1 | 52.32 | 38978.4
4 | 6 | 10:00 | 501 | 2013-04-06 | 10 | 77.49 | 1 | 78.49 | 39323.49
4 | 6 | 11:00 | 1006 | 2013-04-06 | 11 | 88.79 | 1 | 89.79 | 90328.74
4 | 6 | 12:00 | 618 | 2013-04-06 | 12 | 63.38 | 1 | 64.38 | 39786.84
4 | 6 | 13:00 | 622 | 2013-04-06 | 13 | 55.66 | 1 | 56.66 | 35242.52
4 | 6 | 14:00 | 1319 | 2013-04-06 | 14 | 48.79 | 1 | 49.79 | 65673.01
4 | 6 | 15:00 | 1412 | 2013-04-06 | 15 | 35.7 | 1 | 36.7 | 51820.4
4 | 6 | 16:00 | 1415 | 2013-04-06 | 16 | 36.38 | 1 | 37.38 | 52892.7
4 | 6 | 17:00 | 712 | 2013-04-06 | 17 | 39.77 | 1 | 40.77 | 29028.24
4 | 6 | 18:00 | 6 | 2013-04-06 | 18 | 49.49 | 1 | 50.49 | 302.94
4 | 6 | 19:00 | 0 | 2013-04-06 | 19 | 48.59 | 1 | 49.59 | 0
4 | 6 | 20:00 | 0 | 2013-04-06 | 20 | 51.57 | 1 | 52.57 | 0
4 | 6 | 21:00 | 0 | 2013-04-06 | 21 | 43.32 | 1 | 44.32 | 0
4 | 6 | 22:00 | 0 | 2013-04-06 | 22 | 57.68 | 1 | 58.68 | 0
4 | 6 | 23:00 | 0 | 2013-04-06 | 23 | 55.5 | 1 | 56.5 | 0
4 | 6 | 24:00 | 0 | 2013-04-06 | 24 | 34.5 | 1 | 35.5 | 0
4 | 7 | 01:00 | 0 | 2013-04-07 | 1 | 22.59 | 1 | 23.59 | 0
4 | 7 | 02:00 | 0 | 2013-04-07 | 2 | 37.46 | 1 | 38.46 | 0
4 | 7 | 03:00 | 0 | 2013-04-07 | 3 | 40.7 | 1 | 41.7 | 0
4 | 7 | 04:00 | 0 | 2013-04-07 | 4 | 41.08 | 1 | 42.08 | 0
4 | 7 | 05:00 | 0 | 2013-04-07 | 5 | 47.49 | 1 | 48.49 | 0
4 | 7 | 06:00 | 0 | 2013-04-07 | 6 | 46.09 | 1 | 47.09 | 0
4 | 7 | 07:00 | 69 | 2013-04-07 | 7 | 41.61 | 1 | 42.61 | 2940.09
4 | 7 | 08:00 | 987 | 2013-04-07 | 8 | 41.56 | 1 | 42.56 | 42006.72
4 | 7 | 09:00 | 1844 | 2013-04-07 | 9 | 45.33 | 1 | 46.33 | 85432.52
4 | 7 | 10:00 | 2492 | 2013-04-07 | 10 | 49.5 | 1 | 50.5 | 125846
4 | 7 | 11:00 | 2934 | 2013-04-07 | 11 | 44.16 | 1 | 45.16 | 132499.44
4 | 7 | 12:00 | 3026 | 2013-04-07 | 12 | 54.41 | 1 | 55.41 | 167670.66
4 | 7 | 13:00 | 2880 | 2013-04-07 | 13 | 48.69 | 1 | 49.69 | 143107.2
4 | 7 | 14:00 | 2707 | 2013-04-07 | 14 | 39.23 | 1 | 40.23 | 108902.61
4 | 7 | 15:00 | 2079 | 2013-04-07 | 15 | 36.91 | 1 | 37.91 | 78814.89
4 | 7 | 16:00 | 1577 | 2013-04-07 | 16 | 34.72 | 1 | 35.72 | 56330.44
4 | 7 | 17:00 | 661 | 2013-04-07 | 17 | 37.82 | 1 | 38.82 | 25660.02
4 | 7 | 18:00 | 10 | 2013-04-07 | 18 | 35.31 | 1 | 36.31 | 363.1
4 | 7 | 19:00 | 0 | 2013-04-07 | 19 | 39.55 | 1 | 40.55 | 0
4 | 7 | 20:00 | 0 | 2013-04-07 | 20 | 42.31 | 1 | 43.31 | 0
4 | 7 | 21:00 | 0 | 2013-04-07 | 21 | 38.72 | 1 | 39.72 | 0
4 | 7 | 22:00 | 0 | 2013-04-07 | 22 | 37.33 | 1 | 38.33 | 0
4 | 7 | 23:00 | 0 | 2013-04-07 | 23 | 26.58 | 1 | 27.58 | 0
4 | 7 | 24:00 | 0 | 2013-04-07 | 24 | 30.9 | 1 | 31.9 | 0
4 | 8 | 01:00 | 0 | 2013-04-08 | 1 | 33.67 | 1 | 34.67 | 0
4 | 8 | 02:00 | 0 | 2013-04-08 | 2 | 33.9 | 1 | 34.9 | 0
4 | 8 | 03:00 | 0 | 2013-04-08 | 3 | 31.82 | 1 | 32.82 | 0
4 | 8 | 04:00 | 0 | 2013-04-08 | 4 | 24.34 | 1 | 25.34 | 0
4 | 8 | 05:00 | 0 | 2013-04-08 | 5 | 34.47 | 1 | 35.47 | 0
4 | 8 | 06:00 | 0 | 2013-04-08 | 6 | 34.43 | 1 | 35.43 | 0
4 | 8 | 07:00 | 21 | 2013-04-08 | 7 | 44.72 | 1 | 45.72 | 960.12
4 | 8 | 08:00 | 1079 | 2013-04-08 | 8 | 38.92 | 1 | 39.92 | 43073.68
4 | 8 | 09:00 | 1853 | 2013-04-08 | 9 | 37.79 | 1 | 38.79 | 71877.87
4 | 8 | 10:00 | 2519 | 2013-04-08 | 10 | 39.59 | 1 | 40.59 | 102246.21
4 | 8 | 11:00 | 2841 | 2013-04-08 | 11 | 35.09 | 1 | 36.09 | 102531.69
4 | 8 | 12:00 | 2899 | 2013-04-08 | 12 | 33.84 | 1 | 34.84 | 101001.16
4 | 8 | 13:00 | 2344 | 2013-04-08 | 13 | 31.94 | 1 | 32.94 | 77211.36
4 | 8 | 14:00 | 2413 | 2013-04-08 | 14 | 35.29 | 1 | 36.29 | 87567.77
4 | 8 | 15:00 | 681 | 2013-04-08 | 15 | 41.06 | 1 | 42.06 | 28642.86
4 | 8 | 16:00 | 1277 | 2013-04-08 | 16 | 41.12 | 1 | 42.12 | 53787.24
4 | 8 | 17:00 | 583 | 2013-04-08 | 17 | 38.12 | 1 | 39.12 | 22806.96
4 | 8 | 18:00 | 1 | 2013-04-08 | 18 | 37.37 | 1 | 38.37 | 38.37
4 | 8 | 19:00 | 0 | 2013-04-08 | 19 | 35.96 | 1 | 36.96 | 0
4 | 8 | 20:00 | 0 | 2013-04-08 | 20 | 42.67 | 1 | 43.67 | 0
4 | 8 | 21:00 | 0 | 2013-04-08 | 21 | 41.12 | 1 | 42.12 | 0
4 | 8 | 22:00 | 0 | 2013-04-08 | 22 | 39.34 | 1 | 40.34 | 0
4 | 8 | 23:00 | 0 | 2013-04-08 | 23 | 29.68 | 1 | 30.68 | 0
4 | 8 | 24:00 | 0 | 2013-04-08 | 24 | 33.21 | 1 | 34.21 | 0
4 | 9 | 01:00 | 0 | 2013-04-09 | 1 | 29.08 | 1 | 30.08 | 0
4 | 9 | 02:00 | 0 | 2013-04-09 | 2 | 34.45 | 1 | 35.45 | 0
4 | 9 | 03:00 | 0 | 2013-04-09 | 3 | 34.43 | 1 | 35.43 | 0
4 | 9 | 04:00 | 0 | 2013-04-09 | 4 | 33.97 | 1 | 34.97 | 0
4 | 9 | 05:00 | 0 | 2013-04-09 | 5 | 31.44 | 1 | 32.44 | 0
4 | 9 | 06:00 | 0 | 2013-04-09 | 6 | 28.44 | 1 | 29.44 | 0
4 | 9 | 07:00 | 280 | 2013-04-09 | 7 | 42.62 | 1 | 43.62 | 12213.6
4 | 9 | 08:00 | 1292 | 2013-04-09 | 8 | 43.99 | 1 | 44.99 | 58127.08
4 | 9 | 09:00 | 2082 | 2013-04-09 | 9 | 44.98 | 1 | 45.98 | 95730.36
4 | 9 | 10:00 | 2473 | 2013-04-09 | 10 | 43 | 1 | 44 | 108812
4 | 9 | 11:00 | 3049 | 2013-04-09 | 11 | 46.37 | 1 | 47.37 | 144431.13
4 | 9 | 12:00 | 3133 | 2013-04-09 | 12 | 46.93 | 1 | 47.93 | 150164.69
4 | 9 | 13:00 | 2557 | 2013-04-09 | 13 | 50.78 | 1 | 51.78 | 132401.46
4 | 9 | 14:00 | 1962 | 2013-04-09 | 14 | 42.34 | 1 | 43.34 | 85033.08
4 | 9 | 15:00 | 1940 | 2013-04-09 | 15 | 40.13 | 1 | 41.13 | 79792.2
4 | 9 | 16:00 | 1696 | 2013-04-09 | 16 | 38.53 | 1 | 39.53 | 67042.88
4 | 9 | 17:00 | 638 | 2013-04-09 | 17 | 37.43 | 1 | 38.43 | 24518.34
4 | 9 | 18:00 | 5 | 2013-04-09 | 18 | 43.21 | 1 | 44.21 | 221.05
4 | 9 | 19:00 | 0 | 2013-04-09 | 19 | 39.93 | 1 | 40.93 | 0
4 | 9 | 20:00 | 0 | 2013-04-09 | 20 | 43.86 | 1 | 44.86 | 0
4 | 9 | 21:00 | 0 | 2013-04-09 | 21 | 44.84 | 1 | 45.84 | 0
4 | 9 | 22:00 | 0 | 2013-04-09 | 22 | 39.97 | 1 | 40.97 | 0
4 | 9 | 23:00 | 0 | 2013-04-09 | 23 | 34.29 | 1 | 35.29 | 0
4 | 9 | 24:00 | 0 | 2013-04-09 | 24 | 32.29 | 1 | 33.29 | 0
4 | 10 | 01:00 | 0 | 2013-04-10 | 1 | 26.1 | 1 | 27.1 | 0
4 | 10 | 02:00 | 0 | 2013-04-10 | 2 | 24.51 | 1 | 25.51 | 0
4 | 10 | 03:00 | 0 | 2013-04-10 | 3 | 30.04 | 1 | 31.04 | 0
4 | 10 | 04:00 | 0 | 2013-04-10 | 4 | 29.43 | 1 | 30.43 | 0
4 | 10 | 05:00 | 0 | 2013-04-10 | 5 | 27.04 | 1 | 28.04 | 0
4 | 10 | 06:00 | 0 | 2013-04-10 | 6 | 16.41 | 1 | 17.41 | 0
4 | 10 | 07:00 | 334 | 2013-04-10 | 7 | 40.92 | 1 | 41.92 | 14001.28
4 | 10 | 08:00 | 1334 | 2013-04-10 | 8 | 37.04 | 1 | 38.04 | 50745.36
4 | 10 | 09:00 | 2224 | 2013-04-10 | 9 | 36.35 | 1 | 37.35 | 83066.4
4 | 10 | 10:00 | 2825 | 2013-04-10 | 10 | 33.45 | 1 | 34.45 | 97321.25
4 | 10 | 11:00 | 3190 | 2013-04-10 | 11 | 36.15 | 1 | 37.15 | 118508.5
4 | 10 | 12:00 | 3147 | 2013-04-10 | 12 | 34.48 | 1 | 35.48 | 111655.56
4 | 10 | 13:00 | 3071 | 2013-04-10 | 13 | 36.4 | 1 | 37.4 | 114855.4
4 | 10 | 14:00 | 2940 | 2013-04-10 | 14 | 36.89 | 1 | 37.89 | 111396.6
4 | 10 | 15:00 | 2249 | 2013-04-10 | 15 | 35.85 | 1 | 36.85 | 82875.65
4 | 10 | 16:00 | 1617 | 2013-04-10 | 16 | 33.08 | 1 | 34.08 | 55107.36
4 | 10 | 17:00 | 790 | 2013-04-10 | 17 | 33.51 | 1 | 34.51 | 27262.9
4 | 10 | 18:00 | 4 | 2013-04-10 | 18 | 36.64 | 1 | 37.64 | 150.56
4 | 10 | 19:00 | 0 | 2013-04-10 | 19 | 40.37 | 1 | 41.37 | 0
4 | 10 | 20:00 | 0 | 2013-04-10 | 20 | 42.66 | 1 | 43.66 | 0
4 | 10 | 21:00 | 0 | 2013-04-10 | 21 | 43.96 | 1 | 44.96 | 0
4 | 10 | 22:00 | 0 | 2013-04-10 | 22 | 36.35 | 1 | 37.35 | 0
4 | 10 | 23:00 | 0 | 2013-04-10 | 23 | 33.12 | 1 | 34.12 | 0
4 | 10 | 24:00 | 0 | 2013-04-10 | 24 | 33.01 | 1 | 34.01 | 0
4 | 11 | 01:00 | 0 | 2013-04-11 | 1 | 34.58 | 1 | 35.58 | 0
4 | 11 | 02:00 | 0 | 2013-04-11 | 2 | 28.38 | 1 | 29.38 | 0
4 | 11 | 03:00 | 0 | 2013-04-11 | 3 | 27.57 | 1 | 28.57 | 0
4 | 11 | 04:00 | 0 | 2013-04-11 | 4 | 29.21 | 1 | 30.21 | 0
4 | 11 | 05:00 | 0 | 2013-04-11 | 5 | 26.53 | 1 | 27.53 | 0
4 | 11 | 06:00 | 0 | 2013-04-11 | 6 | 29.11 | 1 | 30.11 | 0
4 | 11 | 07:00 | 93 | 2013-04-11 | 7 | 31.28 | 1 | 32.28 | 3002.04
4 | 11 | 08:00 | 1201 | 2013-04-11 | 8 | 42.54 | 1 | 43.54 | 52291.54
4 | 11 | 09:00 | 1949 | 2013-04-11 | 9 | 36.73 | 1 | 37.73 | 73535.77
4 | 11 | 10:00 | 2497 | 2013-04-11 | 10 | 37.35 | 1 | 38.35 | 95759.95
4 | 11 | 11:00 | 2524 | 2013-04-11 | 11 | 37.53 | 1 | 38.53 | 97249.72
4 | 11 | 12:00 | 2633 | 2013-04-11 | 12 | 35.87 | 1 | 36.87 | 97078.71
4 | 11 | 13:00 | 2783 | 2013-04-11 | 13 | 36.59 | 1 | 37.59 | 104612.97
4 | 11 | 14:00 | 2063 | 2013-04-11 | 14 | 38.18 | 1 | 39.18 | 80828.34
4 | 11 | 15:00 | 1689 | 2013-04-11 | 15 | 38.04 | 1 | 39.04 | 65938.56
4 | 11 | 16:00 | 945 | 2013-04-11 | 16 | 37.19 | 1 | 38.19 | 36089.55
4 | 11 | 17:00 | 427 | 2013-04-11 | 17 | 37.69 | 1 | 38.69 | 16520.63
4 | 11 | 18:00 | 0 | 2013-04-11 | 18 | 38.96 | 1 | 39.96 | 0
4 | 11 | 19:00 | 0 | 2013-04-11 | 19 | 39.45 | 1 | 40.45 | 0
4 | 11 | 20:00 | 0 | 2013-04-11 | 20 | 42.81 | 1 | 43.81 | 0
4 | 11 | 21:00 | 0 | 2013-04-11 | 21 | 44.13 | 1 | 45.13 | 0
4 | 11 | 22:00 | 0 | 2013-04-11 | 22 | 37.01 | 1 | 38.01 | 0
4 | 11 | 23:00 | 0 | 2013-04-11 | 23 | 29.5 | 1 | 30.5 | 0
4 | 11 | 24:00 | 0 | 2013-04-11 | 24 | 40.76 | 1 | 41.76 | 0
4 | 12 | 01:00 | 0 | 2013-04-12 | 1 | 45.57 | 1 | 46.57 | 0
4 | 12 | 02:00 | 0 | 2013-04-12 | 2 | 32.97 | 1 | 33.97 | 0
4 | 12 | 03:00 | 0 | 2013-04-12 | 3 | 19.26 | 1 | 20.26 | 0
4 | 12 | 04:00 | 0 | 2013-04-12 | 4 | 22.98 | 1 | 23.98 | 0
4 | 12 | 05:00 | 0 | 2013-04-12 | 5 | 29.97 | 1 | 30.97 | 0
4 | 12 | 06:00 | 0 | 2013-04-12 | 6 | 23.72 | 1 | 24.72 | 0
4 | 12 | 07:00 | 341 | 2013-04-12 | 7 | 31.95 | 1 | 32.95 | 11235.95
4 | 12 | 08:00 | 1277 | 2013-04-12 | 8 | 47.14 | 1 | 48.14 | 61474.78
4 | 12 | 09:00 | 2134 | 2013-04-12 | 9 | 42.72 | 1 | 43.72 | 93298.48
4 | 12 | 10:00 | 2782 | 2013-04-12 | 10 | 45.86 | 1 | 46.86 | 130364.52
4 | 12 | 11:00 | 3124 | 2013-04-12 | 11 | 49.41 | 1 | 50.41 | 157480.84
4 | 12 | 12:00 | 3308 | 2013-04-12 | 12 | 52.45 | 1 | 53.45 | 176812.6
4 | 12 | 13:00 | 3296 | 2013-04-12 | 13 | 46.24 | 1 | 47.24 | 155703.04
4 | 12 | 14:00 | 2944 | 2013-04-12 | 14 | 50.1 | 1 | 51.1 | 150438.4
4 | 12 | 15:00 | 2473 | 2013-04-12 | 15 | 51.26 | 1 | 52.26 | 129238.98
4 | 12 | 16:00 | 1743 | 2013-04-12 | 16 | 51.01 | 1 | 52.01 | 90653.43
4 | 12 | 17:00 | 826 | 2013-04-12 | 17 | 50.51 | 1 | 51.51 | 42547.26
4 | 12 | 18:00 | 5 | 2013-04-12 | 18 | 52.79 | 1 | 53.79 | 268.95
4 | 12 | 19:00 | 0 | 2013-04-12 | 19 | 49.8 | 1 | 50.8 | 0
4 | 12 | 20:00 | 0 | 2013-04-12 | 20 | 46.69 | 1 | 47.69 | 0
4 | 12 | 21:00 | 0 | 2013-04-12 | 21 | 51.26 | 1 | 52.26 | 0
4 | 12 | 22:00 | 0 | 2013-04-12 | 22 | 45.35 | 1 | 46.35 | 0
4 | 12 | 23:00 | 0 | 2013-04-12 | 23 | 31.95 | 1 | 32.95 | 0
4 | 12 | 24:00 | 0 | 2013-04-12 | 24 | 37.84 | 1 | 38.84 | 0
4 | 13 | 01:00 | 0 | 2013-04-13 | 1 | 45.68 | 1 | 46.68 | 0
4 | 13 | 02:00 | 0 | 2013-04-13 | 2 | 40.42 | 1 | 41.42 | 0
4 | 13 | 03:00 | 0 | 2013-04-13 | 3 | 43.95 | 1 | 44.95 | 0
4 | 13 | 04:00 | 0 | 2013-04-13 | 4 | 34.31 | 1 | 35.31 | 0
4 | 13 | 05:00 | 0 | 2013-04-13 | 5 | 20.74 | 1 | 21.74 | 0
4 | 13 | 06:00 | 0 | 2013-04-13 | 6 | 30.39 | 1 | 31.39 | 0
4 | 13 | 07:00 | 276 | 2013-04-13 | 7 | 54.01 | 1 | 55.01 | 15182.76
4 | 13 | 08:00 | 1093 | 2013-04-13 | 8 | 56.94 | 1 | 57.94 | 63328.42
4 | 13 | 09:00 | 1976 | 2013-04-13 | 9 | 53.85 | 1 | 54.85 | 108383.6
4 | 13 | 10:00 | 2362 | 2013-04-13 | 10 | 53.1 | 1 | 54.1 | 127784.2
4 | 13 | 11:00 | 2797 | 2013-04-13 | 11 | 54 | 1 | 55 | 153835
4 | 13 | 12:00 | 2522 | 2013-04-13 | 12 | 46.5 | 1 | 47.5 | 119795
4 | 13 | 13:00 | 2421 | 2013-04-13 | 13 | 30.51 | 1 | 31.51 | 76285.71
4 | 13 | 14:00 | 2380 | 2013-04-13 | 14 | 34.82 | 1 | 35.82 | 85251.6
4 | 13 | 15:00 | 1771 | 2013-04-13 | 15 | 37.82 | 1 | 38.82 | 68750.22
4 | 13 | 16:00 | 1209 | 2013-04-13 | 16 | 46.95 | 1 | 47.95 | 57971.55
4 | 13 | 17:00 | 35 | 2013-04-13 | 17 | 45.65 | 1 | 46.65 | 1632.75
4 | 13 | 18:00 | 0 | 2013-04-13 | 18 | 41.28 | 1 | 42.28 | 0
4 | 13 | 19:00 | 0 | 2013-04-13 | 19 | 23.24 | 1 | 24.24 | 0
4 | 13 | 20:00 | 0 | 2013-04-13 | 20 | 37.47 | 1 | 38.47 | 0
4 | 13 | 21:00 | 0 | 2013-04-13 | 21 | 35.77 | 1 | 36.77 | 0
4 | 13 | 22:00 | 0 | 2013-04-13 | 22 | 20.19 | 1 | 21.19 | 0
4 | 13 | 23:00 | 0 | 2013-04-13 | 23 | 30.1 | 1 | 31.1 | 0
4 | 13 | 24:00 | 0 | 2013-04-13 | 24 | 32.98 | 1 | 33.98 | 0
4 | 14 | 01:00 | 0 | 2013-04-14 | 1 | 33.54 | 1 | 34.54 | 0
4 | 14 | 02:00 | 0 | 2013-04-14 | 2 | 34.61 | 1 | 35.61 | 0
4 | 14 | 03:00 | 0 | 2013-04-14 | 3 | 34.57 | 1 | 35.57 | 0
4 | 14 | 04:00 | 0 | 2013-04-14 | 4 | 33.71 | 1 | 34.71 | 0
4 | 14 | 05:00 | 0 | 2013-04-14 | 5 | 34.02 | 1 | 35.02 | 0
4 | 14 | 06:00 | 0 | 2013-04-14 | 6 | 36.74 | 1 | 37.74 | 0
4 | 14 | 07:00 | 23 | 2013-04-14 | 7 | 26.07 | 1 | 27.07 | 622.61
4 | 14 | 08:00 | 387 | 2013-04-14 | 8 | 28.08 | 1 | 29.08 | 11253.96
4 | 14 | 09:00 | 655 | 2013-04-14 | 9 | 40.11 | 1 | 41.11 | 26927.05
4 | 14 | 10:00 | 972 | 2013-04-14 | 10 | 53.39 | 1 | 54.39 | 52867.08
4 | 14 | 11:00 | 1044 | 2013-04-14 | 11 | 36.3 | 1 | 37.3 | 38941.2
4 | 14 | 12:00 | 1111 | 2013-04-14 | 12 | 34.37 | 1 | 35.37 | 39296.07
4 | 14 | 13:00 | 1142 | 2013-04-14 | 13 | 34.77 | 1 | 35.77 | 40849.34
4 | 14 | 14:00 | 1004 | 2013-04-14 | 14 | 42.69 | 1 | 43.69 | 43864.76
4 | 14 | 15:00 | 506 | 2013-04-14 | 15 | 43.83 | 1 | 44.83 | 22683.98
4 | 14 | 16:00 | 689 | 2013-04-14 | 16 | 39.53 | 1 | 40.53 | 27925.17
4 | 14 | 17:00 | 264 | 2013-04-14 | 17 | 39.1 | 1 | 40.1 | 10586.4
4 | 14 | 18:00 | 6 | 2013-04-14 | 18 | 38.1 | 1 | 39.1 | 234.6
4 | 14 | 19:00 | 0 | 2013-04-14 | 19 | 42.66 | 1 | 43.66 | 0
4 | 14 | 20:00 | 0 | 2013-04-14 | 20 | 53.98 | 1 | 54.98 | 0
4 | 14 | 21:00 | 0 | 2013-04-14 | 21 | 59.91 | 1 | 60.91 | 0
4 | 14 | 22:00 | 0 | 2013-04-14 | 22 | 57.3 | 1 | 58.3 | 0
4 | 14 | 23:00 | 0 | 2013-04-14 | 23 | 45.04 | 1 | 46.04 | 0
4 | 14 | 24:00 | 0 | 2013-04-14 | 24 | 35.48 | 1 | 36.48 | 0
4 | 15 | 01:00 | 0 | 2013-04-15 | 1 | 33.5 | 1 | 34.5 | 0
4 | 15 | 02:00 | 0 | 2013-04-15 | 2 | 32.91 | 1 | 33.91 | 0
4 | 15 | 03:00 | 0 | 2013-04-15 | 3 | 31.91 | 1 | 32.91 | 0
4 | 15 | 04:00 | 0 | 2013-04-15 | 4 | 34.66 | 1 | 35.66 | 0
4 | 15 | 05:00 | 0 | 2013-04-15 | 5 | 36.32 | 1 | 37.32 | 0
4 | 15 | 06:00 | 0 | 2013-04-15 | 6 | 35.28 | 1 | 36.28 | 0
4 | 15 | 07:00 | 108 | 2013-04-15 | 7 | 46.14 | 1 | 47.14 | 5091.12
4 | 15 | 08:00 | 396 | 2013-04-15 | 8 | 50.94 | 1 | 51.94 | 20568.24
4 | 15 | 09:00 | 906 | 2013-04-15 | 9 | 46.55 | 1 | 47.55 | 43080.3
4 | 15 | 10:00 | 1644 | 2013-04-15 | 10 | 45.58 | 1 | 46.58 | 76577.52
4 | 15 | 11:00 | 1364 | 2013-04-15 | 11 | 38.27 | 1 | 39.27 | 53564.28
4 | 15 | 12:00 | 1272 | 2013-04-15 | 12 | 37.96 | 1 | 38.96 | 49557.12
4 | 15 | 13:00 | 1771 | 2013-04-15 | 13 | 40.06 | 1 | 41.06 | 72717.26
4 | 15 | 14:00 | 1972 | 2013-04-15 | 14 | 38.94 | 1 | 39.94 | 78761.68
4 | 15 | 15:00 | 1087 | 2013-04-15 | 15 | 38.18 | 1 | 39.18 | 42588.66
4 | 15 | 16:00 | 609 | 2013-04-15 | 16 | 35.85 | 1 | 36.85 | 22441.65
4 | 15 | 17:00 | 541 | 2013-04-15 | 17 | 36.75 | 1 | 37.75 | 20422.75
4 | 15 | 18:00 | 2 | 2013-04-15 | 18 | 36.55 | 1 | 37.55 | 75.1
4 | 15 | 19:00 | 0 | 2013-04-15 | 19 | 35.08 | 1 | 36.08 | 0
4 | 15 | 20:00 | 0 | 2013-04-15 | 20 | 38.3 | 1 | 39.3 | 0
4 | 15 | 21:00 | 0 | 2013-04-15 | 21 | 49.01 | 1 | 50.01 | 0
4 | 15 | 22:00 | 0 | 2013-04-15 | 22 | 36.88 | 1 | 37.88 | 0
4 | 15 | 23:00 | 0 | 2013-04-15 | 23 | 31.9 | 1 | 32.9 | 0
4 | 15 | 24:00 | 0 | 2013-04-15 | 24 | 29.6 | 1 | 30.6 | 0
4 | 16 | 01:00 | 0 | 2013-04-16 | 1 | 23.68 | 1 | 24.68 | 0
4 | 16 | 02:00 | 0 | 2013-04-16 | 2 | 31.52 | 1 | 32.52 | 0
4 | 16 | 03:00 | 0 | 2013-04-16 | 3 | 25.34 | 1 | 26.34 | 0
4 | 16 | 04:00 | 0 | 2013-04-16 | 4 | 31.53 | 1 | 32.53 | 0
4 | 16 | 05:00 | 0 | 2013-04-16 | 5 | 34.57 | 1 | 35.57 | 0
4 | 16 | 06:00 | 0 | 2013-04-16 | 6 | 31.4 | 1 | 32.4 | 0
4 | 16 | 07:00 | 37 | 2013-04-16 | 7 | 44.09 | 1 | 45.09 | 1668.33
4 | 16 | 08:00 | 478 | 2013-04-16 | 8 | 51.21 | 1 | 52.21 | 24956.38
4 | 16 | 09:00 | 996 | 2013-04-16 | 9 | 48.8 | 1 | 49.8 | 49600.8
4 | 16 | 10:00 | 2039 | 2013-04-16 | 10 | 48.23 | 1 | 49.23 | 100379.97
4 | 16 | 11:00 | 1494 | 2013-04-16 | 11 | 48.07 | 1 | 49.07 | 73310.58
4 | 16 | 12:00 | 2030 | 2013-04-16 | 12 | 50.29 | 1 | 51.29 | 104118.7
4 | 16 | 13:00 | 2079 | 2013-04-16 | 13 | 47.4 | 1 | 48.4 | 100623.6
4 | 16 | 14:00 | 1485 | 2013-04-16 | 14 | 46.53 | 1 | 47.53 | 70582.05
4 | 16 | 15:00 | 1720 | 2013-04-16 | 15 | 39.45 | 1 | 40.45 | 69574
4 | 16 | 16:00 | 1235 | 2013-04-16 | 16 | 35.08 | 1 | 36.08 | 44558.8
4 | 16 | 17:00 | 279 | 2013-04-16 | 17 | 35.81 | 1 | 36.81 | 10269.99
4 | 16 | 18:00 | 3 | 2013-04-16 | 18 | 49.8 | 1 | 50.8 | 152.4
4 | 16 | 19:00 | 0 | 2013-04-16 | 19 | 49.73 | 1 | 50.73 | 0
4 | 16 | 20:00 | 0 | 2013-04-16 | 20 | 55.74 | 1 | 56.74 | 0
4 | 16 | 21:00 | 0 | 2013-04-16 | 21 | 55.11 | 1 | 56.11 | 0
4 | 16 | 22:00 | 0 | 2013-04-16 | 22 | 43.18 | 1 | 44.18 | 0
4 | 16 | 23:00 | 0 | 2013-04-16 | 23 | 43.18 | 1 | 44.18 | 0
4 | 16 | 24:00 | 0 | 2013-04-16 | 24 | 31.25 | 1 | 32.25 | 0
4 | 17 | 01:00 | 0 | 2013-04-17 | 1 | 32.46 | 1 | 33.46 | 0
4 | 17 | 02:00 | 0 | 2013-04-17 | 2 | 33.95 | 1 | 34.95 | 0
4 | 17 | 03:00 | 0 | 2013-04-17 | 3 | 31.29 | 1 | 32.29 | 0
4 | 17 | 04:00 | 0 | 2013-04-17 | 4 | 31.77 | 1 | 32.77 | 0
4 | 17 | 05:00 | 0 | 2013-04-17 | 5 | 30.16 | 1 | 31.16 | 0
4 | 17 | 06:00 | 0 | 2013-04-17 | 6 | 28.49 | 1 | 29.49 | 0
4 | 17 | 07:00 | 367 | 2013-04-17 | 7 | 15.07 | 1 | 16.07 | 5897.69
4 | 17 | 08:00 | 1237 | 2013-04-17 | 8 | 35.5 | 1 | 36.5 | 45150.5
4 | 17 | 09:00 | 2136 | 2013-04-17 | 9 | 39.73 | 1 | 40.73 | 86999.28
4 | 17 | 10:00 | 2749 | 2013-04-17 | 10 | 43.71 | 1 | 44.71 | 122907.79
4 | 17 | 11:00 | 3156 | 2013-04-17 | 11 | 43.03 | 1 | 44.03 | 138958.68
4 | 17 | 12:00 | 3307 | 2013-04-17 | 12 | 38.28 | 1 | 39.28 | 129898.96
4 | 17 | 13:00 | 3236 | 2013-04-17 | 13 | 38.03 | 1 | 39.03 | 126301.08
4 | 17 | 14:00 | 2949 | 2013-04-17 | 14 | 41.41 | 1 | 42.41 | 125067.09
4 | 17 | 15:00 | 2429 | 2013-04-17 | 15 | 37.46 | 1 | 38.46 | 93419.34
4 | 17 | 16:00 | 1658 | 2013-04-17 | 16 | 40.4 | 1 | 41.4 | 68641.2
4 | 17 | 17:00 | 764 | 2013-04-17 | 17 | 36.89 | 1 | 37.89 | 28947.96
4 | 17 | 18:00 | 12 | 2013-04-17 | 18 | 44.58 | 1 | 45.58 | 546.96
4 | 17 | 19:00 | 0 | 2013-04-17 | 19 | 35.7 | 1 | 36.7 | 0
4 | 17 | 20:00 | 0 | 2013-04-17 | 20 | 42.36 | 1 | 43.36 | 0
4 | 17 | 21:00 | 0 | 2013-04-17 | 21 | 43.75 | 1 | 44.75 | 0
4 | 17 | 22:00 | 0 | 2013-04-17 | 22 | 36.06 | 1 | 37.06 | 0
4 | 17 | 23:00 | 0 | 2013-04-17 | 23 | 43.46 | 1 | 44.46 | 0
4 | 17 | 24:00 | 0 | 2013-04-17 | 24 | 41.14 | 1 | 42.14 | 0
4 | 18 | 01:00 | 0 | 2013-04-18 | 1 | 33.06 | 1 | 34.06 | 0
4 | 18 | 02:00 | 0 | 2013-04-18 | 2 | 33.54 | 1 | 34.54 | 0
4 | 18 | 03:00 | 0 | 2013-04-18 | 3 | 33.21 | 1 | 34.21 | 0
4 | 18 | 04:00 | 0 | 2013-04-18 | 4 | 31.97 | 1 | 32.97 | 0
4 | 18 | 05:00 | 0 | 2013-04-18 | 5 | 32.98 | 1 | 33.98 | 0
4 | 18 | 06:00 | 0 | 2013-04-18 | 6 | 33.89 | 1 | 34.89 | 0
4 | 18 | 07:00 | 16 | 2013-04-18 | 7 | 38.82 | 1 | 39.82 | 637.12
4 | 18 | 08:00 | 232 | 2013-04-18 | 8 | 49.48 | 1 | 50.48 | 11711.36
4 | 18 | 09:00 | 542 | 2013-04-18 | 9 | 53.29 | 1 | 54.29 | 29425.18
4 | 18 | 10:00 | 979 | 2013-04-18 | 10 | 68.2 | 1 | 69.2 | 67746.8
4 | 18 | 11:00 | 977 | 2013-04-18 | 11 | 63.85 | 1 | 64.85 | 63358.45
4 | 18 | 12:00 | 1172 | 2013-04-18 | 12 | 60.67 | 1 | 61.67 | 72277.24
4 | 18 | 13:00 | 927 | 2013-04-18 | 13 | 45.71 | 1 | 46.71 | 43300.17
4 | 18 | 14:00 | 1039 | 2013-04-18 | 14 | 47.46 | 1 | 48.46 | 50349.94
4 | 18 | 15:00 | 885 | 2013-04-18 | 15 | 46.3 | 1 | 47.3 | 41860.5
4 | 18 | 16:00 | 604 | 2013-04-18 | 16 | 46.92 | 1 | 47.92 | 28943.68
4 | 18 | 17:00 | 264 | 2013-04-18 | 17 | 40.87 | 1 | 41.87 | 11053.68
4 | 18 | 18:00 | 2 | 2013-04-18 | 18 | 44.11 | 1 | 45.11 | 90.22
4 | 18 | 19:00 | 0 | 2013-04-18 | 19 | 48.22 | 1 | 49.22 | 0
4 | 18 | 20:00 | 0 | 2013-04-18 | 20 | 54.66 | 1 | 55.66 | 0
4 | 18 | 21:00 | 0 | 2013-04-18 | 21 | 51.74 | 1 | 52.74 | 0
4 | 18 | 22:00 | 0 | 2013-04-18 | 22 | 39.58 | 1 | 40.58 | 0
4 | 18 | 23:00 | 0 | 2013-04-18 | 23 | 33.64 | 1 | 34.64 | 0
4 | 18 | 24:00 | 0 | 2013-04-18 | 24 | 32.78 | 1 | 33.78 | 0
4 | 19 | 01:00 | 0 | 2013-04-19 | 1 | 33.41 | 1 | 34.41 | 0
4 | 19 | 02:00 | 0 | 2013-04-19 | 2 | 33.51 | 1 | 34.51 | 0
4 | 19 | 03:00 | 0 | 2013-04-19 | 3 | 22.78 | 1 | 23.78 | 0
4 | 19 | 04:00 | 0 | 2013-04-19 | 4 | 18.41 | 1 | 19.41 | 0
4 | 19 | 05:00 | 0 | 2013-04-19 | 5 | 25.35 | 1 | 26.35 | 0
4 | 19 | 06:00 | 0 | 2013-04-19 | 6 | 33.34 | 1 | 34.34 | 0
4 | 19 | 07:00 | 57 | 2013-04-19 | 7 | 33.48 | 1 | 34.48 | 1965.36
4 | 19 | 08:00 | 437 | 2013-04-19 | 8 | 36.99 | 1 | 37.99 | 16601.63
4 | 19 | 09:00 | 748 | 2013-04-19 | 9 | 36.17 | 1 | 37.17 | 27803.16
4 | 19 | 10:00 | 855 | 2013-04-19 | 10 | 49.86 | 1 | 50.86 | 43485.3
4 | 19 | 11:00 | 1485 | 2013-04-19 | 11 | 50.09 | 1 | 51.09 | 75868.65
4 | 19 | 12:00 | 1685 | 2013-04-19 | 12 | 45.53 | 1 | 46.53 | 78403.05
4 | 19 | 13:00 | 2318 | 2013-04-19 | 13 | 40.75 | 1 | 41.75 | 96776.5
4 | 19 | 14:00 | 707 | 2013-04-19 | 14 | 42.5 | 1 | 43.5 | 30754.5
4 | 19 | 15:00 | 840 | 2013-04-19 | 15 | 42.62 | 1 | 43.62 | 36640.8
4 | 19 | 16:00 | 448 | 2013-04-19 | 16 | 39.96 | 1 | 40.96 | 18350.08
4 | 19 | 17:00 | 29 | 2013-04-19 | 17 | 34.58 | 1 | 35.58 | 1031.82
4 | 19 | 18:00 | 3 | 2013-04-19 | 18 | 33.78 | 1 | 34.78 | 104.34
4 | 19 | 19:00 | 0 | 2013-04-19 | 19 | 31.77 | 1 | 32.77 | 0
4 | 19 | 20:00 | 0 | 2013-04-19 | 20 | 35.8 | 1 | 36.8 | 0
4 | 19 | 21:00 | 0 | 2013-04-19 | 21 | 31.53 | 1 | 32.53 | 0
4 | 19 | 22:00 | 0 | 2013-04-19 | 22 | 30.49 | 1 | 31.49 | 0
4 | 19 | 23:00 | 0 | 2013-04-19 | 23 | 38.71 | 1 | 39.71 | 0
4 | 19 | 24:00 | 0 | 2013-04-19 | 24 | 37.25 | 1 | 38.25 | 0
4 | 20 | 01:00 | 0 | 2013-04-20 | 1 | 34.75 | 1 | 35.75 | 0
4 | 20 | 02:00 | 0 | 2013-04-20 | 2 | 33.08 | 1 | 34.08 | 0
4 | 20 | 03:00 | 0 | 2013-04-20 | 3 | 34.29 | 1 | 35.29 | 0
4 | 20 | 04:00 | 0 | 2013-04-20 | 4 | 31.92 | 1 | 32.92 | 0
4 | 20 | 05:00 | 0 | 2013-04-20 | 5 | 31.64 | 1 | 32.64 | 0
4 | 20 | 06:00 | 1 | 2013-04-20 | 6 | 33.86 | 1 | 34.86 | 34.86
4 | 20 | 07:00 | 388 | 2013-04-20 | 7 | 34.31 | 1 | 35.31 | 13700.28
4 | 20 | 08:00 | 1111 | 2013-04-20 | 8 | 34.31 | 1 | 35.31 | 39229.41
4 | 20 | 09:00 | 1864 | 2013-04-20 | 9 | 41.2 | 1 | 42.2 | 78660.8
4 | 20 | 10:00 | 2486 | 2013-04-20 | 10 | 57.87 | 1 | 58.87 | 146350.82
4 | 20 | 11:00 | 2570 | 2013-04-20 | 11 | 56.27 | 1 | 57.27 | 147183.9
4 | 20 | 12:00 | 2630 | 2013-04-20 | 12 | 54.74 | 1 | 55.74 | 146596.2
4 | 20 | 13:00 | 2806 | 2013-04-20 | 13 | 53.34 | 1 | 54.34 | 152478.04
4 | 20 | 14:00 | 2593 | 2013-04-20 | 14 | 41.64 | 1 | 42.64 | 110565.52
4 | 20 | 15:00 | 2044 | 2013-04-20 | 15 | 37.06 | 1 | 38.06 | 77794.64
4 | 20 | 16:00 | 1426 | 2013-04-20 | 16 | 36.2 | 1 | 37.2 | 53047.2
4 | 20 | 17:00 | 722 | 2013-04-20 | 17 | 36.13 | 1 | 37.13 | 26807.86
4 | 20 | 18:00 | 11 | 2013-04-20 | 18 | 34.95 | 1 | 35.95 | 395.45
4 | 20 | 19:00 | 0 | 2013-04-20 | 19 | 35.94 | 1 | 36.94 | 0
4 | 20 | 20:00 | 0 | 2013-04-20 | 20 | 49.76 | 1 | 50.76 | 0
4 | 20 | 21:00 | 0 | 2013-04-20 | 21 | 87.47 | 1 | 88.47 | 0
4 | 20 | 22:00 | 0 | 2013-04-20 | 22 | 37.8 | 1 | 38.8 | 0
4 | 20 | 23:00 | 0 | 2013-04-20 | 23 | 34.4 | 1 | 35.4 | 0
4 | 20 | 24:00 | 0 | 2013-04-20 | 24 | 35.45 | 1 | 36.45 | 0
4 | 21 | 01:00 | 0 | 2013-04-21 | 1 | 35.28 | 1 | 36.28 | 0
4 | 21 | 02:00 | 0 | 2013-04-21 | 2 | 37.06 | 1 | 38.06 | 0
4 | 21 | 03:00 | 0 | 2013-04-21 | 3 | 35.74 | 1 | 36.74 | 0
4 | 21 | 04:00 | 0 | 2013-04-21 | 4 | 35.7 | 1 | 36.7 | 0
4 | 21 | 05:00 | 0 | 2013-04-21 | 5 | 36.24 | 1 | 37.24 | 0
4 | 21 | 06:00 | 0 | 2013-04-21 | 6 | 37.44 | 1 | 38.44 | 0
4 | 21 | 07:00 | 104 | 2013-04-21 | 7 | 35.23 | 1 | 36.23 | 3767.92
4 | 21 | 08:00 | 464 | 2013-04-21 | 8 | 45.87 | 1 | 46.87 | 21747.68
4 | 21 | 09:00 | 564 | 2013-04-21 | 9 | 52.16 | 1 | 53.16 | 29982.24
4 | 21 | 10:00 | 2136 | 2013-04-21 | 10 | 57.26 | 1 | 58.26 | 124443.36
4 | 21 | 11:00 | 2361 | 2013-04-21 | 11 | 45.72 | 1 | 46.72 | 110305.92
4 | 21 | 12:00 | 2807 | 2013-04-21 | 12 | 53.93 | 1 | 54.93 | 154188.51
4 | 21 | 13:00 | 2661 | 2013-04-21 | 13 | 37.42 | 1 | 38.42 | 102235.62
4 | 21 | 14:00 | 2069 | 2013-04-21 | 14 | 36.71 | 1 | 37.71 | 78021.99
4 | 21 | 15:00 | 2071 | 2013-04-21 | 15 | 36.79 | 1 | 37.79 | 78263.09
4 | 21 | 16:00 | 1354 | 2013-04-21 | 16 | 37.59 | 1 | 38.59 | 52250.86
4 | 21 | 17:00 | 664 | 2013-04-21 | 17 | 45.68 | 1 | 46.68 | 30995.52
4 | 21 | 18:00 | 10 | 2013-04-21 | 18 | 46.52 | 1 | 47.52 | 475.2
4 | 21 | 19:00 | 0 | 2013-04-21 | 19 | 50.73 | 1 | 51.73 | 0
4 | 21 | 20:00 | 0 | 2013-04-21 | 20 | 71.72 | 1 | 72.72 | 0
4 | 21 | 21:00 | 0 | 2013-04-21 | 21 | 67.9 | 1 | 68.9 | 0
4 | 21 | 22:00 | 0 | 2013-04-21 | 22 | 46.45 | 1 | 47.45 | 0
4 | 21 | 23:00 | 0 | 2013-04-21 | 23 | 37.53 | 1 | 38.53 | 0
4 | 21 | 24:00 | 0 | 2013-04-21 | 24 | 37.31 | 1 | 38.31 | 0
4 | 22 | 01:00 | 0 | 2013-04-22 | 1 | 37.55 | 1 | 38.55 | 0
4 | 22 | 02:00 | 0 | 2013-04-22 | 2 | 36.19 | 1 | 37.19 | 0
4 | 22 | 03:00 | 0 | 2013-04-22 | 3 | 36.3 | 1 | 37.3 | 0
4 | 22 | 04:00 | 0 | 2013-04-22 | 4 | 34.84 | 1 | 35.84 | 0
4 | 22 | 05:00 | 0 | 2013-04-22 | 5 | 36.88 | 1 | 37.88 | 0
4 | 22 | 06:00 | 0 | 2013-04-22 | 6 | 45.78 | 1 | 46.78 | 0
4 | 22 | 07:00 | 99 | 2013-04-22 | 7 | 47.97 | 1 | 48.97 | 4848.03
4 | 22 | 08:00 | 731 | 2013-04-22 | 8 | 60.96 | 1 | 61.96 | 45292.76
4 | 22 | 09:00 | 917 | 2013-04-22 | 9 | 55.44 | 1 | 56.44 | 51755.48
4 | 22 | 10:00 | 683 | 2013-04-22 | 10 | 44.77 | 1 | 45.77 | 31260.91
4 | 22 | 11:00 | 502 | 2013-04-22 | 11 | 38.4 | 1 | 39.4 | 19778.8
4 | 22 | 12:00 | 1079 | 2013-04-22 | 12 | 37.9 | 1 | 38.9 | 41973.1
4 | 22 | 13:00 | 812 | 2013-04-22 | 13 | 47.48 | 1 | 48.48 | 39365.76
4 | 22 | 14:00 | 932 | 2013-04-22 | 14 | 48.18 | 1 | 49.18 | 45835.76
4 | 22 | 15:00 | 688 | 2013-04-22 | 15 | 36.71 | 1 | 37.71 | 25944.48
4 | 22 | 16:00 | 1322 | 2013-04-22 | 16 | 34.97 | 1 | 35.97 | 47552.34
4 | 22 | 17:00 | 699 | 2013-04-22 | 17 | 35.29 | 1 | 36.29 | 25366.71
4 | 22 | 18:00 | 8 | 2013-04-22 | 18 | 38.28 | 1 | 39.28 | 314.24
4 | 22 | 19:00 | 0 | 2013-04-22 | 19 | 42.41 | 1 | 43.41 | 0
4 | 22 | 20:00 | 0 | 2013-04-22 | 20 | 52.56 | 1 | 53.56 | 0
4 | 22 | 21:00 | 0 | 2013-04-22 | 21 | 51.81 | 1 | 52.81 | 0
4 | 22 | 22:00 | 0 | 2013-04-22 | 22 | 42.68 | 1 | 43.68 | 0
4 | 22 | 23:00 | 0 | 2013-04-22 | 23 | 39.16 | 1 | 40.16 | 0
4 | 22 | 24:00 | 0 | 2013-04-22 | 24 | 16.68 | 1 | 17.68 | 0
4 | 23 | 01:00 | 0 | 2013-04-23 | 1 | 34.49 | 1 | 35.49 | 0
4 | 23 | 02:00 | 0 | 2013-04-23 | 2 | 34.6 | 1 | 35.6 | 0
4 | 23 | 03:00 | 0 | 2013-04-23 | 3 | 34.17 | 1 | 35.17 | 0
4 | 23 | 04:00 | 0 | 2013-04-23 | 4 | 34.62 | 1 | 35.62 | 0
4 | 23 | 05:00 | 0 | 2013-04-23 | 5 | 34.27 | 1 | 35.27 | 0
4 | 23 | 06:00 | 1 | 2013-04-23 | 6 | 34.95 | 1 | 35.95 | 35.95
4 | 23 | 07:00 | 122 | 2013-04-23 | 7 | 41.14 | 1 | 42.14 | 5141.08
4 | 23 | 08:00 | 308 | 2013-04-23 | 8 | 49.45 | 1 | 50.45 | 15538.6
4 | 23 | 09:00 | 766 | 2013-04-23 | 9 | 55.66 | 1 | 56.66 | 43401.56
4 | 23 | 10:00 | 1173 | 2013-04-23 | 10 | 60.03 | 1 | 61.03 | 71588.19
4 | 23 | 11:00 | 1258 | 2013-04-23 | 11 | 56.61 | 1 | 57.61 | 72473.38
4 | 23 | 12:00 | 1148 | 2013-04-23 | 12 | 56.51 | 1 | 57.51 | 66021.48
4 | 23 | 13:00 | 2442 | 2013-04-23 | 13 | 60.7 | 1 | 61.7 | 150671.4
4 | 23 | 14:00 | 2665 | 2013-04-23 | 14 | 55.12 | 1 | 56.12 | 149559.8
4 | 23 | 15:00 | 2000 | 2013-04-23 | 15 | 53.77 | 1 | 54.77 | 109540
4 | 23 | 16:00 | 1434 | 2013-04-23 | 16 | 59.24 | 1 | 60.24 | 86384.16
4 | 23 | 17:00 | 735 | 2013-04-23 | 17 | 63.33 | 1 | 64.33 | 47282.55
4 | 23 | 18:00 | 13 | 2013-04-23 | 18 | 69.9 | 1 | 70.9 | 921.7
4 | 23 | 19:00 | 0 | 2013-04-23 | 19 | 66.09 | 1 | 67.09 | 0
4 | 23 | 20:00 | 0 | 2013-04-23 | 20 | 81.35 | 1 | 82.35 | 0
4 | 23 | 21:00 | 0 | 2013-04-23 | 21 | 71.63 | 1 | 72.63 | 0
4 | 23 | 22:00 | 0 | 2013-04-23 | 22 | 51.66 | 1 | 52.66 | 0
4 | 23 | 23:00 | 0 | 2013-04-23 | 23 | 38.08 | 1 | 39.08 | 0
4 | 23 | 24:00 | 0 | 2013-04-23 | 24 | 36.01 | 1 | 37.01 | 0
4 | 24 | 01:00 | 0 | 2013-04-24 | 1 | 38.23 | 1 | 39.23 | 0
4 | 24 | 02:00 | 0 | 2013-04-24 | 2 | 37.8 | 1 | 38.8 | 0
4 | 24 | 03:00 | 0 | 2013-04-24 | 3 | 37.14 | 1 | 38.14 | 0
4 | 24 | 04:00 | 0 | 2013-04-24 | 4 | 37.16 | 1 | 38.16 | 0
4 | 24 | 05:00 | 0 | 2013-04-24 | 5 | 37.21 | 1 | 38.21 | 0
4 | 24 | 06:00 | 0 | 2013-04-24 | 6 | 36.95 | 1 | 37.95 | 0
4 | 24 | 07:00 | 13 | 2013-04-24 | 7 | 47.78 | 1 | 48.78 | 634.14
4 | 24 | 08:00 | 555 | 2013-04-24 | 8 | 51.76 | 1 | 52.76 | 29281.8
4 | 24 | 09:00 | 709 | 2013-04-24 | 9 | 47.01 | 1 | 48.01 | 34039.09
4 | 24 | 10:00 | 876 | 2013-04-24 | 10 | 47.41 | 1 | 48.41 | 42407.16
4 | 24 | 11:00 | 1073 | 2013-04-24 | 11 | 47.6 | 1 | 48.6 | 52147.8
4 | 24 | 12:00 | 1069 | 2013-04-24 | 12 | 48.22 | 1 | 49.22 | 52616.18
4 | 24 | 13:00 | 2580 | 2013-04-24 | 13 | 47.37 | 1 | 48.37 | 124794.6
4 | 24 | 14:00 | 2657 | 2013-04-24 | 14 | 51.27 | 1 | 52.27 | 138881.39
4 | 24 | 15:00 | 2205 | 2013-04-24 | 15 | 46.04 | 1 | 47.04 | 103723.2
4 | 24 | 16:00 | 1500 | 2013-04-24 | 16 | 43.08 | 1 | 44.08 | 66120
4 | 24 | 17:00 | 695 | 2013-04-24 | 17 | 48.8 | 1 | 49.8 | 34611
4 | 24 | 18:00 | 16 | 2013-04-24 | 18 | 48.44 | 1 | 49.44 | 791.04
4 | 24 | 19:00 | 0 | 2013-04-24 | 19 | 40.06 | 1 | 41.06 | 0
4 | 24 | 20:00 | 0 | 2013-04-24 | 20 | 45.85 | 1 | 46.85 | 0
4 | 24 | 21:00 | 0 | 2013-04-24 | 21 | 48.02 | 1 | 49.02 | 0
4 | 24 | 22:00 | 0 | 2013-04-24 | 22 | 49.17 | 1 | 50.17 | 0
4 | 24 | 23:00 | 0 | 2013-04-24 | 23 | 43.85 | 1 | 44.85 | 0
4 | 24 | 24:00 | 0 | 2013-04-24 | 24 | 35.25 | 1 | 36.25 | 0
4 | 25 | 01:00 | 0 | 2013-04-25 | 1 | 46.38 | 1 | 47.38 | 0
4 | 25 | 02:00 | 0 | 2013-04-25 | 2 | 42.15 | 1 | 43.15 | 0
4 | 25 | 03:00 | 0 | 2013-04-25 | 3 | 34.09 | 1 | 35.09 | 0
4 | 25 | 04:00 | 0 | 2013-04-25 | 4 | 31.57 | 1 | 32.57 | 0
4 | 25 | 05:00 | 0 | 2013-04-25 | 5 | 32.18 | 1 | 33.18 | 0
4 | 25 | 06:00 | 1 | 2013-04-25 | 6 | 30.72 | 1 | 31.72 | 31.72
4 | 25 | 07:00 | 423 | 2013-04-25 | 7 | 26.86 | 1 | 27.86 | 11784.78
4 | 25 | 08:00 | 1191 | 2013-04-25 | 8 | 46.11 | 1 | 47.11 | 56108.01
4 | 25 | 09:00 | 1957 | 2013-04-25 | 9 | 50.34 | 1 | 51.34 | 100472.38
4 | 25 | 10:00 | 2465 | 2013-04-25 | 10 | 46.15 | 1 | 47.15 | 116224.75
4 | 25 | 11:00 | 2757 | 2013-04-25 | 11 | 49.44 | 1 | 50.44 | 139063.08
4 | 25 | 12:00 | 2883 | 2013-04-25 | 12 | 49.26 | 1 | 50.26 | 144899.58
4 | 25 | 13:00 | 2480 | 2013-04-25 | 13 | 49.13 | 1 | 50.13 | 124322.4
4 | 25 | 14:00 | 2278 | 2013-04-25 | 14 | 50.16 | 1 | 51.16 | 116542.48
4 | 25 | 15:00 | 1984 | 2013-04-25 | 15 | 49.01 | 1 | 50.01 | 99219.84
4 | 25 | 16:00 | 1332 | 2013-04-25 | 16 | 49.16 | 1 | 50.16 | 66813.12
4 | 25 | 17:00 | 575 | 2013-04-25 | 17 | 49.14 | 1 | 50.14 | 28830.5
4 | 25 | 18:00 | 22 | 2013-04-25 | 18 | 48.69 | 1 | 49.69 | 1093.18
4 | 25 | 19:00 | 0 | 2013-04-25 | 19 | 48.69 | 1 | 49.69 | 0
4 | 25 | 20:00 | 0 | 2013-04-25 | 20 | 52.72 | 1 | 53.72 | 0
4 | 25 | 21:00 | 0 | 2013-04-25 | 21 | 60.37 | 1 | 61.37 | 0
4 | 25 | 22:00 | 0 | 2013-04-25 | 22 | 47.76 | 1 | 48.76 | 0
4 | 25 | 23:00 | 0 | 2013-04-25 | 23 | 43.97 | 1 | 44.97 | 0
4 | 25 | 24:00 | 0 | 2013-04-25 | 24 | 43.21 | 1 | 44.21 | 0
4 | 26 | 01:00 | 0 | 2013-04-26 | 1 | 41.17 | 1 | 42.17 | 0
4 | 26 | 02:00 | 0 | 2013-04-26 | 2 | 35.76 | 1 | 36.76 | 0
4 | 26 | 03:00 | 0 | 2013-04-26 | 3 | 34.65 | 1 | 35.65 | 0
4 | 26 | 04:00 | 0 | 2013-04-26 | 4 | 29.21 | 1 | 30.21 | 0
4 | 26 | 05:00 | 0 | 2013-04-26 | 5 | 33.61 | 1 | 34.61 | 0
4 | 26 | 06:00 | 1 | 2013-04-26 | 6 | 34.32 | 1 | 35.32 | 35.32
4 | 26 | 07:00 | 370 | 2013-04-26 | 7 | 46.9 | 1 | 47.9 | 17723
4 | 26 | 08:00 | 1125 | 2013-04-26 | 8 | 50.58 | 1 | 51.58 | 58027.5
4 | 26 | 09:00 | 1793 | 2013-04-26 | 9 | 50.06 | 1 | 51.06 | 91550.58
4 | 26 | 10:00 | 2398 | 2013-04-26 | 10 | 49.16 | 1 | 50.16 | 120283.68
4 | 26 | 11:00 | 2865 | 2013-04-26 | 11 | 48.65 | 1 | 49.65 | 142247.25
4 | 26 | 12:00 | 2999 | 2013-04-26 | 12 | 41.33 | 1 | 42.33 | 126947.67
4 | 26 | 13:00 | 2823 | 2013-04-26 | 13 | 39.94 | 1 | 40.94 | 115573.62
4 | 26 | 14:00 | 2422 | 2013-04-26 | 14 | 42.23 | 1 | 43.23 | 104703.06
4 | 26 | 15:00 | 1436 | 2013-04-26 | 15 | 40.66 | 1 | 41.66 | 59823.76
4 | 26 | 16:00 | 1038 | 2013-04-26 | 16 | 40.29 | 1 | 41.29 | 42859.02
4 | 26 | 17:00 | 607 | 2013-04-26 | 17 | 38.31 | 1 | 39.31 | 23861.17
4 | 26 | 18:00 | 9 | 2013-04-26 | 18 | 36.87 | 1 | 37.87 | 340.83
4 | 26 | 19:00 | 0 | 2013-04-26 | 19 | 34.69 | 1 | 35.69 | 0
4 | 26 | 20:00 | 0 | 2013-04-26 | 20 | 39.14 | 1 | 40.14 | 0
4 | 26 | 21:00 | 0 | 2013-04-26 | 21 | 46.65 | 1 | 47.65 | 0
4 | 26 | 22:00 | 0 | 2013-04-26 | 22 | 49.15 | 1 | 50.15 | 0
4 | 26 | 23:00 | 0 | 2013-04-26 | 23 | 38.86 | 1 | 39.86 | 0
4 | 26 | 24:00 | 0 | 2013-04-26 | 24 | 36.8 | 1 | 37.8 | 0
4 | 27 | 01:00 | 0 | 2013-04-27 | 1 | 32.7 | 1 | 33.7 | 0
4 | 27 | 02:00 | 0 | 2013-04-27 | 2 | 33.51 | 1 | 34.51 | 0
4 | 27 | 03:00 | 0 | 2013-04-27 | 3 | 32.01 | 1 | 33.01 | 0
4 | 27 | 04:00 | 0 | 2013-04-27 | 4 | 32.05 | 1 | 33.05 | 0
4 | 27 | 05:00 | 0 | 2013-04-27 | 5 | 32.37 | 1 | 33.37 | 0
4 | 27 | 06:00 | 0 | 2013-04-27 | 6 | 34.33 | 1 | 35.33 | 0
4 | 27 | 07:00 | 249 | 2013-04-27 | 7 | 42.11 | 1 | 43.11 | 10734.39
4 | 27 | 08:00 | 731 | 2013-04-27 | 8 | 41.01 | 1 | 42.01 | 30709.31
4 | 27 | 09:00 | 1088 | 2013-04-27 | 9 | 53 | 1 | 54 | 58752
4 | 27 | 10:00 | 1116 | 2013-04-27 | 10 | 56.57 | 1 | 57.57 | 64248.12
4 | 27 | 11:00 | 2056 | 2013-04-27 | 11 | 59.12 | 1 | 60.12 | 123606.72
4 | 27 | 12:00 | 2249 | 2013-04-27 | 12 | 58.61 | 1 | 59.61 | 134062.89
4 | 27 | 13:00 | 1322 | 2013-04-27 | 13 | 57.65 | 1 | 58.65 | 77535.3
4 | 27 | 14:00 | 2602 | 2013-04-27 | 14 | 55.25 | 1 | 56.25 | 146362.5
4 | 27 | 15:00 | 2071 | 2013-04-27 | 15 | 46.69 | 1 | 47.69 | 98765.99
4 | 27 | 16:00 | 1620 | 2013-04-27 | 16 | 41.49 | 1 | 42.49 | 68833.8
4 | 27 | 17:00 | 761 | 2013-04-27 | 17 | 55.85 | 1 | 56.85 | 43262.85
4 | 27 | 18:00 | 6 | 2013-04-27 | 18 | 58.44 | 1 | 59.44 | 356.64
4 | 27 | 19:00 | 0 | 2013-04-27 | 19 | 57.47 | 1 | 58.47 | 0
4 | 27 | 20:00 | 0 | 2013-04-27 | 20 | 59.9 | 1 | 60.9 | 0
4 | 27 | 21:00 | 0 | 2013-04-27 | 21 | 63.72 | 1 | 64.72 | 0
4 | 27 | 22:00 | 0 | 2013-04-27 | 22 | 46.62 | 1 | 47.62 | 0
4 | 27 | 23:00 | 0 | 2013-04-27 | 23 | 37.38 | 1 | 38.38 | 0
4 | 27 | 24:00 | 0 | 2013-04-27 | 24 | 35.83 | 1 | 36.83 | 0
4 | 28 | 01:00 | 0 | 2013-04-28 | 1 | 36.97 | 1 | 37.97 | 0
4 | 28 | 02:00 | 0 | 2013-04-28 | 2 | 32.78 | 1 | 33.78 | 0
4 | 28 | 03:00 | 0 | 2013-04-28 | 3 | 32.17 | 1 | 33.17 | 0
4 | 28 | 04:00 | 0 | 2013-04-28 | 4 | 33.34 | 1 | 34.34 | 0
4 | 28 | 05:00 | 0 | 2013-04-28 | 5 | 32.35 | 1 | 33.35 | 0
4 | 28 | 06:00 | 3 | 2013-04-28 | 6 | 34 | 1 | 35 | 105
4 | 28 | 07:00 | 396 | 2013-04-28 | 7 | 33.7 | 1 | 34.7 | 13741.2
4 | 28 | 08:00 | 893 | 2013-04-28 | 8 | 34.77 | 1 | 35.77 | 31942.61
4 | 28 | 09:00 | 1266 | 2013-04-28 | 9 | 45.52 | 1 | 46.52 | 58894.32
4 | 28 | 10:00 | 1214 | 2013-04-28 | 10 | 48.74 | 1 | 49.74 | 60384.36
4 | 28 | 11:00 | 1851 | 2013-04-28 | 11 | 44.95 | 1 | 45.95 | 85053.45
4 | 28 | 12:00 | 1857 | 2013-04-28 | 12 | 46 | 1 | 47 | 87279
4 | 28 | 13:00 | 774 | 2013-04-28 | 13 | 42.7 | 1 | 43.7 | 33823.8
4 | 28 | 14:00 | 760 | 2013-04-28 | 14 | 37.69 | 1 | 38.69 | 29404.4
4 | 28 | 15:00 | 400 | 2013-04-28 | 15 | 34 | 1 | 35 | 14000
4 | 28 | 16:00 | 132 | 2013-04-28 | 16 | 34.02 | 1 | 35.02 | 4622.64
4 | 28 | 17:00 | 29 | 2013-04-28 | 17 | 42.87 | 1 | 43.87 | 1272.23
4 | 28 | 18:00 | 2 | 2013-04-28 | 18 | 52.61 | 1 | 53.61 | 107.22
4 | 28 | 19:00 | 0 | 2013-04-28 | 19 | 54.84 | 1 | 55.84 | 0
4 | 28 | 20:00 | 0 | 2013-04-28 | 20 | 65.66 | 1 | 66.66 | 0
4 | 28 | 21:00 | 0 | 2013-04-28 | 21 | 89.46 | 1 | 90.46 | 0
4 | 28 | 22:00 | 0 | 2013-04-28 | 22 | 58.29 | 1 | 59.29 | 0
4 | 28 | 23:00 | 0 | 2013-04-28 | 23 | 44.49 | 1 | 45.49 | 0
4 | 28 | 24:00 | 0 | 2013-04-28 | 24 | 38.41 | 1 | 39.41 | 0
4 | 29 | 01:00 | 0 | 2013-04-29 | 1 | 33.5 | 1 | 34.5 | 0
4 | 29 | 02:00 | 0 | 2013-04-29 | 2 | 30.95 | 1 | 31.95 | 0
4 | 29 | 03:00 | 0 | 2013-04-29 | 3 | 33.72 | 1 | 34.72 | 0
4 | 29 | 04:00 | 0 | 2013-04-29 | 4 | 33.31 | 1 | 34.31 | 0
4 | 29 | 05:00 | 0 | 2013-04-29 | 5 | 33.71 | 1 | 34.71 | 0
4 | 29 | 06:00 | 1 | 2013-04-29 | 6 | 40.37 | 1 | 41.37 | 41.37
4 | 29 | 07:00 | 287 | 2013-04-29 | 7 | 60.03 | 1 | 61.03 | 17515.61
4 | 29 | 08:00 | 1134 | 2013-04-29 | 8 | 61.08 | 1 | 62.08 | 70398.72
4 | 29 | 09:00 | 1857 | 2013-04-29 | 9 | 51.16 | 1 | 52.16 | 96861.12
4 | 29 | 10:00 | 2495 | 2013-04-29 | 10 | 57.8 | 1 | 58.8 | 146706
4 | 29 | 11:00 | 2828 | 2013-04-29 | 11 | 66.99 | 1 | 67.99 | 192275.72
4 | 29 | 12:00 | 2939 | 2013-04-29 | 12 | 62.59 | 1 | 63.59 | 186891.01
4 | 29 | 13:00 | 2858 | 2013-04-29 | 13 | 60.22 | 1 | 61.22 | 174966.76
4 | 29 | 14:00 | 2682 | 2013-04-29 | 14 | 60.31 | 1 | 61.31 | 164433.42
4 | 29 | 15:00 | 2295 | 2013-04-29 | 15 | 61 | 1 | 62 | 142290
4 | 29 | 16:00 | 1567 | 2013-04-29 | 16 | 61.98 | 1 | 62.98 | 98689.66
4 | 29 | 17:00 | 735 | 2013-04-29 | 17 | 58.23 | 1 | 59.23 | 43534.05
4 | 29 | 18:00 | 8 | 2013-04-29 | 18 | 68.51 | 1 | 69.51 | 556.08
4 | 29 | 19:00 | 0 | 2013-04-29 | 19 | 67.74 | 1 | 68.74 | 0
4 | 29 | 20:00 | 0 | 2013-04-29 | 20 | 68.7 | 1 | 69.7 | 0
4 | 29 | 21:00 | 0 | 2013-04-29 | 21 | 159 | 1 | 160 | 0
4 | 29 | 22:00 | 0 | 2013-04-29 | 22 | 51.12 | 1 | 52.12 | 0
4 | 29 | 23:00 | 0 | 2013-04-29 | 23 | 42.37 | 1 | 43.37 | 0
4 | 29 | 24:00 | 0 | 2013-04-29 | 24 | 33.99 | 1 | 34.99 | 0
4 | 30 | 01:00 | 0 | 2013-04-30 | 1 | 35.28 | 1 | 36.28 | 0
4 | 30 | 02:00 | 0 | 2013-04-30 | 2 | 33.84 | 1 | 34.84 | 0
4 | 30 | 03:00 | 0 | 2013-04-30 | 3 | 33.44 | 1 | 34.44 | 0
4 | 30 | 04:00 | 0 | 2013-04-30 | 4 | 33.53 | 1 | 34.53 | 0
4 | 30 | 05:00 | 0 | 2013-04-30 | 5 | 33.32 | 1 | 34.32 | 0
4 | 30 | 06:00 | 1 | 2013-04-30 | 6 | 34.8 | 1 | 35.8 | 35.8
4 | 30 | 07:00 | 420 | 2013-04-30 | 7 | 53.72 | 1 | 54.72 | 22982.4
4 | 30 | 08:00 | 1177 | 2013-04-30 | 8 | 58 | 1 | 59 | 69443
4 | 30 | 09:00 | 1925 | 2013-04-30 | 9 | 54.54 | 1 | 55.54 | 106914.5
4 | 30 | 10:00 | 2147 | 2013-04-30 | 10 | 51.91 | 1 | 52.91 | 113597.77
4 | 30 | 11:00 | 2612 | 2013-04-30 | 11 | 49.43 | 1 | 50.43 | 131723.16
4 | 30 | 12:00 | 2428 | 2013-04-30 | 12 | 48.06 | 1 | 49.06 | 119117.68
4 | 30 | 13:00 | 2009 | 2013-04-30 | 13 | 50.03 | 1 | 51.03 | 102519.27
4 | 30 | 14:00 | 2561 | 2013-04-30 | 14 | 53.34 | 1 | 54.34 | 139164.74
4 | 30 | 15:00 | 2180 | 2013-04-30 | 15 | 50.95 | 1 | 51.95 | 113251
4 | 30 | 16:00 | 1495 | 2013-04-30 | 16 | 49.33 | 1 | 50.33 | 75243.35
4 | 30 | 17:00 | 700 | 2013-04-30 | 17 | 50.16 | 1 | 51.16 | 35812
4 | 30 | 18:00 | 32 | 2013-04-30 | 18 | 51.71 | 1 | 52.71 | 1686.72
4 | 30 | 19:00 | 0 | 2013-04-30 | 19 | 50.21 | 1 | 51.21 | 0
4 | 30 | 20:00 | 0 | 2013-04-30 | 20 | 55.09 | 1 | 56.09 | 0
4 | 30 | 21:00 | 0 | 2013-04-30 | 21 | 58.89 | 1 | 59.89 | 0
4 | 30 | 22:00 | 0 | 2013-04-30 | 22 | 62.85 | 1 | 63.85 | 0
4 | 30 | 23:00 | 0 | 2013-04-30 | 23 | 52.51 | 1 | 53.51 | 0
4 | 30 | 24:00 | 0 | 2013-04-30 | 24 | 44.9 | 1 | 45.9 | 0
5 | 1 | 01:00 | 0 | 2013-05-01 | 1 | 32.62 | 1 | 33.62 | 0
5 | 1 | 02:00 | 0 | 2013-05-01 | 2 | 32.7 | 1 | 33.7 | 0
5 | 1 | 03:00 | 0 | 2013-05-01 | 3 | 32.11 | 1 | 33.11 | 0
5 | 1 | 04:00 | 0 | 2013-05-01 | 4 | 32.32 | 1 | 33.32 | 0
5 | 1 | 05:00 | 0 | 2013-05-01 | 5 | 34.48 | 1 | 35.48 | 0
5 | 1 | 06:00 | 2 | 2013-05-01 | 6 | 33.42 | 1 | 34.42 | 68.84
5 | 1 | 07:00 | 417 | 2013-05-01 | 7 | 35 | 1 | 36 | 15012
5 | 1 | 08:00 | 974 | 2013-05-01 | 8 | 40.84 | 1 | 41.84 | 40752.16
5 | 1 | 09:00 | 1919 | 2013-05-01 | 9 | 39.5 | 1 | 40.5 | 77719.5
5 | 1 | 10:00 | 2412 | 2013-05-01 | 10 | 41.98 | 1 | 42.98 | 103667.76
5 | 1 | 11:00 | 2504 | 2013-05-01 | 11 | 43.05 | 1 | 44.05 | 110301.2
5 | 1 | 12:00 | 2863 | 2013-05-01 | 12 | 49.32 | 1 | 50.32 | 144066.16
5 | 1 | 13:00 | 1995 | 2013-05-01 | 13 | 45.94 | 1 | 46.94 | 93645.3
5 | 1 | 14:00 | 2250 | 2013-05-01 | 14 | 49.44 | 1 | 50.44 | 113490
5 | 1 | 15:00 | 1335 | 2013-05-01 | 15 | 50.49 | 1 | 51.49 | 68739.15
5 | 1 | 16:00 | 977 | 2013-05-01 | 16 | 50.98 | 1 | 51.98 | 50784.46
5 | 1 | 17:00 | 754 | 2013-05-01 | 17 | 49.41 | 1 | 50.41 | 38009.14
5 | 1 | 18:00 | 24 | 2013-05-01 | 18 | 41.65 | 1 | 42.65 | 1023.6
5 | 1 | 19:00 | 0 | 2013-05-01 | 19 | 40.14 | 1 | 41.14 | 0
5 | 1 | 20:00 | 0 | 2013-05-01 | 20 | 39.06 | 1 | 40.06 | 0
5 | 1 | 21:00 | 0 | 2013-05-01 | 21 | 38.62 | 1 | 39.62 | 0
5 | 1 | 22:00 | 0 | 2013-05-01 | 22 | 47.75 | 1 | 48.75 | 0
5 | 1 | 23:00 | 0 | 2013-05-01 | 23 | 32.76 | 1 | 33.76 | 0
5 | 1 | 24:00 | 0 | 2013-05-01 | 24 | 33.17 | 1 | 34.17 | 0
5 | 2 | 01:00 | 0 | 2013-05-02 | 1 | 30.18 | 1 | 31.18 | 0
5 | 2 | 02:00 | 0 | 2013-05-02 | 2 | 31.75 | 1 | 32.75 | 0
5 | 2 | 03:00 | 0 | 2013-05-02 | 3 | 31.59 | 1 | 32.59 | 0
5 | 2 | 04:00 | 0 | 2013-05-02 | 4 | 33.29 | 1 | 34.29 | 0
5 | 2 | 05:00 | 0 | 2013-05-02 | 5 | 32.24 | 1 | 33.24 | 0
5 | 2 | 06:00 | 3 | 2013-05-02 | 6 | 32.03 | 1 | 33.03 | 99.09
5 | 2 | 07:00 | 430 | 2013-05-02 | 7 | 39.22 | 1 | 40.22 | 17294.6
5 | 2 | 08:00 | 1241 | 2013-05-02 | 8 | 44.4 | 1 | 45.4 | 56341.4
5 | 2 | 09:00 | 2029 | 2013-05-02 | 9 | 41.53 | 1 | 42.53 | 86293.37
5 | 2 | 10:00 | 2507 | 2013-05-02 | 10 | 42.74 | 1 | 43.74 | 109656.18
5 | 2 | 11:00 | 2613 | 2013-05-02 | 11 | 49.56 | 1 | 50.56 | 132113.28
5 | 2 | 12:00 | 2997 | 2013-05-02 | 12 | 52.02 | 1 | 53.02 | 158900.94
5 | 2 | 13:00 | 2192 | 2013-05-02 | 13 | 50.15 | 1 | 51.15 | 112120.8
5 | 2 | 14:00 | 2404 | 2013-05-02 | 14 | 51.35 | 1 | 52.35 | 125849.4
5 | 2 | 15:00 | 1464 | 2013-05-02 | 15 | 52.03 | 1 | 53.03 | 77635.92
5 | 2 | 16:00 | 1019 | 2013-05-02 | 16 | 49.18 | 1 | 50.18 | 51133.42
5 | 2 | 17:00 | 535 | 2013-05-02 | 17 | 45.43 | 1 | 46.43 | 24840.05
5 | 2 | 18:00 | 43 | 2013-05-02 | 18 | 46.26 | 1 | 47.26 | 2032.18
5 | 2 | 19:00 | 0 | 2013-05-02 | 19 | 43.38 | 1 | 44.38 | 0
5 | 2 | 20:00 | 0 | 2013-05-02 | 20 | 44.2 | 1 | 45.2 | 0
5 | 2 | 21:00 | 0 | 2013-05-02 | 21 | 42.87 | 1 | 43.87 | 0
5 | 2 | 22:00 | 0 | 2013-05-02 | 22 | 38.19 | 1 | 39.19 | 0
5 | 2 | 23:00 | 0 | 2013-05-02 | 23 | 35.5 | 1 | 36.5 | 0
5 | 2 | 24:00 | 0 | 2013-05-02 | 24 | 27.88 | 1 | 28.88 | 0
5 | 3 | 01:00 | 0 | 2013-05-03 | 1 | 31.05 | 1 | 32.05 | 0
5 | 3 | 02:00 | 0 | 2013-05-03 | 2 | 30.1 | 1 | 31.1 | 0
5 | 3 | 03:00 | 0 | 2013-05-03 | 3 | 27.87 | 1 | 28.87 | 0
5 | 3 | 04:00 | 0 | 2013-05-03 | 4 | 27.77 | 1 | 28.77 | 0
5 | 3 | 05:00 | 0 | 2013-05-03 | 5 | 29.54 | 1 | 30.54 | 0
5 | 3 | 06:00 | 3 | 2013-05-03 | 6 | 32.47 | 1 | 33.47 | 100.41
5 | 3 | 07:00 | 444 | 2013-05-03 | 7 | 40.96 | 1 | 41.96 | 18630.24
5 | 3 | 08:00 | 692 | 2013-05-03 | 8 | 40.36 | 1 | 41.36 | 28621.12
5 | 3 | 09:00 | 1521 | 2013-05-03 | 9 | 46.38 | 1 | 47.38 | 72064.98
5 | 3 | 10:00 | 2184 | 2013-05-03 | 10 | 39.97 | 1 | 40.97 | 89478.48
5 | 3 | 11:00 | 2161 | 2013-05-03 | 11 | 36.45 | 1 | 37.45 | 80929.45
5 | 3 | 12:00 | 1506 | 2013-05-03 | 12 | 40.26 | 1 | 41.26 | 62137.56
5 | 3 | 13:00 | 1182 | 2013-05-03 | 13 | 38 | 1 | 39 | 46098
5 | 3 | 14:00 | 1269 | 2013-05-03 | 14 | 37.07 | 1 | 38.07 | 48310.83
5 | 3 | 15:00 | 485 | 2013-05-03 | 15 | 37.84 | 1 | 38.84 | 18837.4
5 | 3 | 16:00 | 505 | 2013-05-03 | 16 | 37.03 | 1 | 38.03 | 19205.15
5 | 3 | 17:00 | 200 | 2013-05-03 | 17 | 41.09 | 1 | 42.09 | 8418
5 | 3 | 18:00 | 12 | 2013-05-03 | 18 | 36.29 | 1 | 37.29 | 447.48
5 | 3 | 19:00 | 0 | 2013-05-03 | 19 | 33.23 | 1 | 34.23 | 0
5 | 3 | 20:00 | 0 | 2013-05-03 | 20 | 34.32 | 1 | 35.32 | 0
5 | 3 | 21:00 | 0 | 2013-05-03 | 21 | 35.9 | 1 | 36.9 | 0
5 | 3 | 22:00 | 0 | 2013-05-03 | 22 | 34.24 | 1 | 35.24 | 0
5 | 3 | 23:00 | 0 | 2013-05-03 | 23 | 35.3 | 1 | 36.3 | 0
5 | 3 | 24:00 | 0 | 2013-05-03 | 24 | 35.04 | 1 | 36.04 | 0
5 | 4 | 01:00 | 0 | 2013-05-04 | 1 | 30.13 | 1 | 31.13 | 0
5 | 4 | 02:00 | 0 | 2013-05-04 | 2 | 26.12 | 1 | 27.12 | 0
5 | 4 | 03:00 | 0 | 2013-05-04 | 3 | 14.95 | 1 | 15.95 | 0
5 | 4 | 04:00 | 0 | 2013-05-04 | 4 | 14.9 | 1 | 15.9 | 0
5 | 4 | 05:00 | 0 | 2013-05-04 | 5 | 19.4 | 1 | 20.4 | 0
5 | 4 | 06:00 | 1 | 2013-05-04 | 6 | 27.63 | 1 | 28.63 | 28.63
5 | 4 | 07:00 | 453 | 2013-05-04 | 7 | 31.04 | 1 | 32.04 | 14514.12
5 | 4 | 08:00 | 877 | 2013-05-04 | 8 | 37.69 | 1 | 38.69 | 33931.13
5 | 4 | 09:00 | 1556 | 2013-05-04 | 9 | 40.58 | 1 | 41.58 | 64698.48
5 | 4 | 10:00 | 1787 | 2013-05-04 | 10 | 39.69 | 1 | 40.69 | 72713.03
5 | 4 | 11:00 | 1846 | 2013-05-04 | 11 | 38.97 | 1 | 39.97 | 73784.62
5 | 4 | 12:00 | 1970 | 2013-05-04 | 12 | 36.44 | 1 | 37.44 | 73756.8
5 | 4 | 13:00 | 2307 | 2013-05-04 | 13 | 33.99 | 1 | 34.99 | 80721.93
5 | 4 | 14:00 | 1799 | 2013-05-04 | 14 | 38.76 | 1 | 39.76 | 71528.24
5 | 4 | 15:00 | 1274 | 2013-05-04 | 15 | 36.17 | 1 | 37.17 | 47354.58
5 | 4 | 16:00 | 801 | 2013-05-04 | 16 | 38.86 | 1 | 39.86 | 31927.86
5 | 4 | 17:00 | 308 | 2013-05-04 | 17 | 38.97 | 1 | 39.97 | 12310.76
5 | 4 | 18:00 | 12 | 2013-05-04 | 18 | 41.71 | 1 | 42.71 | 512.52
5 | 4 | 19:00 | 0 | 2013-05-04 | 19 | 41.52 | 1 | 42.52 | 0
5 | 4 | 20:00 | 0 | 2013-05-04 | 20 | 44.21 | 1 | 45.21 | 0
5 | 4 | 21:00 | 0 | 2013-05-04 | 21 | 44.81 | 1 | 45.81 | 0
5 | 4 | 22:00 | 0 | 2013-05-04 | 22 | 34.99 | 1 | 35.99 | 0
5 | 4 | 23:00 | 0 | 2013-05-04 | 23 | 35.13 | 1 | 36.13 | 0
5 | 4 | 24:00 | 0 | 2013-05-04 | 24 | 35.21 | 1 | 36.21 | 0
5 | 5 | 01:00 | 0 | 2013-05-05 | 1 | 36.87 | 1 | 37.87 | 0
5 | 5 | 02:00 | 0 | 2013-05-05 | 2 | 32.01 | 1 | 33.01 | 0
5 | 5 | 03:00 | 0 | 2013-05-05 | 3 | 26.41 | 1 | 27.41 | 0
5 | 5 | 04:00 | 0 | 2013-05-05 | 4 | 24.32 | 1 | 25.32 | 0
5 | 5 | 05:00 | 0 | 2013-05-05 | 5 | 28.26 | 1 | 29.26 | 0
5 | 5 | 06:00 | 0 | 2013-05-05 | 6 | 32.29 | 1 | 33.29 | 0
5 | 5 | 07:00 | 20 | 2013-05-05 | 7 | 36.89 | 1 | 37.89 | 757.8
5 | 5 | 08:00 | 195 | 2013-05-05 | 8 | 39.84 | 1 | 40.84 | 7963.8
5 | 5 | 09:00 | 532 | 2013-05-05 | 9 | 41.69 | 1 | 42.69 | 22711.08
5 | 5 | 10:00 | 624 | 2013-05-05 | 10 | 43.4 | 1 | 44.4 | 27705.6
5 | 5 | 11:00 | 646 | 2013-05-05 | 11 | 42.74 | 1 | 43.74 | 28256.04
5 | 5 | 12:00 | 775 | 2013-05-05 | 12 | 40.88 | 1 | 41.88 | 32457
5 | 5 | 13:00 | 693 | 2013-05-05 | 13 | 38.89 | 1 | 39.89 | 27643.77
5 | 5 | 14:00 | 678 | 2013-05-05 | 14 | 38.88 | 1 | 39.88 | 27038.64
5 | 5 | 15:00 | 524 | 2013-05-05 | 15 | 38.63 | 1 | 39.63 | 20766.12
5 | 5 | 16:00 | 416 | 2013-05-05 | 16 | 38.13 | 1 | 39.13 | 16278.08
5 | 5 | 17:00 | 127 | 2013-05-05 | 17 | 37.86 | 1 | 38.86 | 4935.22
5 | 5 | 18:00 | 6 | 2013-05-05 | 18 | 41.61 | 1 | 42.61 | 255.66
5 | 5 | 19:00 | 0 | 2013-05-05 | 19 | 44.37 | 1 | 45.37 | 0
5 | 5 | 20:00 | 0 | 2013-05-05 | 20 | 43.1 | 1 | 44.1 | 0
5 | 5 | 21:00 | 0 | 2013-05-05 | 21 | 48.03 | 1 | 49.03 | 0
5 | 5 | 22:00 | 0 | 2013-05-05 | 22 | 39.93 | 1 | 40.93 | 0
5 | 5 | 23:00 | 0 | 2013-05-05 | 23 | 35.89 | 1 | 36.89 | 0
5 | 5 | 24:00 | 0 | 2013-05-05 | 24 | 27.89 | 1 | 28.89 | 0
5 | 6 | 01:00 | 0 | 2013-05-06 | 1 | 30.91 | 1 | 31.91 | 0
5 | 6 | 02:00 | 0 | 2013-05-06 | 2 | 28.08 | 1 | 29.08 | 0
5 | 6 | 03:00 | 0 | 2013-05-06 | 3 | 25.9 | 1 | 26.9 | 0
5 | 6 | 04:00 | 0 | 2013-05-06 | 4 | 26.08 | 1 | 27.08 | 0
5 | 6 | 05:00 | 0 | 2013-05-06 | 5 | 29 | 1 | 30 | 0
5 | 6 | 06:00 | 7 | 2013-05-06 | 6 | 33.75 | 1 | 34.75 | 243.25
5 | 6 | 07:00 | 274 | 2013-05-06 | 7 | 44.11 | 1 | 45.11 | 12360.14
5 | 6 | 08:00 | 560 | 2013-05-06 | 8 | 42.78 | 1 | 43.78 | 24516.8
5 | 6 | 09:00 | 859 | 2013-05-06 | 9 | 45.43 | 1 | 46.43 | 39883.37
5 | 6 | 10:00 | 1070 | 2013-05-06 | 10 | 45.83 | 1 | 46.83 | 50108.1
5 | 6 | 11:00 | 1118 | 2013-05-06 | 11 | 47.6 | 1 | 48.6 | 54334.8
5 | 6 | 12:00 | 690 | 2013-05-06 | 12 | 53.28 | 1 | 54.28 | 37453.2
5 | 6 | 13:00 | 1136 | 2013-05-06 | 13 | 51.38 | 1 | 52.38 | 59503.68
5 | 6 | 14:00 | 593 | 2013-05-06 | 14 | 51.78 | 1 | 52.78 | 31298.54
5 | 6 | 15:00 | 541 | 2013-05-06 | 15 | 58.88 | 1 | 59.88 | 32395.08
5 | 6 | 16:00 | 406 | 2013-05-06 | 16 | 52.75 | 1 | 53.75 | 21822.5
5 | 6 | 17:00 | 92 | 2013-05-06 | 17 | 46.68 | 1 | 47.68 | 4386.56
5 | 6 | 18:00 | 31 | 2013-05-06 | 18 | 70.74 | 1 | 71.74 | 2223.94
5 | 6 | 19:00 | 0 | 2013-05-06 | 19 | 81.86 | 1 | 82.86 | 0
5 | 6 | 20:00 | 0 | 2013-05-06 | 20 | 50.82 | 1 | 51.82 | 0
5 | 6 | 21:00 | 0 | 2013-05-06 | 21 | 40.4 | 1 | 41.4 | 0
5 | 6 | 22:00 | 0 | 2013-05-06 | 22 | 34.28 | 1 | 35.28 | 0
5 | 6 | 23:00 | 0 | 2013-05-06 | 23 | 34.45 | 1 | 35.45 | 0
5 | 6 | 24:00 | 0 | 2013-05-06 | 24 | 37.25 | 1 | 38.25 | 0
5 | 7 | 01:00 | 0 | 2013-05-07 | 1 | 32.56 | 1 | 33.56 | 0
5 | 7 | 02:00 | 0 | 2013-05-07 | 2 | 31.43 | 1 | 32.43 | 0
5 | 7 | 03:00 | 0 | 2013-05-07 | 3 | 30.95 | 1 | 31.95 | 0
5 | 7 | 04:00 | 0 | 2013-05-07 | 4 | 31.43 | 1 | 32.43 | 0
5 | 7 | 05:00 | 0 | 2013-05-07 | 5 | 32.13 | 1 | 33.13 | 0
5 | 7 | 06:00 | 11 | 2013-05-07 | 6 | 31.75 | 1 | 32.75 | 360.25
5 | 7 | 07:00 | 460 | 2013-05-07 | 7 | 47.03 | 1 | 48.03 | 22093.8
5 | 7 | 08:00 | 797 | 2013-05-07 | 8 | 50.39 | 1 | 51.39 | 40957.83
5 | 7 | 09:00 | 1719 | 2013-05-07 | 9 | 52.85 | 1 | 53.85 | 92568.15
5 | 7 | 10:00 | 2182 | 2013-05-07 | 10 | 61.04 | 1 | 62.04 | 135371.28
5 | 7 | 11:00 | 2507 | 2013-05-07 | 11 | 59.2 | 1 | 60.2 | 150921.4
5 | 7 | 12:00 | 2386 | 2013-05-07 | 12 | 56.76 | 1 | 57.76 | 137815.36
5 | 7 | 13:00 | 2637 | 2013-05-07 | 13 | 53.3 | 1 | 54.3 | 143189.1
5 | 7 | 14:00 | 2287 | 2013-05-07 | 14 | 50.42 | 1 | 51.42 | 117597.54
5 | 7 | 15:00 | 1900 | 2013-05-07 | 15 | 56.43 | 1 | 57.43 | 109117
5 | 7 | 16:00 | 1273 | 2013-05-07 | 16 | 56.26 | 1 | 57.26 | 72891.98
5 | 7 | 17:00 | 420 | 2013-05-07 | 17 | 65.38 | 1 | 66.38 | 27879.6
5 | 7 | 18:00 | 22 | 2013-05-07 | 18 | 93.92 | 1 | 94.92 | 2088.24
5 | 7 | 19:00 | 0 | 2013-05-07 | 19 | 58.93 | 1 | 59.93 | 0
5 | 7 | 20:00 | 0 | 2013-05-07 | 20 | 47.05 | 1 | 48.05 | 0
5 | 7 | 21:00 | 0 | 2013-05-07 | 21 | 43.34 | 1 | 44.34 | 0
5 | 7 | 22:00 | 0 | 2013-05-07 | 22 | 32.59 | 1 | 33.59 | 0
5 | 7 | 23:00 | 0 | 2013-05-07 | 23 | 38.07 | 1 | 39.07 | 0
5 | 7 | 24:00 | 0 | 2013-05-07 | 24 | 39.25 | 1 | 40.25 | 0
5 | 8 | 01:00 | 0 | 2013-05-08 | 1 | 32.3 | 1 | 33.3 | 0
5 | 8 | 02:00 | 0 | 2013-05-08 | 2 | 30.29 | 1 | 31.29 | 0
5 | 8 | 03:00 | 0 | 2013-05-08 | 3 | 30.2 | 1 | 31.2 | 0
5 | 8 | 04:00 | 0 | 2013-05-08 | 4 | 30.25 | 1 | 31.25 | 0
5 | 8 | 05:00 | 0 | 2013-05-08 | 5 | 31.87 | 1 | 32.87 | 0
5 | 8 | 06:00 | 6 | 2013-05-08 | 6 | 39.93 | 1 | 40.93 | 245.58
5 | 8 | 07:00 | 480 | 2013-05-08 | 7 | 43.21 | 1 | 44.21 | 21220.8
5 | 8 | 08:00 | 952 | 2013-05-08 | 8 | 49.98 | 1 | 50.98 | 48532.96
5 | 8 | 09:00 | 1656 | 2013-05-08 | 9 | 54.89 | 1 | 55.89 | 92553.84
5 | 8 | 10:00 | 2371 | 2013-05-08 | 10 | 61.86 | 1 | 62.86 | 149041.06
5 | 8 | 11:00 | 2518 | 2013-05-08 | 11 | 60.25 | 1 | 61.25 | 154227.5
5 | 8 | 12:00 | 2702 | 2013-05-08 | 12 | 54.73 | 1 | 55.73 | 150582.46
5 | 8 | 13:00 | 2597 | 2013-05-08 | 13 | 56.22 | 1 | 57.22 | 148600.34
5 | 8 | 14:00 | 2477 | 2013-05-08 | 14 | 79.56 | 1 | 80.56 | 199547.12
5 | 8 | 15:00 | 2097 | 2013-05-08 | 15 | 60.45 | 1 | 61.45 | 128860.65
5 | 8 | 16:00 | 1436 | 2013-05-08 | 16 | 59.45 | 1 | 60.45 | 86806.2
5 | 8 | 17:00 | 571 | 2013-05-08 | 17 | 57.75 | 1 | 58.75 | 33546.25
5 | 8 | 18:00 | 9 | 2013-05-08 | 18 | 58.69 | 1 | 59.69 | 537.21
5 | 8 | 19:00 | 0 | 2013-05-08 | 19 | 59.01 | 1 | 60.01 | 0
5 | 8 | 20:00 | 0 | 2013-05-08 | 20 | 93.32 | 1 | 94.32 | 0
5 | 8 | 21:00 | 0 | 2013-05-08 | 21 | 33.22 | 1 | 34.22 | 0
5 | 8 | 22:00 | 0 | 2013-05-08 | 22 | 31.18 | 1 | 32.18 | 0
5 | 8 | 23:00 | 0 | 2013-05-08 | 23 | 31.02 | 1 | 32.02 | 0
5 | 8 | 24:00 | 0 | 2013-05-08 | 24 | 34.85 | 1 | 35.85 | 0
5 | 9 | 01:00 | 0 | 2013-05-09 | 1 | 41.18 | 1 | 42.18 | 0
5 | 9 | 02:00 | 0 | 2013-05-09 | 2 | 32.34 | 1 | 33.34 | 0
5 | 9 | 03:00 | 0 | 2013-05-09 | 3 | 31.14 | 1 | 32.14 | 0
5 | 9 | 04:00 | 0 | 2013-05-09 | 4 | 32.91 | 1 | 33.91 | 0
5 | 9 | 05:00 | 0 | 2013-05-09 | 5 | 40.76 | 1 | 41.76 | 0
5 | 9 | 06:00 | 1 | 2013-05-09 | 6 | 40.6 | 1 | 41.6 | 41.6
5 | 9 | 07:00 | 452 | 2013-05-09 | 7 | 43.97 | 1 | 44.97 | 20326.44
5 | 9 | 08:00 | 1167 | 2013-05-09 | 8 | 51.82 | 1 | 52.82 | 61640.94
5 | 9 | 09:00 | 1821 | 2013-05-09 | 9 | 50.66 | 1 | 51.66 | 94072.86
5 | 9 | 10:00 | 2408 | 2013-05-09 | 10 | 47.01 | 1 | 48.01 | 115608.08
5 | 9 | 11:00 | 1548 | 2013-05-09 | 11 | 44.01 | 1 | 45.01 | 69675.48
5 | 9 | 12:00 | 2290 | 2013-05-09 | 12 | 39.47 | 1 | 40.47 | 92676.3
5 | 9 | 13:00 | 2365 | 2013-05-09 | 13 | 44.92 | 1 | 45.92 | 108600.8
5 | 9 | 14:00 | 1593 | 2013-05-09 | 14 | 48.18 | 1 | 49.18 | 78343.74
5 | 9 | 15:00 | 1129 | 2013-05-09 | 15 | 38.38 | 1 | 39.38 | 44460.02
5 | 9 | 16:00 | 1467 | 2013-05-09 | 16 | 51.12 | 1 | 52.12 | 76460.04
5 | 9 | 17:00 | 726 | 2013-05-09 | 17 | 51.19 | 1 | 52.19 | 37889.94
5 | 9 | 18:00 | 10 | 2013-05-09 | 18 | 50.82 | 1 | 51.82 | 518.2
5 | 9 | 19:00 | 0 | 2013-05-09 | 19 | 45.99 | 1 | 46.99 | 0
5 | 9 | 20:00 | 0 | 2013-05-09 | 20 | 45.04 | 1 | 46.04 | 0
5 | 9 | 21:00 | 0 | 2013-05-09 | 21 | 41.42 | 1 | 42.42 | 0
5 | 9 | 22:00 | 0 | 2013-05-09 | 22 | 45.68 | 1 | 46.68 | 0
5 | 9 | 23:00 | 0 | 2013-05-09 | 23 | 44.59 | 1 | 45.59 | 0
5 | 9 | 24:00 | 0 | 2013-05-09 | 24 | 35.91 | 1 | 36.91 | 0
5 | 10 | 01:00 | 0 | 2013-05-10 | 1 | 37.32 | 1 | 38.32 | 0
5 | 10 | 02:00 | 0 | 2013-05-10 | 2 | 33.27 | 1 | 34.27 | 0
5 | 10 | 03:00 | 0 | 2013-05-10 | 3 | 31.44 | 1 | 32.44 | 0
5 | 10 | 04:00 | 0 | 2013-05-10 | 4 | 31.49 | 1 | 32.49 | 0
5 | 10 | 05:00 | 0 | 2013-05-10 | 5 | 34.2 | 1 | 35.2 | 0
5 | 10 | 06:00 | 8 | 2013-05-10 | 6 | 39.07 | 1 | 40.07 | 320.56
5 | 10 | 07:00 | 476 | 2013-05-10 | 7 | 43.2 | 1 | 44.2 | 21039.2
5 | 10 | 08:00 | 1029 | 2013-05-10 | 8 | 37.38 | 1 | 38.38 | 39493.02
5 | 10 | 09:00 | 1669 | 2013-05-10 | 9 | 35.17 | 1 | 36.17 | 60367.73
5 | 10 | 10:00 | 2206 | 2013-05-10 | 10 | 41.19 | 1 | 42.19 | 93071.14
5 | 10 | 11:00 | 2205 | 2013-05-10 | 11 | 39.94 | 1 | 40.94 | 90272.7
5 | 10 | 12:00 | 2791 | 2013-05-10 | 12 | 37.76 | 1 | 38.76 | 108179.16
5 | 10 | 13:00 | 2540 | 2013-05-10 | 13 | 36.51 | 1 | 37.51 | 95275.4
5 | 10 | 14:00 | 2410 | 2013-05-10 | 14 | 45.47 | 1 | 46.47 | 111992.7
5 | 10 | 15:00 | 1952 | 2013-05-10 | 15 | 51.31 | 1 | 52.31 | 102109.12
5 | 10 | 16:00 | 1358 | 2013-05-10 | 16 | 48.86 | 1 | 49.86 | 67709.88
5 | 10 | 17:00 | 644 | 2013-05-10 | 17 | 43.7 | 1 | 44.7 | 28786.8
5 | 10 | 18:00 | 30 | 2013-05-10 | 18 | 41.91 | 1 | 42.91 | 1287.3
5 | 10 | 19:00 | 0 | 2013-05-10 | 19 | 35.36 | 1 | 36.36 | 0
5 | 10 | 20:00 | 0 | 2013-05-10 | 20 | 33.9 | 1 | 34.9 | 0
5 | 10 | 21:00 | 0 | 2013-05-10 | 21 | 38.68 | 1 | 39.68 | 0
5 | 10 | 22:00 | 0 | 2013-05-10 | 22 | 39.87 | 1 | 40.87 | 0
5 | 10 | 23:00 | 0 | 2013-05-10 | 23 | 34.91 | 1 | 35.91 | 0
5 | 10 | 24:00 | 0 | 2013-05-10 | 24 | 35.62 | 1 | 36.62 | 0
5 | 11 | 01:00 | 0 | 2013-05-11 | 1 | 31.57 | 1 | 32.57 | 0
5 | 11 | 02:00 | 0 | 2013-05-11 | 2 | 30.49 | 1 | 31.49 | 0
5 | 11 | 03:00 | 0 | 2013-05-11 | 3 | 29.25 | 1 | 30.25 | 0
5 | 11 | 04:00 | 0 | 2013-05-11 | 4 | 26.43 | 1 | 27.43 | 0
5 | 11 | 05:00 | 0 | 2013-05-11 | 5 | 29.38 | 1 | 30.38 | 0
5 | 11 | 06:00 | 3 | 2013-05-11 | 6 | 27.01 | 1 | 28.01 | 84.03
5 | 11 | 07:00 | 448 | 2013-05-11 | 7 | 24.02 | 1 | 25.02 | 11208.96
5 | 11 | 08:00 | 1247 | 2013-05-11 | 8 | 32.33 | 1 | 33.33 | 41562.51
5 | 11 | 09:00 | 2023 | 2013-05-11 | 9 | 38.03 | 1 | 39.03 | 78957.69
5 | 11 | 10:00 | 2335 | 2013-05-11 | 10 | 36.55 | 1 | 37.55 | 87679.25
5 | 11 | 11:00 | 2843 | 2013-05-11 | 11 | 43.83 | 1 | 44.83 | 127451.69
5 | 11 | 12:00 | 2405 | 2013-05-11 | 12 | 40.45 | 1 | 41.45 | 99687.25
5 | 11 | 13:00 | 2212 | 2013-05-11 | 13 | 39.86 | 1 | 40.86 | 90382.32
5 | 11 | 14:00 | 2455 | 2013-05-11 | 14 | 45.97 | 1 | 46.97 | 115311.35
5 | 11 | 15:00 | 2038 | 2013-05-11 | 15 | 43.58 | 1 | 44.58 | 90854.04
5 | 11 | 16:00 | 1434 | 2013-05-11 | 16 | 36.3 | 1 | 37.3 | 53488.2
5 | 11 | 17:00 | 666 | 2013-05-11 | 17 | 40.59 | 1 | 41.59 | 27698.94
5 | 11 | 18:00 | 46 | 2013-05-11 | 18 | 41.43 | 1 | 42.43 | 1951.78
5 | 11 | 19:00 | 0 | 2013-05-11 | 19 | 44 | 1 | 45 | 0
5 | 11 | 20:00 | 0 | 2013-05-11 | 20 | 38.3 | 1 | 39.3 | 0
5 | 11 | 21:00 | 0 | 2013-05-11 | 21 | 36.52 | 1 | 37.52 | 0
5 | 11 | 22:00 | 0 | 2013-05-11 | 22 | 34.23 | 1 | 35.23 | 0
5 | 11 | 23:00 | 0 | 2013-05-11 | 23 | 34.46 | 1 | 35.46 | 0
5 | 11 | 24:00 | 0 | 2013-05-11 | 24 | 34.64 | 1 | 35.64 | 0
5 | 12 | 01:00 | 0 | 2013-05-12 | 1 | 32.06 | 1 | 33.06 | 0
5 | 12 | 02:00 | 0 | 2013-05-12 | 2 | 30.46 | 1 | 31.46 | 0
5 | 12 | 03:00 | 0 | 2013-05-12 | 3 | 23.45 | 1 | 24.45 | 0
5 | 12 | 04:00 | 0 | 2013-05-12 | 4 | 22.63 | 1 | 23.63 | 0
5 | 12 | 05:00 | 0 | 2013-05-12 | 5 | 24.66 | 1 | 25.66 | 0
5 | 12 | 06:00 | 5 | 2013-05-12 | 6 | 19.86 | 1 | 20.86 | 104.3
5 | 12 | 07:00 | 481 | 2013-05-12 | 7 | 19.88 | 1 | 20.88 | 10043.28
5 | 12 | 08:00 | 97 | 2013-05-12 | 8 | 31.45 | 1 | 32.45 | 3147.65
5 | 12 | 09:00 | 399 | 2013-05-12 | 9 | 37.44 | 1 | 38.44 | 15337.56
5 | 12 | 10:00 | 568 | 2013-05-12 | 10 | 34.5 | 1 | 35.5 | 20164
5 | 12 | 11:00 | 441 | 2013-05-12 | 11 | 33.96 | 1 | 34.96 | 15417.36
5 | 12 | 12:00 | 1043 | 2013-05-12 | 12 | 35.53 | 1 | 36.53 | 38100.79
5 | 12 | 13:00 | 1070 | 2013-05-12 | 13 | 34.81 | 1 | 35.81 | 38316.7
5 | 12 | 14:00 | 2416 | 2013-05-12 | 14 | 33.53 | 1 | 34.53 | 83424.48
5 | 12 | 15:00 | 1639 | 2013-05-12 | 15 | 32.51 | 1 | 33.51 | 54922.89
5 | 12 | 16:00 | 1400 | 2013-05-12 | 16 | 31.67 | 1 | 32.67 | 45738
5 | 12 | 17:00 | 718 | 2013-05-12 | 17 | 30.85 | 1 | 31.85 | 22868.3
5 | 12 | 18:00 | 30 | 2013-05-12 | 18 | 30.85 | 1 | 31.85 | 955.5
5 | 12 | 19:00 | 0 | 2013-05-12 | 19 | 30.27 | 1 | 31.27 | 0
5 | 12 | 20:00 | 0 | 2013-05-12 | 20 | 24.76 | 1 | 25.76 | 0
5 | 12 | 21:00 | 0 | 2013-05-12 | 21 | 33.94 | 1 | 34.94 | 0
5 | 12 | 22:00 | 0 | 2013-05-12 | 22 | 32.6 | 1 | 33.6 | 0
5 | 12 | 23:00 | 0 | 2013-05-12 | 23 | 29.24 | 1 | 30.24 | 0
5 | 12 | 24:00 | 0 | 2013-05-12 | 24 | 19.93 | 1 | 20.93 | 0
5 | 13 | 01:00 | 0 | 2013-05-13 | 1 | 17.6 | 1 | 18.6 | 0
5 | 13 | 02:00 | 0 | 2013-05-13 | 2 | 8.18 | 1 | 9.18 | 0
5 | 13 | 03:00 | 0 | 2013-05-13 | 3 | 11.11 | 1 | 12.11 | 0
5 | 13 | 04:00 | 0 | 2013-05-13 | 4 | 16.37 | 1 | 17.37 | 0
5 | 13 | 05:00 | 0 | 2013-05-13 | 5 | 25.55 | 1 | 26.55 | 0
5 | 13 | 06:00 | 1 | 2013-05-13 | 6 | 30.86 | 1 | 31.86 | 31.86
5 | 13 | 07:00 | 462 | 2013-05-13 | 7 | 39.78 | 1 | 40.78 | 18840.36
5 | 13 | 08:00 | 1288 | 2013-05-13 | 8 | 41.13 | 1 | 42.13 | 54263.44
5 | 13 | 09:00 | 2052 | 2013-05-13 | 9 | 37.59 | 1 | 38.59 | 79186.68
5 | 13 | 10:00 | 2501 | 2013-05-13 | 10 | 32.8 | 1 | 33.8 | 84533.8
5 | 13 | 11:00 | 2841 | 2013-05-13 | 11 | 36.78 | 1 | 37.78 | 107332.98
5 | 13 | 12:00 | 2835 | 2013-05-13 | 12 | 33.5 | 1 | 34.5 | 97807.5
5 | 13 | 13:00 | 2611 | 2013-05-13 | 13 | 34.31 | 1 | 35.31 | 92194.41
5 | 13 | 14:00 | 2499 | 2013-05-13 | 14 | 32.93 | 1 | 33.93 | 84791.07
5 | 13 | 15:00 | 2072 | 2013-05-13 | 15 | 31.34 | 1 | 32.34 | 67008.48
5 | 13 | 16:00 | 1512 | 2013-05-13 | 16 | 32.26 | 1 | 33.26 | 50289.12
5 | 13 | 17:00 | 749 | 2013-05-13 | 17 | 32.39 | 1 | 33.39 | 25009.11
5 | 13 | 18:00 | 14 | 2013-05-13 | 18 | 31.74 | 1 | 32.74 | 458.36
5 | 13 | 19:00 | 0 | 2013-05-13 | 19 | 32.16 | 1 | 33.16 | 0
5 | 13 | 20:00 | 0 | 2013-05-13 | 20 | 32.26 | 1 | 33.26 | 0
5 | 13 | 21:00 | 0 | 2013-05-13 | 21 | 40.32 | 1 | 41.32 | 0
5 | 13 | 22:00 | 0 | 2013-05-13 | 22 | 33.4 | 1 | 34.4 | 0
5 | 13 | 23:00 | 0 | 2013-05-13 | 23 | 29.93 | 1 | 30.93 | 0
5 | 13 | 24:00 | 0 | 2013-05-13 | 24 | 28.12 | 1 | 29.12 | 0
5 | 14 | 01:00 | 0 | 2013-05-14 | 1 | 29.12 | 1 | 30.12 | 0
5 | 14 | 02:00 | 0 | 2013-05-14 | 2 | 30.97 | 1 | 31.97 | 0
5 | 14 | 03:00 | 0 | 2013-05-14 | 3 | 28.31 | 1 | 29.31 | 0
5 | 14 | 04:00 | 0 | 2013-05-14 | 4 | 29.48 | 1 | 30.48 | 0
5 | 14 | 05:00 | 0 | 2013-05-14 | 5 | 29.47 | 1 | 30.47 | 0
5 | 14 | 06:00 | 6 | 2013-05-14 | 6 | 33.86 | 1 | 34.86 | 209.16
5 | 14 | 07:00 | 466 | 2013-05-14 | 7 | 43.1 | 1 | 44.1 | 20550.6
5 | 14 | 08:00 | 1218 | 2013-05-14 | 8 | 40.75 | 1 | 41.75 | 50851.5
5 | 14 | 09:00 | 1957 | 2013-05-14 | 9 | 37.13 | 1 | 38.13 | 74620.41
5 | 14 | 10:00 | 2474 | 2013-05-14 | 10 | 35.79 | 1 | 36.79 | 91018.46
5 | 14 | 11:00 | 2827 | 2013-05-14 | 11 | 41.71 | 1 | 42.71 | 120741.17
5 | 14 | 12:00 | 2963 | 2013-05-14 | 12 | 39.56 | 1 | 40.56 | 120179.28
5 | 14 | 13:00 | 2906 | 2013-05-14 | 13 | 38.34 | 1 | 39.34 | 114322.04
5 | 14 | 14:00 | 2612 | 2013-05-14 | 14 | 38.93 | 1 | 39.93 | 104297.16
5 | 14 | 15:00 | 2152 | 2013-05-14 | 15 | 42.7 | 1 | 43.7 | 94042.4
5 | 14 | 16:00 | 1482 | 2013-05-14 | 16 | 39.26 | 1 | 40.26 | 59665.32
5 | 14 | 17:00 | 721 | 2013-05-14 | 17 | 39.15 | 1 | 40.15 | 28948.15
5 | 14 | 18:00 | 26 | 2013-05-14 | 18 | 40.66 | 1 | 41.66 | 1083.16
5 | 14 | 19:00 | 0 | 2013-05-14 | 19 | 41.44 | 1 | 42.44 | 0
5 | 14 | 20:00 | 0 | 2013-05-14 | 20 | 38.46 | 1 | 39.46 | 0
5 | 14 | 21:00 | 0 | 2013-05-14 | 21 | 48.34 | 1 | 49.34 | 0
5 | 14 | 22:00 | 0 | 2013-05-14 | 22 | 39.87 | 1 | 40.87 | 0
5 | 14 | 23:00 | 0 | 2013-05-14 | 23 | 33.2 | 1 | 34.2 | 0
5 | 14 | 24:00 | 0 | 2013-05-14 | 24 | 31.83 | 1 | 32.83 | 0
5 | 15 | 01:00 | 0 | 2013-05-15 | 1 | 32.62 | 1 | 33.62 | 0
5 | 15 | 02:00 | 0 | 2013-05-15 | 2 | 31.65 | 1 | 32.65 | 0
5 | 15 | 03:00 | 0 | 2013-05-15 | 3 | 32.62 | 1 | 33.62 | 0
5 | 15 | 04:00 | 0 | 2013-05-15 | 4 | 31.96 | 1 | 32.96 | 0
5 | 15 | 05:00 | 0 | 2013-05-15 | 5 | 31.01 | 1 | 32.01 | 0
5 | 15 | 06:00 | 5 | 2013-05-15 | 6 | 32.22 | 1 | 33.22 | 166.1
5 | 15 | 07:00 | 11 | 2013-05-15 | 7 | 46.03 | 1 | 47.03 | 517.33
5 | 15 | 08:00 | 147 | 2013-05-15 | 8 | 45.88 | 1 | 46.88 | 6891.36
5 | 15 | 09:00 | 699 | 2013-05-15 | 9 | 46.54 | 1 | 47.54 | 33230.46
5 | 15 | 10:00 | 932 | 2013-05-15 | 10 | 46.15 | 1 | 47.15 | 43943.8
5 | 15 | 11:00 | 1020 | 2013-05-15 | 11 | 47.28 | 1 | 48.28 | 49245.6
5 | 15 | 12:00 | 1161 | 2013-05-15 | 12 | 48.3 | 1 | 49.3 | 57237.3
5 | 15 | 13:00 | 1451 | 2013-05-15 | 13 | 45.68 | 1 | 46.68 | 67732.68
5 | 15 | 14:00 | 2621 | 2013-05-15 | 14 | 45.75 | 1 | 46.75 | 122531.75
5 | 15 | 15:00 | 2138 | 2013-05-15 | 15 | 43.32 | 1 | 44.32 | 94756.16
5 | 15 | 16:00 | 1388 | 2013-05-15 | 16 | 50.12 | 1 | 51.12 | 70954.56
5 | 15 | 17:00 | 725 | 2013-05-15 | 17 | 50.16 | 1 | 51.16 | 37091
5 | 15 | 18:00 | 23 | 2013-05-15 | 18 | 51.42 | 1 | 52.42 | 1205.66
5 | 15 | 19:00 | 0 | 2013-05-15 | 19 | 53.64 | 1 | 54.64 | 0
5 | 15 | 20:00 | 0 | 2013-05-15 | 20 | 50.18 | 1 | 51.18 | 0
5 | 15 | 21:00 | 0 | 2013-05-15 | 21 | 50.47 | 1 | 51.47 | 0
5 | 15 | 22:00 | 0 | 2013-05-15 | 22 | 39.07 | 1 | 40.07 | 0
5 | 15 | 23:00 | 0 | 2013-05-15 | 23 | 34.42 | 1 | 35.42 | 0
5 | 15 | 24:00 | 0 | 2013-05-15 | 24 | 33.35 | 1 | 34.35 | 0
5 | 16 | 01:00 | 0 | 2013-05-16 | 1 | 33.96 | 1 | 34.96 | 0
5 | 16 | 02:00 | 0 | 2013-05-16 | 2 | 31.91 | 1 | 32.91 | 0
5 | 16 | 03:00 | 0 | 2013-05-16 | 3 | 33 | 1 | 34 | 0
5 | 16 | 04:00 | 0 | 2013-05-16 | 4 | 32 | 1 | 33 | 0
5 | 16 | 05:00 | 0 | 2013-05-16 | 5 | 31.18 | 1 | 32.18 | 0
5 | 16 | 06:00 | 1 | 2013-05-16 | 6 | 32.78 | 1 | 33.78 | 33.78
5 | 16 | 07:00 | 475 | 2013-05-16 | 7 | 33.91 | 1 | 34.91 | 16582.25
5 | 16 | 08:00 | 1344 | 2013-05-16 | 8 | 41.56 | 1 | 42.56 | 57200.64
5 | 16 | 09:00 | 2078 | 2013-05-16 | 9 | 38.06 | 1 | 39.06 | 81166.68
5 | 16 | 10:00 | 2578 | 2013-05-16 | 10 | 42.97 | 1 | 43.97 | 113354.66
5 | 16 | 11:00 | 2907 | 2013-05-16 | 11 | 56.32 | 1 | 57.32 | 166629.24
5 | 16 | 12:00 | 3087 | 2013-05-16 | 12 | 69.93 | 1 | 70.93 | 218960.91
5 | 16 | 13:00 | 3006 | 2013-05-16 | 13 | 50.85 | 1 | 51.85 | 155861.1
5 | 16 | 14:00 | 2721 | 2013-05-16 | 14 | 42.5 | 1 | 43.5 | 118363.5
5 | 16 | 15:00 | 2238 | 2013-05-16 | 15 | 40.65 | 1 | 41.65 | 93212.7
5 | 16 | 16:00 | 1442 | 2013-05-16 | 16 | 41.57 | 1 | 42.57 | 61385.94
5 | 16 | 17:00 | 747 | 2013-05-16 | 17 | 39.64 | 1 | 40.64 | 30358.08
5 | 16 | 18:00 | 12 | 2013-05-16 | 18 | 40.74 | 1 | 41.74 | 500.88
5 | 16 | 19:00 | 0 | 2013-05-16 | 19 | 33.68 | 1 | 34.68 | 0
5 | 16 | 20:00 | 0 | 2013-05-16 | 20 | 34.57 | 1 | 35.57 | 0
5 | 16 | 21:00 | 0 | 2013-05-16 | 21 | 36.32 | 1 | 37.32 | 0
5 | 16 | 22:00 | 0 | 2013-05-16 | 22 | 41.36 | 1 | 42.36 | 0
5 | 16 | 23:00 | 0 | 2013-05-16 | 23 | 33.21 | 1 | 34.21 | 0
5 | 16 | 24:00 | 0 | 2013-05-16 | 24 | 32.43 | 1 | 33.43 | 0
5 | 17 | 01:00 | 0 | 2013-05-17 | 1 | 33.17 | 1 | 34.17 | 0
5 | 17 | 02:00 | 0 | 2013-05-17 | 2 | 33.25 | 1 | 34.25 | 0
5 | 17 | 03:00 | 0 | 2013-05-17 | 3 | 30.98 | 1 | 31.98 | 0
5 | 17 | 04:00 | 0 | 2013-05-17 | 4 | 31.32 | 1 | 32.32 | 0
5 | 17 | 05:00 | 0 | 2013-05-17 | 5 | 31.9 | 1 | 32.9 | 0
5 | 17 | 06:00 | 9 | 2013-05-17 | 6 | 31.6 | 1 | 32.6 | 293.4
5 | 17 | 07:00 | 24 | 2013-05-17 | 7 | 32.16 | 1 | 33.16 | 795.84
5 | 17 | 08:00 | 644 | 2013-05-17 | 8 | 41.34 | 1 | 42.34 | 27266.96
5 | 17 | 09:00 | 708 | 2013-05-17 | 9 | 43.33 | 1 | 44.33 | 31385.64
5 | 17 | 10:00 | 751 | 2013-05-17 | 10 | 41.48 | 1 | 42.48 | 31902.48
5 | 17 | 11:00 | 2270 | 2013-05-17 | 11 | 46.75 | 1 | 47.75 | 108392.5
5 | 17 | 12:00 | 2094 | 2013-05-17 | 12 | 33.42 | 1 | 34.42 | 72075.48
5 | 17 | 13:00 | 744 | 2013-05-17 | 13 | 34.01 | 1 | 35.01 | 26047.44
5 | 17 | 14:00 | 666 | 2013-05-17 | 14 | 37.4 | 1 | 38.4 | 25574.4
5 | 17 | 15:00 | 694 | 2013-05-17 | 15 | 34.51 | 1 | 35.51 | 24643.94
5 | 17 | 16:00 | 774 | 2013-05-17 | 16 | 33.9 | 1 | 34.9 | 27012.6
5 | 17 | 17:00 | 402 | 2013-05-17 | 17 | 34.69 | 1 | 35.69 | 14347.38
5 | 17 | 18:00 | 32 | 2013-05-17 | 18 | 34.54 | 1 | 35.54 | 1137.28
5 | 17 | 19:00 | 0 | 2013-05-17 | 19 | 31.41 | 1 | 32.41 | 0
5 | 17 | 20:00 | 0 | 2013-05-17 | 20 | 31.34 | 1 | 32.34 | 0
5 | 17 | 21:00 | 0 | 2013-05-17 | 21 | 35.53 | 1 | 36.53 | 0
5 | 17 | 22:00 | 0 | 2013-05-17 | 22 | 37.86 | 1 | 38.86 | 0
5 | 17 | 23:00 | 0 | 2013-05-17 | 23 | 40.17 | 1 | 41.17 | 0
5 | 17 | 24:00 | 0 | 2013-05-17 | 24 | 39.19 | 1 | 40.19 | 0
5 | 18 | 01:00 | 0 | 2013-05-18 | 1 | 35.02 | 1 | 36.02 | 0
5 | 18 | 02:00 | 0 | 2013-05-18 | 2 | 32.89 | 1 | 33.89 | 0
5 | 18 | 03:00 | 0 | 2013-05-18 | 3 | 30.41 | 1 | 31.41 | 0
5 | 18 | 04:00 | 0 | 2013-05-18 | 4 | 29.87 | 1 | 30.87 | 0
5 | 18 | 05:00 | 0 | 2013-05-18 | 5 | 30.41 | 1 | 31.41 | 0
5 | 18 | 06:00 | 12 | 2013-05-18 | 6 | 26.79 | 1 | 27.79 | 333.48
5 | 18 | 07:00 | 387 | 2013-05-18 | 7 | 32 | 1 | 33 | 12771
5 | 18 | 08:00 | 655 | 2013-05-18 | 8 | 48.58 | 1 | 49.58 | 32474.9
5 | 18 | 09:00 | 847 | 2013-05-18 | 9 | 44.86 | 1 | 45.86 | 38843.42
5 | 18 | 10:00 | 1058 | 2013-05-18 | 10 | 47.37 | 1 | 48.37 | 51175.46
5 | 18 | 11:00 | 1141 | 2013-05-18 | 11 | 31.13 | 1 | 32.13 | 36660.33
5 | 18 | 12:00 | 1131 | 2013-05-18 | 12 | 34.19 | 1 | 35.19 | 39799.89
5 | 18 | 13:00 | 2312 | 2013-05-18 | 13 | 36.5 | 1 | 37.5 | 86700
5 | 18 | 14:00 | 2157 | 2013-05-18 | 14 | 34.56 | 1 | 35.56 | 76702.92
5 | 18 | 15:00 | 757 | 2013-05-18 | 15 | 33.38 | 1 | 34.38 | 26025.66
5 | 18 | 16:00 | 615 | 2013-05-18 | 16 | 34.66 | 1 | 35.66 | 21930.9
5 | 18 | 17:00 | 364 | 2013-05-18 | 17 | 33.01 | 1 | 34.01 | 12379.64
5 | 18 | 18:00 | 39 | 2013-05-18 | 18 | 33.35 | 1 | 34.35 | 1339.65
5 | 18 | 19:00 | 0 | 2013-05-18 | 19 | 33.52 | 1 | 34.52 | 0
5 | 18 | 20:00 | 0 | 2013-05-18 | 20 | 33.48 | 1 | 34.48 | 0
5 | 18 | 21:00 | 0 | 2013-05-18 | 21 | 38.23 | 1 | 39.23 | 0
5 | 18 | 22:00 | 0 | 2013-05-18 | 22 | 35.44 | 1 | 36.44 | 0
5 | 18 | 23:00 | 0 | 2013-05-18 | 23 | 37.29 | 1 | 38.29 | 0
5 | 18 | 24:00 | 0 | 2013-05-18 | 24 | 31.79 | 1 | 32.79 | 0
5 | 19 | 01:00 | 0 | 2013-05-19 | 1 | 31.1 | 1 | 32.1 | 0
5 | 19 | 02:00 | 0 | 2013-05-19 | 2 | 29.84 | 1 | 30.84 | 0
5 | 19 | 03:00 | 0 | 2013-05-19 | 3 | 30.02 | 1 | 31.02 | 0
5 | 19 | 04:00 | 0 | 2013-05-19 | 4 | 28.91 | 1 | 29.91 | 0
5 | 19 | 05:00 | 0 | 2013-05-19 | 5 | 28.45 | 1 | 29.45 | 0
5 | 19 | 06:00 | 6 | 2013-05-19 | 6 | 29.42 | 1 | 30.42 | 182.52
5 | 19 | 07:00 | 465 | 2013-05-19 | 7 | 30.43 | 1 | 31.43 | 14614.95
5 | 19 | 08:00 | 1225 | 2013-05-19 | 8 | 30.71 | 1 | 31.71 | 38844.75
5 | 19 | 09:00 | 1974 | 2013-05-19 | 9 | 28.97 | 1 | 29.97 | 59160.78
5 | 19 | 10:00 | 2335 | 2013-05-19 | 10 | 30.15 | 1 | 31.15 | 72735.25
5 | 19 | 11:00 | 2631 | 2013-05-19 | 11 | 30.53 | 1 | 31.53 | 82955.43
5 | 19 | 12:00 | 2662 | 2013-05-19 | 12 | 31.09 | 1 | 32.09 | 85423.58
5 | 19 | 13:00 | 2366 | 2013-05-19 | 13 | 33.17 | 1 | 34.17 | 80846.22
5 | 19 | 14:00 | 2512 | 2013-05-19 | 14 | 38.7 | 1 | 39.7 | 99726.4
5 | 19 | 15:00 | 2067 | 2013-05-19 | 15 | 32.19 | 1 | 33.19 | 68603.73
5 | 19 | 16:00 | 1460 | 2013-05-19 | 16 | 30.8 | 1 | 31.8 | 46428
5 | 19 | 17:00 | 754 | 2013-05-19 | 17 | 30.89 | 1 | 31.89 | 24045.06
5 | 19 | 18:00 | 47 | 2013-05-19 | 18 | 32.66 | 1 | 33.66 | 1582.02
5 | 19 | 19:00 | 0 | 2013-05-19 | 19 | 37.07 | 1 | 38.07 | 0
5 | 19 | 20:00 | 0 | 2013-05-19 | 20 | 36.49 | 1 | 37.49 | 0
5 | 19 | 21:00 | 0 | 2013-05-19 | 21 | 35.53 | 1 | 36.53 | 0
5 | 19 | 22:00 | 0 | 2013-05-19 | 22 | 31.02 | 1 | 32.02 | 0
5 | 19 | 23:00 | 0 | 2013-05-19 | 23 | 28.98 | 1 | 29.98 | 0
5 | 19 | 24:00 | 0 | 2013-05-19 | 24 | 15.28 | 1 | 16.28 | 0
5 | 20 | 01:00 | 0 | 2013-05-20 | 1 | 26.8 | 1 | 27.8 | 0
5 | 20 | 02:00 | 0 | 2013-05-20 | 2 | 28.06 | 1 | 29.06 | 0
5 | 20 | 03:00 | 0 | 2013-05-20 | 3 | 26.9 | 1 | 27.9 | 0
5 | 20 | 04:00 | 0 | 2013-05-20 | 4 | 29.59 | 1 | 30.59 | 0
5 | 20 | 05:00 | 0 | 2013-05-20 | 5 | 30.44 | 1 | 31.44 | 0
5 | 20 | 06:00 | 9 | 2013-05-20 | 6 | 31.13 | 1 | 32.13 | 289.17
5 | 20 | 07:00 | 451 | 2013-05-20 | 7 | 42.07 | 1 | 43.07 | 19424.57
5 | 20 | 08:00 | 1131 | 2013-05-20 | 8 | 39.59 | 1 | 40.59 | 45907.29
5 | 20 | 09:00 | 1824 | 2013-05-20 | 9 | 36.59 | 1 | 37.59 | 68564.16
5 | 20 | 10:00 | 1723 | 2013-05-20 | 10 | 46.77 | 1 | 47.77 | 82307.71
5 | 20 | 11:00 | 2248 | 2013-05-20 | 11 | 48.27 | 1 | 49.27 | 110758.96
5 | 20 | 12:00 | 1418 | 2013-05-20 | 12 | 49.78 | 1 | 50.78 | 72006.04
5 | 20 | 13:00 | 1677 | 2013-05-20 | 13 | 50.49 | 1 | 51.49 | 86348.73
5 | 20 | 14:00 | 2019 | 2013-05-20 | 14 | 55.84 | 1 | 56.84 | 114759.96
5 | 20 | 15:00 | 745 | 2013-05-20 | 15 | 83.39 | 1 | 84.39 | 62870.55
5 | 20 | 16:00 | 493 | 2013-05-20 | 16 | 94.28 | 1 | 95.28 | 46973.04
5 | 20 | 17:00 | 545 | 2013-05-20 | 17 | 101.57 | 1 | 102.57 | 55900.65
5 | 20 | 18:00 | 70 | 2013-05-20 | 18 | 49.7 | 1 | 50.7 | 3549
5 | 20 | 19:00 | 1 | 2013-05-20 | 19 | 44.45 | 1 | 45.45 | 45.45
5 | 20 | 20:00 | 0 | 2013-05-20 | 20 | 43.77 | 1 | 44.77 | 0
5 | 20 | 21:00 | 0 | 2013-05-20 | 21 | 47.45 | 1 | 48.45 | 0
5 | 20 | 22:00 | 0 | 2013-05-20 | 22 | 62.8 | 1 | 63.8 | 0
5 | 20 | 23:00 | 0 | 2013-05-20 | 23 | 42.57 | 1 | 43.57 | 0
5 | 20 | 24:00 | 0 | 2013-05-20 | 24 | 41.49 | 1 | 42.49 | 0
5 | 21 | 01:00 | 0 | 2013-05-21 | 1 | 40.88 | 1 | 41.88 | 0
5 | 21 | 02:00 | 0 | 2013-05-21 | 2 | 36.01 | 1 | 37.01 | 0
5 | 21 | 03:00 | 0 | 2013-05-21 | 3 | 34.82 | 1 | 35.82 | 0
5 | 21 | 04:00 | 0 | 2013-05-21 | 4 | 33.25 | 1 | 34.25 | 0
5 | 21 | 05:00 | 0 | 2013-05-21 | 5 | 32.78 | 1 | 33.78 | 0
5 | 21 | 06:00 | 27 | 2013-05-21 | 6 | 32.45 | 1 | 33.45 | 903.15
5 | 21 | 07:00 | 45 | 2013-05-21 | 7 | 35.06 | 1 | 36.06 | 1622.7
5 | 21 | 08:00 | 610 | 2013-05-21 | 8 | 41.76 | 1 | 42.76 | 26083.6
5 | 21 | 09:00 | 678 | 2013-05-21 | 9 | 47.42 | 1 | 48.42 | 32828.76
5 | 21 | 10:00 | 766 | 2013-05-21 | 10 | 52.25 | 1 | 53.25 | 40789.5
5 | 21 | 11:00 | 905 | 2013-05-21 | 11 | 53.1 | 1 | 54.1 | 48960.5
5 | 21 | 12:00 | 1730 | 2013-05-21 | 12 | 79.41 | 1 | 80.41 | 139109.3
5 | 21 | 13:00 | 1210 | 2013-05-21 | 13 | 63.32 | 1 | 64.32 | 77827.2
5 | 21 | 14:00 | 921 | 2013-05-21 | 14 | 80.28 | 1 | 81.28 | 74858.88
5 | 21 | 15:00 | 683 | 2013-05-21 | 15 | 70.38 | 1 | 71.38 | 48752.54
5 | 21 | 16:00 | 618 | 2013-05-21 | 16 | 175.48 | 1 | 176.48 | 109064.64
5 | 21 | 17:00 | 404 | 2013-05-21 | 17 | 320.26 | 1 | 321.26 | 129789.04
5 | 21 | 18:00 | 24 | 2013-05-21 | 18 | 57.66 | 1 | 58.66 | 1407.84
5 | 21 | 19:00 | 0 | 2013-05-21 | 19 | 49.95 | 1 | 50.95 | 0
5 | 21 | 20:00 | 0 | 2013-05-21 | 20 | 42.26 | 1 | 43.26 | 0
5 | 21 | 21:00 | 0 | 2013-05-21 | 21 | 41.32 | 1 | 42.32 | 0
5 | 21 | 22:00 | 0 | 2013-05-21 | 22 | 36.08 | 1 | 37.08 | 0
5 | 21 | 23:00 | 0 | 2013-05-21 | 23 | 33.87 | 1 | 34.87 | 0
5 | 21 | 24:00 | 0 | 2013-05-21 | 24 | 32.14 | 1 | 33.14 | 0
5 | 22 | 01:00 | 0 | 2013-05-22 | 1 | 36.84 | 1 | 37.84 | 0
5 | 22 | 02:00 | 0 | 2013-05-22 | 2 | 34.79 | 1 | 35.79 | 0
5 | 22 | 03:00 | 0 | 2013-05-22 | 3 | 31.76 | 1 | 32.76 | 0
5 | 22 | 04:00 | 0 | 2013-05-22 | 4 | 28.61 | 1 | 29.61 | 0
5 | 22 | 05:00 | 0 | 2013-05-22 | 5 | 28.79 | 1 | 29.79 | 0
5 | 22 | 06:00 | 22 | 2013-05-22 | 6 | 31.05 | 1 | 32.05 | 705.1
5 | 22 | 07:00 | 457 | 2013-05-22 | 7 | 27.92 | 1 | 28.92 | 13216.44
5 | 22 | 08:00 | 1088 | 2013-05-22 | 8 | 34.71 | 1 | 35.71 | 38852.48
5 | 22 | 09:00 | 1702 | 2013-05-22 | 9 | 34.04 | 1 | 35.04 | 59638.08
5 | 22 | 10:00 | 2020 | 2013-05-22 | 10 | 34.22 | 1 | 35.22 | 71144.4
5 | 22 | 11:00 | 2571 | 2013-05-22 | 11 | 34.65 | 1 | 35.65 | 91656.15
5 | 22 | 12:00 | 2660 | 2013-05-22 | 12 | 34.59 | 1 | 35.59 | 94669.4
5 | 22 | 13:00 | 2179 | 2013-05-22 | 13 | 34.82 | 1 | 35.82 | 78051.78
5 | 22 | 14:00 | 2251 | 2013-05-22 | 14 | 35.7 | 1 | 36.7 | 82611.7
5 | 22 | 15:00 | 1880 | 2013-05-22 | 15 | 35.59 | 1 | 36.59 | 68789.2
5 | 22 | 16:00 | 967 | 2013-05-22 | 16 | 35.43 | 1 | 36.43 | 35227.81
5 | 22 | 17:00 | 618 | 2013-05-22 | 17 | 35.51 | 1 | 36.51 | 22563.18
5 | 22 | 18:00 | 33 | 2013-05-22 | 18 | 35.12 | 1 | 36.12 | 1191.96
5 | 22 | 19:00 | 0 | 2013-05-22 | 19 | 36.06 | 1 | 37.06 | 0
5 | 22 | 20:00 | 0 | 2013-05-22 | 20 | 33.13 | 1 | 34.13 | 0
5 | 22 | 21:00 | 0 | 2013-05-22 | 21 | 33.81 | 1 | 34.81 | 0
5 | 22 | 22:00 | 0 | 2013-05-22 | 22 | 31.34 | 1 | 32.34 | 0
5 | 22 | 23:00 | 0 | 2013-05-22 | 23 | 30.76 | 1 | 31.76 | 0
5 | 22 | 24:00 | 0 | 2013-05-22 | 24 | 2.29 | 1 | 3.29 | 0
5 | 23 | 01:00 | 0 | 2013-05-23 | 1 | 0 | 1 | 1 | 0
5 | 23 | 02:00 | 0 | 2013-05-23 | 2 | 0 | 1 | 1 | 0
5 | 23 | 03:00 | 0 | 2013-05-23 | 3 | 0 | 1 | 1 | 0
5 | 23 | 04:00 | 0 | 2013-05-23 | 4 | 0 | 1 | 1 | 0
5 | 23 | 05:00 | 0 | 2013-05-23 | 5 | 0 | 1 | 1 | 0
5 | 23 | 06:00 | 6 | 2013-05-23 | 6 | 0 | 1 | 1 | 6
5 | 23 | 07:00 | 212 | 2013-05-23 | 7 | 38.52 | 1 | 39.52 | 8378.24
5 | 23 | 08:00 | 540 | 2013-05-23 | 8 | 39.87 | 1 | 40.87 | 22069.8
5 | 23 | 09:00 | 1020 | 2013-05-23 | 9 | 35.34 | 1 | 36.34 | 37066.8
5 | 23 | 10:00 | 624 | 2013-05-23 | 10 | 34.21 | 1 | 35.21 | 21971.04
5 | 23 | 11:00 | 849 | 2013-05-23 | 11 | 35.14 | 1 | 36.14 | 30682.86
5 | 23 | 12:00 | 1213 | 2013-05-23 | 12 | 34.98 | 1 | 35.98 | 43643.74
5 | 23 | 13:00 | 1307 | 2013-05-23 | 13 | 33.59 | 1 | 34.59 | 45209.13
5 | 23 | 14:00 | 960 | 2013-05-23 | 14 | 29.16 | 1 | 30.16 | 28953.6
5 | 23 | 15:00 | 803 | 2013-05-23 | 15 | 35.37 | 1 | 36.37 | 29205.11
5 | 23 | 16:00 | 752 | 2013-05-23 | 16 | 33.5 | 1 | 34.5 | 25944
5 | 23 | 17:00 | 425 | 2013-05-23 | 17 | 32.78 | 1 | 33.78 | 14356.5
5 | 23 | 18:00 | 66 | 2013-05-23 | 18 | 33.73 | 1 | 34.73 | 2292.18
5 | 23 | 19:00 | 0 | 2013-05-23 | 19 | 33.63 | 1 | 34.63 | 0
5 | 23 | 20:00 | 0 | 2013-05-23 | 20 | 35.47 | 1 | 36.47 | 0
5 | 23 | 21:00 | 0 | 2013-05-23 | 21 | 34.89 | 1 | 35.89 | 0
5 | 23 | 22:00 | 0 | 2013-05-23 | 22 | 32.07 | 1 | 33.07 | 0
5 | 23 | 23:00 | 0 | 2013-05-23 | 23 | 10.48 | 1 | 11.48 | 0
5 | 23 | 24:00 | 0 | 2013-05-23 | 24 | 14.26 | 1 | 15.26 | 0
5 | 24 | 01:00 | 0 | 2013-05-24 | 1 | 34.18 | 1 | 35.18 | 0
5 | 24 | 02:00 | 0 | 2013-05-24 | 2 | 37.93 | 1 | 38.93 | 0
5 | 24 | 03:00 | 0 | 2013-05-24 | 3 | 33.68 | 1 | 34.68 | 0
5 | 24 | 04:00 | 0 | 2013-05-24 | 4 | 28.13 | 1 | 29.13 | 0
5 | 24 | 05:00 | 0 | 2013-05-24 | 5 | 26.6 | 1 | 27.6 | 0
5 | 24 | 06:00 | 1 | 2013-05-24 | 6 | 32.16 | 1 | 33.16 | 33.16
5 | 24 | 07:00 | 60 | 2013-05-24 | 7 | 41.26 | 1 | 42.26 | 2535.6
5 | 24 | 08:00 | 371 | 2013-05-24 | 8 | 44.99 | 1 | 45.99 | 17062.29
5 | 24 | 09:00 | 831 | 2013-05-24 | 9 | 45.34 | 1 | 46.34 | 38508.54
5 | 24 | 10:00 | 622 | 2013-05-24 | 10 | 122.51 | 1 | 123.51 | 76823.22
5 | 24 | 11:00 | 1519 | 2013-05-24 | 11 | 62.39 | 1 | 63.39 | 96289.41
5 | 24 | 12:00 | 1496 | 2013-05-24 | 12 | 39.99 | 1 | 40.99 | 61321.04
5 | 24 | 13:00 | 1014 | 2013-05-24 | 13 | 39.19 | 1 | 40.19 | 40752.66
5 | 24 | 14:00 | 1040 | 2013-05-24 | 14 | 34.72 | 1 | 35.72 | 37148.8
5 | 24 | 15:00 | 820 | 2013-05-24 | 15 | 33.31 | 1 | 34.31 | 28134.2
5 | 24 | 16:00 | 611 | 2013-05-24 | 16 | 32.06 | 1 | 33.06 | 20199.66
5 | 24 | 17:00 | 467 | 2013-05-24 | 17 | 34.2 | 1 | 35.2 | 16438.4
5 | 24 | 18:00 | 42 | 2013-05-24 | 18 | 33.21 | 1 | 34.21 | 1436.82
5 | 24 | 19:00 | 0 | 2013-05-24 | 19 | 31.23 | 1 | 32.23 | 0
5 | 24 | 20:00 | 0 | 2013-05-24 | 20 | 30.68 | 1 | 31.68 | 0
5 | 24 | 21:00 | 0 | 2013-05-24 | 21 | 30.62 | 1 | 31.62 | 0
5 | 24 | 22:00 | 0 | 2013-05-24 | 22 | 27.23 | 1 | 28.23 | 0
5 | 24 | 23:00 | 0 | 2013-05-24 | 23 | 24.17 | 1 | 25.17 | 0
5 | 24 | 24:00 | 0 | 2013-05-24 | 24 | 22.57 | 1 | 23.57 | 0
5 | 25 | 01:00 | 0 | 2013-05-25 | 1 | 24.69 | 1 | 25.69 | 0
5 | 25 | 02:00 | 0 | 2013-05-25 | 2 | 29.68 | 1 | 30.68 | 0
5 | 25 | 03:00 | 0 | 2013-05-25 | 3 | 21.6 | 1 | 22.6 | 0
5 | 25 | 04:00 | 0 | 2013-05-25 | 4 | 23.21 | 1 | 24.21 | 0
5 | 25 | 05:00 | 0 | 2013-05-25 | 5 | 23.25 | 1 | 24.25 | 0
5 | 25 | 06:00 | 18 | 2013-05-25 | 6 | 23.29 | 1 | 24.29 | 437.22
5 | 25 | 07:00 | 380 | 2013-05-25 | 7 | 24.92 | 1 | 25.92 | 9849.6
5 | 25 | 08:00 | 589 | 2013-05-25 | 8 | 16.2 | 1 | 17.2 | 10130.8
5 | 25 | 09:00 | 904 | 2013-05-25 | 9 | 26.72 | 1 | 27.72 | 25058.88
5 | 25 | 10:00 | 1098 | 2013-05-25 | 10 | 29.57 | 1 | 30.57 | 33565.86
5 | 25 | 11:00 | 1112 | 2013-05-25 | 11 | 28.3 | 1 | 29.3 | 32581.6
5 | 25 | 12:00 | 1086 | 2013-05-25 | 12 | 26.95 | 1 | 27.95 | 30353.7
5 | 25 | 13:00 | 1073 | 2013-05-25 | 13 | 32.13 | 1 | 33.13 | 35548.49
5 | 25 | 14:00 | 1157 | 2013-05-25 | 14 | 32.25 | 1 | 33.25 | 38470.25
5 | 25 | 15:00 | 855 | 2013-05-25 | 15 | 32.04 | 1 | 33.04 | 28249.2
5 | 25 | 16:00 | 680 | 2013-05-25 | 16 | 31.34 | 1 | 32.34 | 21991.2
5 | 25 | 17:00 | 424 | 2013-05-25 | 17 | 31.51 | 1 | 32.51 | 13784.24
5 | 25 | 18:00 | 47 | 2013-05-25 | 18 | 32.26 | 1 | 33.26 | 1563.22
5 | 25 | 19:00 | 1 | 2013-05-25 | 19 | 31.22 | 1 | 32.22 | 32.22
5 | 25 | 20:00 | 0 | 2013-05-25 | 20 | 31.18 | 1 | 32.18 | 0
5 | 25 | 21:00 | 0 | 2013-05-25 | 21 | 34.14 | 1 | 35.14 | 0
5 | 25 | 22:00 | 0 | 2013-05-25 | 22 | 31.02 | 1 | 32.02 | 0
5 | 25 | 23:00 | 0 | 2013-05-25 | 23 | 18.43 | 1 | 19.43 | 0
5 | 25 | 24:00 | 0 | 2013-05-25 | 24 | 28.42 | 1 | 29.42 | 0
5 | 26 | 01:00 | 0 | 2013-05-26 | 1 | 25.1 | 1 | 26.1 | 0
5 | 26 | 02:00 | 0 | 2013-05-26 | 2 | 31.66 | 1 | 32.66 | 0
5 | 26 | 03:00 | 0 | 2013-05-26 | 3 | 24 | 1 | 25 | 0
5 | 26 | 04:00 | 0 | 2013-05-26 | 4 | 20.13 | 1 | 21.13 | 0
5 | 26 | 05:00 | 0 | 2013-05-26 | 5 | 25.24 | 1 | 26.24 | 0
5 | 26 | 06:00 | 14 | 2013-05-26 | 6 | 28.8 | 1 | 29.8 | 417.2
5 | 26 | 07:00 | 82 | 2013-05-26 | 7 | 32.58 | 1 | 33.58 | 2753.56
5 | 26 | 08:00 | 1200 | 2013-05-26 | 8 | 24.14 | 1 | 25.14 | 30168
5 | 26 | 09:00 | 1809 | 2013-05-26 | 9 | 16.42 | 1 | 17.42 | 31512.78
5 | 26 | 10:00 | 2096 | 2013-05-26 | 10 | 31.81 | 1 | 32.81 | 68769.76
5 | 26 | 11:00 | 2395 | 2013-05-26 | 11 | 36.8 | 1 | 37.8 | 90531
5 | 26 | 12:00 | 2407 | 2013-05-26 | 12 | 34.08 | 1 | 35.08 | 84437.56
5 | 26 | 13:00 | 2642 | 2013-05-26 | 13 | 31.2 | 1 | 32.2 | 85072.4
5 | 26 | 14:00 | 2388 | 2013-05-26 | 14 | 19.34 | 1 | 20.34 | 48571.92
5 | 26 | 15:00 | 2085 | 2013-05-26 | 15 | 10.74 | 1 | 11.74 | 24477.9
5 | 26 | 16:00 | 1251 | 2013-05-26 | 16 | 2.07 | 1 | 3.07 | 3840.57
5 | 26 | 17:00 | 654 | 2013-05-26 | 17 | 26.61 | 1 | 27.61 | 18056.94
5 | 26 | 18:00 | 41 | 2013-05-26 | 18 | 29.5 | 1 | 30.5 | 1250.5
5 | 26 | 19:00 | 0 | 2013-05-26 | 19 | 30.01 | 1 | 31.01 | 0
5 | 26 | 20:00 | 0 | 2013-05-26 | 20 | 11.25 | 1 | 12.25 | 0
5 | 26 | 21:00 | 0 | 2013-05-26 | 21 | 24.15 | 1 | 25.15 | 0
5 | 26 | 22:00 | 0 | 2013-05-26 | 22 | 29.02 | 1 | 30.02 | 0
5 | 26 | 23:00 | 0 | 2013-05-26 | 23 | 27.36 | 1 | 28.36 | 0
5 | 26 | 24:00 | 0 | 2013-05-26 | 24 | 26.98 | 1 | 27.98 | 0
5 | 27 | 01:00 | 0 | 2013-05-27 | 1 | 24.53 | 1 | 25.53 | 0
5 | 27 | 02:00 | 0 | 2013-05-27 | 2 | 23.54 | 1 | 24.54 | 0
5 | 27 | 03:00 | 0 | 2013-05-27 | 3 | 30.62 | 1 | 31.62 | 0
5 | 27 | 04:00 | 0 | 2013-05-27 | 4 | 29.17 | 1 | 30.17 | 0
5 | 27 | 05:00 | 0 | 2013-05-27 | 5 | 25.78 | 1 | 26.78 | 0
5 | 27 | 06:00 | 18 | 2013-05-27 | 6 | 24.61 | 1 | 25.61 | 460.98
5 | 27 | 07:00 | 198 | 2013-05-27 | 7 | 26.04 | 1 | 27.04 | 5353.92
5 | 27 | 08:00 | 637 | 2013-05-27 | 8 | 29.76 | 1 | 30.76 | 19594.12
5 | 27 | 09:00 | 869 | 2013-05-27 | 9 | 29.34 | 1 | 30.34 | 26365.46
5 | 27 | 10:00 | 1216 | 2013-05-27 | 10 | 31.05 | 1 | 32.05 | 38972.8
5 | 27 | 11:00 | 1827 | 2013-05-27 | 11 | 30.49 | 1 | 31.49 | 57532.23
5 | 27 | 12:00 | 1734 | 2013-05-27 | 12 | 28.05 | 1 | 29.05 | 50372.7
5 | 27 | 13:00 | 2266 | 2013-05-27 | 13 | 27.81 | 1 | 28.81 | 65283.46
5 | 27 | 14:00 | 873 | 2013-05-27 | 14 | 29.25 | 1 | 30.25 | 26408.25
5 | 27 | 15:00 | 719 | 2013-05-27 | 15 | 25.89 | 1 | 26.89 | 19333.91
5 | 27 | 16:00 | 634 | 2013-05-27 | 16 | 26.87 | 1 | 27.87 | 17669.58
5 | 27 | 17:00 | 389 | 2013-05-27 | 17 | 27.69 | 1 | 28.69 | 11160.41
5 | 27 | 18:00 | 16 | 2013-05-27 | 18 | 32.38 | 1 | 33.38 | 534.08
5 | 27 | 19:00 | 1 | 2013-05-27 | 19 | 30.93 | 1 | 31.93 | 31.93
5 | 27 | 20:00 | 0 | 2013-05-27 | 20 | 34.62 | 1 | 35.62 | 0
5 | 27 | 21:00 | 0 | 2013-05-27 | 21 | 42.03 | 1 | 43.03 | 0
5 | 27 | 22:00 | 0 | 2013-05-27 | 22 | 31.4 | 1 | 32.4 | 0
5 | 27 | 23:00 | 0 | 2013-05-27 | 23 | 31.59 | 1 | 32.59 | 0
5 | 27 | 24:00 | 0 | 2013-05-27 | 24 | 3.49 | 1 | 4.49 | 0
5 | 28 | 01:00 | 0 | 2013-05-28 | 1 | 28.14 | 1 | 29.14 | 0
5 | 28 | 02:00 | 0 | 2013-05-28 | 2 | 25.51 | 1 | 26.51 | 0
5 | 28 | 03:00 | 0 | 2013-05-28 | 3 | 14.76 | 1 | 15.76 | 0
5 | 28 | 04:00 | 0 | 2013-05-28 | 4 | 0 | 1 | 1 | 0
5 | 28 | 05:00 | 0 | 2013-05-28 | 5 | 0 | 1 | 1 | 0
5 | 28 | 06:00 | 40 | 2013-05-28 | 6 | 0 | 1 | 1 | 40
5 | 28 | 07:00 | 429 | 2013-05-28 | 7 | 0 | 1 | 1 | 429
5 | 28 | 08:00 | 1109 | 2013-05-28 | 8 | 29.41 | 1 | 30.41 | 33724.69
5 | 28 | 09:00 | 1652 | 2013-05-28 | 9 | 37.43 | 1 | 38.43 | 63486.36
5 | 28 | 10:00 | 1832 | 2013-05-28 | 10 | 36.64 | 1 | 37.64 | 68956.48
5 | 28 | 11:00 | 1910 | 2013-05-28 | 11 | 43.07 | 1 | 44.07 | 84173.7
5 | 28 | 12:00 | 2217 | 2013-05-28 | 12 | 53.71 | 1 | 54.71 | 121292.07
5 | 28 | 13:00 | 2293 | 2013-05-28 | 13 | 44.14 | 1 | 45.14 | 103506.02
5 | 28 | 14:00 | 2260 | 2013-05-28 | 14 | 45.75 | 1 | 46.75 | 105655
5 | 28 | 15:00 | 1898 | 2013-05-28 | 15 | 36.28 | 1 | 37.28 | 70757.44
5 | 28 | 16:00 | 975 | 2013-05-28 | 16 | 34.25 | 1 | 35.25 | 34368.75
5 | 28 | 17:00 | 672 | 2013-05-28 | 17 | 33.67 | 1 | 34.67 | 23298.24
5 | 28 | 18:00 | 22 | 2013-05-28 | 18 | 52.04 | 1 | 53.04 | 1166.88
5 | 28 | 19:00 | 0 | 2013-05-28 | 19 | 35.17 | 1 | 36.17 | 0
5 | 28 | 20:00 | 0 | 2013-05-28 | 20 | 35.86 | 1 | 36.86 | 0
5 | 28 | 21:00 | 0 | 2013-05-28 | 21 | 46.68 | 1 | 47.68 | 0
5 | 28 | 22:00 | 0 | 2013-05-28 | 22 | 34.34 | 1 | 35.34 | 0
5 | 28 | 23:00 | 0 | 2013-05-28 | 23 | 26.79 | 1 | 27.79 | 0
5 | 28 | 24:00 | 0 | 2013-05-28 | 24 | 27.62 | 1 | 28.62 | 0
5 | 29 | 01:00 | 0 | 2013-05-29 | 1 | 31.5 | 1 | 32.5 | 0
5 | 29 | 02:00 | 0 | 2013-05-29 | 2 | 31.09 | 1 | 32.09 | 0
5 | 29 | 03:00 | 0 | 2013-05-29 | 3 | 15.58 | 1 | 16.58 | 0
5 | 29 | 04:00 | 0 | 2013-05-29 | 4 | 0 | 1 | 1 | 0
5 | 29 | 05:00 | 0 | 2013-05-29 | 5 | 20.95 | 1 | 21.95 | 0
5 | 29 | 06:00 | 10 | 2013-05-29 | 6 | 30.58 | 1 | 31.58 | 315.8
5 | 29 | 07:00 | 408 | 2013-05-29 | 7 | 31.77 | 1 | 32.77 | 13370.16
5 | 29 | 08:00 | 1100 | 2013-05-29 | 8 | 39.84 | 1 | 40.84 | 44924
5 | 29 | 09:00 | 1698 | 2013-05-29 | 9 | 42.77 | 1 | 43.77 | 74321.46
5 | 29 | 10:00 | 2155 | 2013-05-29 | 10 | 35.53 | 1 | 36.53 | 78722.15
5 | 29 | 11:00 | 2004 | 2013-05-29 | 11 | 35.64 | 1 | 36.64 | 73426.56
5 | 29 | 12:00 | 2577 | 2013-05-29 | 12 | 39.11 | 1 | 40.11 | 103363.47
5 | 29 | 13:00 | 2197 | 2013-05-29 | 13 | 48.98 | 1 | 49.98 | 109806.06
5 | 29 | 14:00 | 1963 | 2013-05-29 | 14 | 56.36 | 1 | 57.36 | 112597.68
5 | 29 | 15:00 | 1898 | 2013-05-29 | 15 | 44.88 | 1 | 45.88 | 87080.24
5 | 29 | 16:00 | 1213 | 2013-05-29 | 16 | 45.21 | 1 | 46.21 | 56052.73
5 | 29 | 17:00 | 391 | 2013-05-29 | 17 | 50.62 | 1 | 51.62 | 20183.42
5 | 29 | 18:00 | 68 | 2013-05-29 | 18 | 52.21 | 1 | 53.21 | 3618.28
5 | 29 | 19:00 | 1 | 2013-05-29 | 19 | 44.04 | 1 | 45.04 | 45.04
5 | 29 | 20:00 | 0 | 2013-05-29 | 20 | 48 | 1 | 49 | 0
5 | 29 | 21:00 | 0 | 2013-05-29 | 21 | 47.75 | 1 | 48.75 | 0
5 | 29 | 22:00 | 0 | 2013-05-29 | 22 | 43.12 | 1 | 44.12 | 0
5 | 29 | 23:00 | 0 | 2013-05-29 | 23 | 33.15 | 1 | 34.15 | 0
5 | 29 | 24:00 | 0 | 2013-05-29 | 24 | 22.1 | 1 | 23.1 | 0
5 | 30 | 01:00 | 0 | 2013-05-30 | 1 | 33.44 | 1 | 34.44 | 0
5 | 30 | 02:00 | 0 | 2013-05-30 | 2 | 33.13 | 1 | 34.13 | 0
5 | 30 | 03:00 | 0 | 2013-05-30 | 3 | 29.66 | 1 | 30.66 | 0
5 | 30 | 04:00 | 0 | 2013-05-30 | 4 | 30.73 | 1 | 31.73 | 0
5 | 30 | 05:00 | 0 | 2013-05-30 | 5 | 21.4 | 1 | 22.4 | 0
5 | 30 | 06:00 | 1 | 2013-05-30 | 6 | 0.74 | 1 | 1.74 | 1.74
5 | 30 | 07:00 | 402 | 2013-05-30 | 7 | 0 | 1 | 1 | 402
5 | 30 | 08:00 | 1136 | 2013-05-30 | 8 | 25.26 | 1 | 26.26 | 29831.36
5 | 30 | 09:00 | 1814 | 2013-05-30 | 9 | 28.41 | 1 | 29.41 | 53349.74
5 | 30 | 10:00 | 2114 | 2013-05-30 | 10 | 53.21 | 1 | 54.21 | 114599.94
5 | 30 | 11:00 | 2420 | 2013-05-30 | 11 | 57.91 | 1 | 58.91 | 142562.2
5 | 30 | 12:00 | 2518 | 2013-05-30 | 12 | 58.41 | 1 | 59.41 | 149594.38
5 | 30 | 13:00 | 2484 | 2013-05-30 | 13 | 51.39 | 1 | 52.39 | 130136.76
5 | 30 | 14:00 | 2255 | 2013-05-30 | 14 | 53.55 | 1 | 54.55 | 123010.25
5 | 30 | 15:00 | 1907 | 2013-05-30 | 15 | 54.14 | 1 | 55.14 | 105151.98
5 | 30 | 16:00 | 1414 | 2013-05-30 | 16 | 61.21 | 1 | 62.21 | 87964.94
5 | 30 | 17:00 | 645 | 2013-05-30 | 17 | 68.56 | 1 | 69.56 | 44866.2
5 | 30 | 18:00 | 7 | 2013-05-30 | 18 | 67.34 | 1 | 68.34 | 478.38
5 | 30 | 19:00 | 0 | 2013-05-30 | 19 | 63.33 | 1 | 64.33 | 0
5 | 30 | 20:00 | 0 | 2013-05-30 | 20 | 56.23 | 1 | 57.23 | 0
5 | 30 | 21:00 | 0 | 2013-05-30 | 21 | 62.64 | 1 | 63.64 | 0
5 | 30 | 22:00 | 0 | 2013-05-30 | 22 | 57.08 | 1 | 58.08 | 0
5 | 30 | 23:00 | 0 | 2013-05-30 | 23 | 51.64 | 1 | 52.64 | 0
5 | 30 | 24:00 | 0 | 2013-05-30 | 24 | 43.75 | 1 | 44.75 | 0
5 | 31 | 01:00 | 0 | 2013-05-31 | 1 | 72.15 | 1 | 73.15 | 0
5 | 31 | 02:00 | 0 | 2013-05-31 | 2 | 56.98 | 1 | 57.98 | 0
5 | 31 | 03:00 | 0 | 2013-05-31 | 3 | 40.3 | 1 | 41.3 | 0
5 | 31 | 04:00 | 0 | 2013-05-31 | 4 | 34.65 | 1 | 35.65 | 0
5 | 31 | 05:00 | 0 | 2013-05-31 | 5 | 34.45 | 1 | 35.45 | 0
5 | 31 | 06:00 | 3 | 2013-05-31 | 6 | 33.84 | 1 | 34.84 | 104.52
5 | 31 | 07:00 | 414 | 2013-05-31 | 7 | 40.01 | 1 | 41.01 | 16978.14
5 | 31 | 08:00 | 1102 | 2013-05-31 | 8 | 48.11 | 1 | 49.11 | 54119.22
5 | 31 | 09:00 | 1747 | 2013-05-31 | 9 | 44.91 | 1 | 45.91 | 80204.77
5 | 31 | 10:00 | 2217 | 2013-05-31 | 10 | 49.39 | 1 | 50.39 | 111714.63
5 | 31 | 11:00 | 2484 | 2013-05-31 | 11 | 56.95 | 1 | 57.95 | 143947.8
5 | 31 | 12:00 | 2578 | 2013-05-31 | 12 | 77.65 | 1 | 78.65 | 202759.7
5 | 31 | 13:00 | 2395 | 2013-05-31 | 13 | 81.1 | 1 | 82.1 | 196629.5
5 | 31 | 14:00 | 2317 | 2013-05-31 | 14 | 162.36 | 1 | 163.36 | 378505.12
5 | 31 | 15:00 | 1876 | 2013-05-31 | 15 | 83.96 | 1 | 84.96 | 159384.96
5 | 31 | 16:00 | 1349 | 2013-05-31 | 16 | 74.18 | 1 | 75.18 | 101417.82
5 | 31 | 17:00 | 698 | 2013-05-31 | 17 | 73.81 | 1 | 74.81 | 52217.38
5 | 31 | 18:00 | 21 | 2013-05-31 | 18 | 73.28 | 1 | 74.28 | 1559.88
5 | 31 | 19:00 | 1 | 2013-05-31 | 19 | 65.45 | 1 | 66.45 | 66.45
5 | 31 | 20:00 | 0 | 2013-05-31 | 20 | 59.54 | 1 | 60.54 | 0
5 | 31 | 21:00 | 0 | 2013-05-31 | 21 | 56.66 | 1 | 57.66 | 0
5 | 31 | 22:00 | 0 | 2013-05-31 | 22 | 54.44 | 1 | 55.44 | 0
5 | 31 | 23:00 | 0 | 2013-05-31 | 23 | 68.64 | 1 | 69.64 | 0
5 | 31 | 24:00 | 0 | 2013-05-31 | 24 | 62.75 | 1 | 63.75 | 0
6 | 1 | 01:00 | 0 | 2013-06-01 | 1 | 58.17 | 1 | 59.17 | 0
6 | 1 | 02:00 | 0 | 2013-06-01 | 2 | 42.71 | 1 | 43.71 | 0
6 | 1 | 03:00 | 0 | 2013-06-01 | 3 | 41.63 | 1 | 42.63 | 0
6 | 1 | 04:00 | 0 | 2013-06-01 | 4 | 36.62 | 1 | 37.62 | 0
6 | 1 | 05:00 | 0 | 2013-06-01 | 5 | 34.71 | 1 | 35.71 | 0
6 | 1 | 06:00 | 11 | 2013-06-01 | 6 | 33.39 | 1 | 34.39 | 378.29
6 | 1 | 07:00 | 311 | 2013-06-01 | 7 | 30.08 | 1 | 31.08 | 9665.88
6 | 1 | 08:00 | 625 | 2013-06-01 | 8 | 25.12 | 1 | 26.12 | 16325
6 | 1 | 09:00 | 954 | 2013-06-01 | 9 | 40.42 | 1 | 41.42 | 39514.68
6 | 1 | 10:00 | 719 | 2013-06-01 | 10 | 49.95 | 1 | 50.95 | 36633.05
6 | 1 | 11:00 | 1742 | 2013-06-01 | 11 | 65.93 | 1 | 66.93 | 116592.06
6 | 1 | 12:00 | 1785 | 2013-06-01 | 12 | 61.76 | 1 | 62.76 | 112026.6
6 | 1 | 13:00 | 2228 | 2013-06-01 | 13 | 56.26 | 1 | 57.26 | 127575.28
6 | 1 | 14:00 | 1745 | 2013-06-01 | 14 | 57.39 | 1 | 58.39 | 101890.55
6 | 1 | 15:00 | 1199 | 2013-06-01 | 15 | 60.07 | 1 | 61.07 | 73222.93
6 | 1 | 16:00 | 1286 | 2013-06-01 | 16 | 59.29 | 1 | 60.29 | 77532.94
6 | 1 | 17:00 | 552 | 2013-06-01 | 17 | 63.07 | 1 | 64.07 | 35366.64
6 | 1 | 18:00 | 54 | 2013-06-01 | 18 | 72.98 | 1 | 73.98 | 3994.92
6 | 1 | 19:00 | 3 | 2013-06-01 | 19 | 71.77 | 1 | 72.77 | 218.31
6 | 1 | 20:00 | 0 | 2013-06-01 | 20 | 75.17 | 1 | 76.17 | 0
6 | 1 | 21:00 | 0 | 2013-06-01 | 21 | 75.49 | 1 | 76.49 | 0
6 | 1 | 22:00 | 0 | 2013-06-01 | 22 | 55.71 | 1 | 56.71 | 0
6 | 1 | 23:00 | 0 | 2013-06-01 | 23 | 65.84 | 1 | 66.84 | 0
6 | 1 | 24:00 | 0 | 2013-06-01 | 24 | 52.83 | 1 | 53.83 | 0
6 | 2 | 01:00 | 0 | 2013-06-02 | 1 | 48.31 | 1 | 49.31 | 0
6 | 2 | 02:00 | 0 | 2013-06-02 | 2 | 56.2 | 1 | 57.2 | 0
6 | 2 | 03:00 | 0 | 2013-06-02 | 3 | 44.1 | 1 | 45.1 | 0
6 | 2 | 04:00 | 0 | 2013-06-02 | 4 | 41.42 | 1 | 42.42 | 0
6 | 2 | 05:00 | 0 | 2013-06-02 | 5 | 41.68 | 1 | 42.68 | 0
6 | 2 | 06:00 | 2 | 2013-06-02 | 6 | 39.2 | 1 | 40.2 | 80.4
6 | 2 | 07:00 | 387 | 2013-06-02 | 7 | 47.64 | 1 | 48.64 | 18823.68
6 | 2 | 08:00 | 1130 | 2013-06-02 | 8 | 52.16 | 1 | 53.16 | 60070.8
6 | 2 | 09:00 | 1779 | 2013-06-02 | 9 | 59.43 | 1 | 60.43 | 107504.97
6 | 2 | 10:00 | 2241 | 2013-06-02 | 10 | 63.9 | 1 | 64.9 | 145440.9
6 | 2 | 11:00 | 2400 | 2013-06-02 | 11 | 65.78 | 1 | 66.78 | 160272
6 | 2 | 12:00 | 2350 | 2013-06-02 | 12 | 66.89 | 1 | 67.89 | 159541.5
6 | 2 | 13:00 | 2396 | 2013-06-02 | 13 | 68.62 | 1 | 69.62 | 166809.52
6 | 2 | 14:00 | 2361 | 2013-06-02 | 14 | 70.43 | 1 | 71.43 | 168646.23
6 | 2 | 15:00 | 1682 | 2013-06-02 | 15 | 64.8 | 1 | 65.8 | 110675.6
6 | 2 | 16:00 | 1322 | 2013-06-02 | 16 | 64.01 | 1 | 65.01 | 85943.22
6 | 2 | 17:00 | 689 | 2013-06-02 | 17 | 61.45 | 1 | 62.45 | 43028.05
6 | 2 | 18:00 | 9 | 2013-06-02 | 18 | 65.61 | 1 | 66.61 | 599.49
6 | 2 | 19:00 | 0 | 2013-06-02 | 19 | 50.33 | 1 | 51.33 | 0
6 | 2 | 20:00 | 0 | 2013-06-02 | 20 | 48.64 | 1 | 49.64 | 0
6 | 2 | 21:00 | 0 | 2013-06-02 | 21 | 54.88 | 1 | 55.88 | 0
6 | 2 | 22:00 | 0 | 2013-06-02 | 22 | 46.4 | 1 | 47.4 | 0
6 | 2 | 23:00 | 0 | 2013-06-02 | 23 | 39.56 | 1 | 40.56 | 0
6 | 2 | 24:00 | 0 | 2013-06-02 | 24 | 41.23 | 1 | 42.23 | 0
6 | 3 | 01:00 | 0 | 2013-06-03 | 1 | 40.14 | 1 | 41.14 | 0
6 | 3 | 02:00 | 0 | 2013-06-03 | 2 | 35.73 | 1 | 36.73 | 0
6 | 3 | 03:00 | 0 | 2013-06-03 | 3 | 34.83 | 1 | 35.83 | 0
6 | 3 | 04:00 | 0 | 2013-06-03 | 4 | 39.43 | 1 | 40.43 | 0
6 | 3 | 05:00 | 0 | 2013-06-03 | 5 | 40.14 | 1 | 41.14 | 0
6 | 3 | 06:00 | 11 | 2013-06-03 | 6 | 42 | 1 | 43 | 473
6 | 3 | 07:00 | 101 | 2013-06-03 | 7 | 44.27 | 1 | 45.27 | 4572.27
6 | 3 | 08:00 | 686 | 2013-06-03 | 8 | 42.87 | 1 | 43.87 | 30094.82
6 | 3 | 09:00 | 982 | 2013-06-03 | 9 | 43.9 | 1 | 44.9 | 44091.8
6 | 3 | 10:00 | 1232 | 2013-06-03 | 10 | 45.78 | 1 | 46.78 | 57632.96
6 | 3 | 11:00 | 1466 | 2013-06-03 | 11 | 45.03 | 1 | 46.03 | 67479.98
6 | 3 | 12:00 | 1556 | 2013-06-03 | 12 | 43.81 | 1 | 44.81 | 69724.36
6 | 3 | 13:00 | 1765 | 2013-06-03 | 13 | 40.92 | 1 | 41.92 | 73988.8
6 | 3 | 14:00 | 1239 | 2013-06-03 | 14 | 43.45 | 1 | 44.45 | 55073.55
6 | 3 | 15:00 | 922 | 2013-06-03 | 15 | 44.96 | 1 | 45.96 | 42375.12
6 | 3 | 16:00 | 124 | 2013-06-03 | 16 | 47.13 | 1 | 48.13 | 5968.12
6 | 3 | 17:00 | 504 | 2013-06-03 | 17 | 45.72 | 1 | 46.72 | 23546.88
6 | 3 | 18:00 | 28 | 2013-06-03 | 18 | 45.04 | 1 | 46.04 | 1289.12
6 | 3 | 19:00 | 1 | 2013-06-03 | 19 | 43.47 | 1 | 44.47 | 44.47
6 | 3 | 20:00 | 0 | 2013-06-03 | 20 | 42.38 | 1 | 43.38 | 0
6 | 3 | 21:00 | 0 | 2013-06-03 | 21 | 45.5 | 1 | 46.5 | 0
6 | 3 | 22:00 | 0 | 2013-06-03 | 22 | 44.29 | 1 | 45.29 | 0
6 | 3 | 23:00 | 0 | 2013-06-03 | 23 | 38.48 | 1 | 39.48 | 0
6 | 3 | 24:00 | 0 | 2013-06-03 | 24 | 32.11 | 1 | 33.11 | 0
6 | 4 | 01:00 | 0 | 2013-06-04 | 1 | 30.9 | 1 | 31.9 | 0
6 | 4 | 02:00 | 0 | 2013-06-04 | 2 | 29.33 | 1 | 30.33 | 0
6 | 4 | 03:00 | 0 | 2013-06-04 | 3 | 23.9 | 1 | 24.9 | 0
6 | 4 | 04:00 | 0 | 2013-06-04 | 4 | 14.62 | 1 | 15.62 | 0
6 | 4 | 05:00 | 0 | 2013-06-04 | 5 | 28.84 | 1 | 29.84 | 0
6 | 4 | 06:00 | 9 | 2013-06-04 | 6 | 24.94 | 1 | 25.94 | 233.46
6 | 4 | 07:00 | 387 | 2013-06-04 | 7 | 21.64 | 1 | 22.64 | 8761.68
6 | 4 | 08:00 | 970 | 2013-06-04 | 8 | 26.06 | 1 | 27.06 | 26248.2
6 | 4 | 09:00 | 1172 | 2013-06-04 | 9 | 17.15 | 1 | 18.15 | 21271.8
6 | 4 | 10:00 | 820 | 2013-06-04 | 10 | 31.87 | 1 | 32.87 | 26953.4
6 | 4 | 11:00 | 1954 | 2013-06-04 | 11 | 30.22 | 1 | 31.22 | 61003.88
6 | 4 | 12:00 | 2489 | 2013-06-04 | 12 | 32.67 | 1 | 33.67 | 83804.63
6 | 4 | 13:00 | 2428 | 2013-06-04 | 13 | 33.03 | 1 | 34.03 | 82624.84
6 | 4 | 14:00 | 2379 | 2013-06-04 | 14 | 33.83 | 1 | 34.83 | 82860.57
6 | 4 | 15:00 | 1970 | 2013-06-04 | 15 | 31.57 | 1 | 32.57 | 64162.9
6 | 4 | 16:00 | 1350 | 2013-06-04 | 16 | 31.46 | 1 | 32.46 | 43821
6 | 4 | 17:00 | 660 | 2013-06-04 | 17 | 32.3 | 1 | 33.3 | 21978
6 | 4 | 18:00 | 70 | 2013-06-04 | 18 | 35.88 | 1 | 36.88 | 2581.6
6 | 4 | 19:00 | 1 | 2013-06-04 | 19 | 35.66 | 1 | 36.66 | 36.66
6 | 4 | 20:00 | 0 | 2013-06-04 | 20 | 33.32 | 1 | 34.32 | 0
6 | 4 | 21:00 | 0 | 2013-06-04 | 21 | 32.75 | 1 | 33.75 | 0
6 | 4 | 22:00 | 0 | 2013-06-04 | 22 | 35.1 | 1 | 36.1 | 0
6 | 4 | 23:00 | 0 | 2013-06-04 | 23 | 25.58 | 1 | 26.58 | 0
6 | 4 | 24:00 | 0 | 2013-06-04 | 24 | 12.6 | 1 | 13.6 | 0
6 | 5 | 01:00 | 0 | 2013-06-05 | 1 | 18.56 | 1 | 19.56 | 0
6 | 5 | 02:00 | 0 | 2013-06-05 | 2 | 10.45 | 1 | 11.45 | 0
6 | 5 | 03:00 | 0 | 2013-06-05 | 3 | 7.21 | 1 | 8.21 | 0
6 | 5 | 04:00 | 0 | 2013-06-05 | 4 | 4.9 | 1 | 5.9 | 0
6 | 5 | 05:00 | 0 | 2013-06-05 | 5 | 6.12 | 1 | 7.12 | 0
6 | 5 | 06:00 | 16 | 2013-06-05 | 6 | 9.26 | 1 | 10.26 | 164.16
6 | 5 | 07:00 | 480 | 2013-06-05 | 7 | 33.28 | 1 | 34.28 | 16454.4
6 | 5 | 08:00 | 759 | 2013-06-05 | 8 | 36.93 | 1 | 37.93 | 28788.87
6 | 5 | 09:00 | 1000 | 2013-06-05 | 9 | 30.83 | 1 | 31.83 | 31830
6 | 5 | 10:00 | 2191 | 2013-06-05 | 10 | 28.71 | 1 | 29.71 | 65094.61
6 | 5 | 11:00 | 2351 | 2013-06-05 | 11 | 32.14 | 1 | 33.14 | 77912.14
6 | 5 | 12:00 | 1226 | 2013-06-05 | 12 | 44.26 | 1 | 45.26 | 55488.76
6 | 5 | 13:00 | 613 | 2013-06-05 | 13 | 38.42 | 1 | 39.42 | 24164.46
6 | 5 | 14:00 | 748 | 2013-06-05 | 14 | 39.63 | 1 | 40.63 | 30391.24
6 | 5 | 15:00 | 968 | 2013-06-05 | 15 | 35.94 | 1 | 36.94 | 35757.92
6 | 5 | 16:00 | 631 | 2013-06-05 | 16 | 35.23 | 1 | 36.23 | 22861.13
6 | 5 | 17:00 | 495 | 2013-06-05 | 17 | 31.5 | 1 | 32.5 | 16087.5
6 | 5 | 18:00 | 153 | 2013-06-05 | 18 | 32.62 | 1 | 33.62 | 5143.86
6 | 5 | 19:00 | 1 | 2013-06-05 | 19 | 31.38 | 1 | 32.38 | 32.38
6 | 5 | 20:00 | 0 | 2013-06-05 | 20 | 30.53 | 1 | 31.53 | 0
6 | 5 | 21:00 | 0 | 2013-06-05 | 21 | 24.32 | 1 | 25.32 | 0
6 | 5 | 22:00 | 0 | 2013-06-05 | 22 | 28.26 | 1 | 29.26 | 0
6 | 5 | 23:00 | 0 | 2013-06-05 | 23 | 30.09 | 1 | 31.09 | 0
6 | 5 | 24:00 | 0 | 2013-06-05 | 24 | 32.29 | 1 | 33.29 | 0
6 | 6 | 01:00 | 0 | 2013-06-06 | 1 | 38.4 | 1 | 39.4 | 0
6 | 6 | 02:00 | 0 | 2013-06-06 | 2 | 28.19 | 1 | 29.19 | 0
6 | 6 | 03:00 | 0 | 2013-06-06 | 3 | 34.06 | 1 | 35.06 | 0
6 | 6 | 04:00 | 0 | 2013-06-06 | 4 | 26.02 | 1 | 27.02 | 0
6 | 6 | 05:00 | 0 | 2013-06-06 | 5 | 24.45 | 1 | 25.45 | 0
6 | 6 | 06:00 | 15 | 2013-06-06 | 6 | 21.98 | 1 | 22.98 | 344.7
6 | 6 | 07:00 | 15 | 2013-06-06 | 7 | 11.91 | 1 | 12.91 | 193.65
6 | 6 | 08:00 | 524 | 2013-06-06 | 8 | 29.81 | 1 | 30.81 | 16144.44
6 | 6 | 09:00 | 723 | 2013-06-06 | 9 | 30.48 | 1 | 31.48 | 22760.04
6 | 6 | 10:00 | 1023 | 2013-06-06 | 10 | 33.55 | 1 | 34.55 | 35344.65
6 | 6 | 11:00 | 1132 | 2013-06-06 | 11 | 32.77 | 1 | 33.77 | 38227.64
6 | 6 | 12:00 | 1129 | 2013-06-06 | 12 | 39.93 | 1 | 40.93 | 46209.97
6 | 6 | 13:00 | 1103 | 2013-06-06 | 13 | 32.47 | 1 | 33.47 | 36917.41
6 | 6 | 14:00 | 1137 | 2013-06-06 | 14 | 33.06 | 1 | 34.06 | 38726.22
6 | 6 | 15:00 | 889 | 2013-06-06 | 15 | 32.18 | 1 | 33.18 | 29497.02
6 | 6 | 16:00 | 795 | 2013-06-06 | 16 | 30.97 | 1 | 31.97 | 25416.15
6 | 6 | 17:00 | 528 | 2013-06-06 | 17 | 37.31 | 1 | 38.31 | 20227.68
6 | 6 | 18:00 | 115 | 2013-06-06 | 18 | 39.01 | 1 | 40.01 | 4601.15
6 | 6 | 19:00 | 0 | 2013-06-06 | 19 | 33.19 | 1 | 34.19 | 0
6 | 6 | 20:00 | 0 | 2013-06-06 | 20 | 30.63 | 1 | 31.63 | 0
6 | 6 | 21:00 | 0 | 2013-06-06 | 21 | 31.75 | 1 | 32.75 | 0
6 | 6 | 22:00 | 0 | 2013-06-06 | 22 | 31.13 | 1 | 32.13 | 0
6 | 6 | 23:00 | 0 | 2013-06-06 | 23 | 32.79 | 1 | 33.79 | 0
6 | 6 | 24:00 | 0 | 2013-06-06 | 24 | 39.05 | 1 | 40.05 | 0
6 | 7 | 01:00 | 0 | 2013-06-07 | 1 | 27.18 | 1 | 28.18 | 0
6 | 7 | 02:00 | 0 | 2013-06-07 | 2 | 34.46 | 1 | 35.46 | 0
6 | 7 | 03:00 | 0 | 2013-06-07 | 3 | 33.28 | 1 | 34.28 | 0
6 | 7 | 04:00 | 0 | 2013-06-07 | 4 | 31.61 | 1 | 32.61 | 0
6 | 7 | 05:00 | 0 | 2013-06-07 | 5 | 28.08 | 1 | 29.08 | 0
6 | 7 | 06:00 | 33 | 2013-06-07 | 6 | 25.53 | 1 | 26.53 | 875.49
6 | 7 | 07:00 | 76 | 2013-06-07 | 7 | 24.58 | 1 | 25.58 | 1944.08
6 | 7 | 08:00 | 677 | 2013-06-07 | 8 | 29.25 | 1 | 30.25 | 20479.25
6 | 7 | 09:00 | 884 | 2013-06-07 | 9 | 32.35 | 1 | 33.35 | 29481.4
6 | 7 | 10:00 | 1067 | 2013-06-07 | 10 | 33.51 | 1 | 34.51 | 36822.17
6 | 7 | 11:00 | 1342 | 2013-06-07 | 11 | 31.76 | 1 | 32.76 | 43963.92
6 | 7 | 12:00 | 835 | 2013-06-07 | 12 | 42.52 | 1 | 43.52 | 36339.2
6 | 7 | 13:00 | 713 | 2013-06-07 | 13 | 44.03 | 1 | 45.03 | 32106.39
6 | 7 | 14:00 | 1947 | 2013-06-07 | 14 | 38.28 | 1 | 39.28 | 76478.16
6 | 7 | 15:00 | 1905 | 2013-06-07 | 15 | 29.1 | 1 | 30.1 | 57340.5
6 | 7 | 16:00 | 1409 | 2013-06-07 | 16 | 30.17 | 1 | 31.17 | 43918.53
6 | 7 | 17:00 | 704 | 2013-06-07 | 17 | 29.26 | 1 | 30.26 | 21303.04
6 | 7 | 18:00 | 29 | 2013-06-07 | 18 | 29.88 | 1 | 30.88 | 895.52
6 | 7 | 19:00 | 2 | 2013-06-07 | 19 | 29.33 | 1 | 30.33 | 60.66
6 | 7 | 20:00 | 0 | 2013-06-07 | 20 | 29.01 | 1 | 30.01 | 0
6 | 7 | 21:00 | 0 | 2013-06-07 | 21 | 27.37 | 1 | 28.37 | 0
6 | 7 | 22:00 | 0 | 2013-06-07 | 22 | 26.08 | 1 | 27.08 | 0
6 | 7 | 23:00 | 0 | 2013-06-07 | 23 | 34.21 | 1 | 35.21 | 0
6 | 7 | 24:00 | 0 | 2013-06-07 | 24 | 28.02 | 1 | 29.02 | 0
6 | 8 | 01:00 | 0 | 2013-06-08 | 1 | 27.81 | 1 | 28.81 | 0
6 | 8 | 02:00 | 0 | 2013-06-08 | 2 | 28.3 | 1 | 29.3 | 0
6 | 8 | 03:00 | 0 | 2013-06-08 | 3 | 32.66 | 1 | 33.66 | 0
6 | 8 | 04:00 | 0 | 2013-06-08 | 4 | 40.03 | 1 | 41.03 | 0
6 | 8 | 05:00 | 0 | 2013-06-08 | 5 | 32.9 | 1 | 33.9 | 0
6 | 8 | 06:00 | 11 | 2013-06-08 | 6 | 40.39 | 1 | 41.39 | 455.29
6 | 8 | 07:00 | 459 | 2013-06-08 | 7 | 30.85 | 1 | 31.85 | 14619.15
6 | 8 | 08:00 | 1047 | 2013-06-08 | 8 | 19.45 | 1 | 20.45 | 21411.15
6 | 8 | 09:00 | 1633 | 2013-06-08 | 9 | 29.21 | 1 | 30.21 | 49332.93
6 | 8 | 10:00 | 2301 | 2013-06-08 | 10 | 27.33 | 1 | 28.33 | 65187.33
6 | 8 | 11:00 | 2504 | 2013-06-08 | 11 | 28.39 | 1 | 29.39 | 73592.56
6 | 8 | 12:00 | 2612 | 2013-06-08 | 12 | 31.53 | 1 | 32.53 | 84968.36
6 | 8 | 13:00 | 2546 | 2013-06-08 | 13 | 28.88 | 1 | 29.88 | 76074.48
6 | 8 | 14:00 | 2196 | 2013-06-08 | 14 | 26.22 | 1 | 27.22 | 59775.12
6 | 8 | 15:00 | 1807 | 2013-06-08 | 15 | 27.19 | 1 | 28.19 | 50939.33
6 | 8 | 16:00 | 1350 | 2013-06-08 | 16 | 28.73 | 1 | 29.73 | 40135.5
6 | 8 | 17:00 | 701 | 2013-06-08 | 17 | 28.44 | 1 | 29.44 | 20637.44
6 | 8 | 18:00 | 16 | 2013-06-08 | 18 | 30.99 | 1 | 31.99 | 511.84
6 | 8 | 19:00 | 1 | 2013-06-08 | 19 | 31.68 | 1 | 32.68 | 32.68
6 | 8 | 20:00 | 0 | 2013-06-08 | 20 | 27.43 | 1 | 28.43 | 0
6 | 8 | 21:00 | 0 | 2013-06-08 | 21 | 27.75 | 1 | 28.75 | 0
6 | 8 | 22:00 | 0 | 2013-06-08 | 22 | 20.51 | 1 | 21.51 | 0
6 | 8 | 23:00 | 0 | 2013-06-08 | 23 | 33.59 | 1 | 34.59 | 0
6 | 8 | 24:00 | 0 | 2013-06-08 | 24 | 39.01 | 1 | 40.01 | 0
6 | 9 | 01:00 | 0 | 2013-06-09 | 1 | 29.06 | 1 | 30.06 | 0
6 | 9 | 02:00 | 0 | 2013-06-09 | 2 | 25.19 | 1 | 26.19 | 0
6 | 9 | 03:00 | 0 | 2013-06-09 | 3 | 24.4 | 1 | 25.4 | 0
6 | 9 | 04:00 | 0 | 2013-06-09 | 4 | 22.48 | 1 | 23.48 | 0
6 | 9 | 05:00 | 0 | 2013-06-09 | 5 | 21.07 | 1 | 22.07 | 0
6 | 9 | 06:00 | 2 | 2013-06-09 | 6 | 19.15 | 1 | 20.15 | 40.3
6 | 9 | 07:00 | 384 | 2013-06-09 | 7 | 21.82 | 1 | 22.82 | 8762.88
6 | 9 | 08:00 | 981 | 2013-06-09 | 8 | 31.22 | 1 | 32.22 | 31607.82
6 | 9 | 09:00 | 1678 | 2013-06-09 | 9 | 23.56 | 1 | 24.56 | 41211.68
6 | 9 | 10:00 | 2138 | 2013-06-09 | 10 | 29.61 | 1 | 30.61 | 65444.18
6 | 9 | 11:00 | 2379 | 2013-06-09 | 11 | 28.7 | 1 | 29.7 | 70656.3
6 | 9 | 12:00 | 2354 | 2013-06-09 | 12 | 30.43 | 1 | 31.43 | 73986.22
6 | 9 | 13:00 | 2471 | 2013-06-09 | 13 | 28.85 | 1 | 29.85 | 73759.35
6 | 9 | 14:00 | 2454 | 2013-06-09 | 14 | 27.9 | 1 | 28.9 | 70920.6
6 | 9 | 15:00 | 1794 | 2013-06-09 | 15 | 28.75 | 1 | 29.75 | 53371.5
6 | 9 | 16:00 | 1328 | 2013-06-09 | 16 | 30.58 | 1 | 31.58 | 41938.24
6 | 9 | 17:00 | 701 | 2013-06-09 | 17 | 31.09 | 1 | 32.09 | 22495.09
6 | 9 | 18:00 | 14 | 2013-06-09 | 18 | 36.06 | 1 | 37.06 | 518.84
6 | 9 | 19:00 | 1 | 2013-06-09 | 19 | 35.12 | 1 | 36.12 | 36.12
6 | 9 | 20:00 | 0 | 2013-06-09 | 20 | 39.05 | 1 | 40.05 | 0
6 | 9 | 21:00 | 0 | 2013-06-09 | 21 | 42.44 | 1 | 43.44 | 0
6 | 9 | 22:00 | 0 | 2013-06-09 | 22 | 35.28 | 1 | 36.28 | 0
6 | 9 | 23:00 | 0 | 2013-06-09 | 23 | 29.55 | 1 | 30.55 | 0
6 | 9 | 24:00 | 0 | 2013-06-09 | 24 | 29.57 | 1 | 30.57 | 0
6 | 10 | 01:00 | 0 | 2013-06-10 | 1 | 43.03 | 1 | 44.03 | 0
6 | 10 | 02:00 | 0 | 2013-06-10 | 2 | 59.46 | 1 | 60.46 | 0
6 | 10 | 03:00 | 0 | 2013-06-10 | 3 | 67.05 | 1 | 68.05 | 0
6 | 10 | 04:00 | 0 | 2013-06-10 | 4 | 84.45 | 1 | 85.45 | 0
6 | 10 | 05:00 | 0 | 2013-06-10 | 5 | 26.34 | 1 | 27.34 | 0
6 | 10 | 06:00 | 3 | 2013-06-10 | 6 | 26.5 | 1 | 27.5 | 82.5
6 | 10 | 07:00 | 437 | 2013-06-10 | 7 | 48.23 | 1 | 49.23 | 21513.51
6 | 10 | 08:00 | 1131 | 2013-06-10 | 8 | 32.83 | 1 | 33.83 | 38261.73
6 | 10 | 09:00 | 1812 | 2013-06-10 | 9 | 32.99 | 1 | 33.99 | 61589.88
6 | 10 | 10:00 | 2276 | 2013-06-10 | 10 | 37.71 | 1 | 38.71 | 88103.96
6 | 10 | 11:00 | 2395 | 2013-06-10 | 11 | 43.26 | 1 | 44.26 | 106002.7
6 | 10 | 12:00 | 2440 | 2013-06-10 | 12 | 37.07 | 1 | 38.07 | 92890.8
6 | 10 | 13:00 | 1977 | 2013-06-10 | 13 | 31.47 | 1 | 32.47 | 64193.19
6 | 10 | 14:00 | 1713 | 2013-06-10 | 14 | 31.13 | 1 | 32.13 | 55038.69
6 | 10 | 15:00 | 1563 | 2013-06-10 | 15 | 31.03 | 1 | 32.03 | 50062.89
6 | 10 | 16:00 | 856 | 2013-06-10 | 16 | 30.84 | 1 | 31.84 | 27255.04
6 | 10 | 17:00 | 517 | 2013-06-10 | 17 | 31.78 | 1 | 32.78 | 16947.26
6 | 10 | 18:00 | 106 | 2013-06-10 | 18 | 37.97 | 1 | 38.97 | 4130.82
6 | 10 | 19:00 | 2 | 2013-06-10 | 19 | 31.42 | 1 | 32.42 | 64.84
6 | 10 | 20:00 | 0 | 2013-06-10 | 20 | 28.3 | 1 | 29.3 | 0
6 | 10 | 21:00 | 0 | 2013-06-10 | 21 | 28.33 | 1 | 29.33 | 0
6 | 10 | 22:00 | 0 | 2013-06-10 | 22 | 31.23 | 1 | 32.23 | 0
6 | 10 | 23:00 | 0 | 2013-06-10 | 23 | 17.46 | 1 | 18.46 | 0
6 | 10 | 24:00 | 0 | 2013-06-10 | 24 | 25.02 | 1 | 26.02 | 0
6 | 11 | 01:00 | 0 | 2013-06-11 | 1 | 31.62 | 1 | 32.62 | 0
6 | 11 | 02:00 | 0 | 2013-06-11 | 2 | 29.4 | 1 | 30.4 | 0
6 | 11 | 03:00 | 0 | 2013-06-11 | 3 | 32.28 | 1 | 33.28 | 0
6 | 11 | 04:00 | 0 | 2013-06-11 | 4 | 32.13 | 1 | 33.13 | 0
6 | 11 | 05:00 | 0 | 2013-06-11 | 5 | 18.36 | 1 | 19.36 | 0
6 | 11 | 06:00 | 2 | 2013-06-11 | 6 | 21.4 | 1 | 22.4 | 44.8
6 | 11 | 07:00 | 390 | 2013-06-11 | 7 | 25.69 | 1 | 26.69 | 10409.1
6 | 11 | 08:00 | 1094 | 2013-06-11 | 8 | 30.16 | 1 | 31.16 | 34089.04
6 | 11 | 09:00 | 1744 | 2013-06-11 | 9 | 30.22 | 1 | 31.22 | 54447.68
6 | 11 | 10:00 | 2218 | 2013-06-11 | 10 | 30.85 | 1 | 31.85 | 70643.3
6 | 11 | 11:00 | 1786 | 2013-06-11 | 11 | 30.73 | 1 | 31.73 | 56669.78
6 | 11 | 12:00 | 2271 | 2013-06-11 | 12 | 31.85 | 1 | 32.85 | 74602.35
6 | 11 | 13:00 | 1716 | 2013-06-11 | 13 | 32.58 | 1 | 33.58 | 57623.28
6 | 11 | 14:00 | 2213 | 2013-06-11 | 14 | 31.91 | 1 | 32.91 | 72829.83
6 | 11 | 15:00 | 2004 | 2013-06-11 | 15 | 33.11 | 1 | 34.11 | 68356.44
6 | 11 | 16:00 | 1389 | 2013-06-11 | 16 | 31.95 | 1 | 32.95 | 45767.55
6 | 11 | 17:00 | 667 | 2013-06-11 | 17 | 32.06 | 1 | 33.06 | 22051.02
6 | 11 | 18:00 | 74 | 2013-06-11 | 18 | 33.31 | 1 | 34.31 | 2538.94
6 | 11 | 19:00 | 2 | 2013-06-11 | 19 | 31.88 | 1 | 32.88 | 65.76
6 | 11 | 20:00 | 0 | 2013-06-11 | 20 | 32.49 | 1 | 33.49 | 0
6 | 11 | 21:00 | 0 | 2013-06-11 | 21 | 31.31 | 1 | 32.31 | 0
6 | 11 | 22:00 | 0 | 2013-06-11 | 22 | 30.17 | 1 | 31.17 | 0
6 | 11 | 23:00 | 0 | 2013-06-11 | 23 | 14.13 | 1 | 15.13 | 0
6 | 11 | 24:00 | 0 | 2013-06-11 | 24 | 0.98 | 1 | 1.98 | 0
6 | 12 | 01:00 | 0 | 2013-06-12 | 1 | 26.3 | 1 | 27.3 | 0
6 | 12 | 02:00 | 0 | 2013-06-12 | 2 | 34.17 | 1 | 35.17 | 0
6 | 12 | 03:00 | 0 | 2013-06-12 | 3 | 28.14 | 1 | 29.14 | 0
6 | 12 | 04:00 | 0 | 2013-06-12 | 4 | 26.58 | 1 | 27.58 | 0
6 | 12 | 05:00 | 0 | 2013-06-12 | 5 | 27.22 | 1 | 28.22 | 0
6 | 12 | 06:00 | 14 | 2013-06-12 | 6 | 4.83 | 1 | 5.83 | 81.62
6 | 12 | 07:00 | 103 | 2013-06-12 | 7 | 31.42 | 1 | 32.42 | 3339.26
6 | 12 | 08:00 | 582 | 2013-06-12 | 8 | 33.01 | 1 | 34.01 | 19793.82
6 | 12 | 09:00 | 1159 | 2013-06-12 | 9 | 30.16 | 1 | 31.16 | 36114.44
6 | 12 | 10:00 | 1698 | 2013-06-12 | 10 | 30.01 | 1 | 31.01 | 52654.98
6 | 12 | 11:00 | 2294 | 2013-06-12 | 11 | 29.63 | 1 | 30.63 | 70265.22
6 | 12 | 12:00 | 2473 | 2013-06-12 | 12 | 30.53 | 1 | 31.53 | 77973.69
6 | 12 | 13:00 | 2657 | 2013-06-12 | 13 | 30.51 | 1 | 31.51 | 83722.07
6 | 12 | 14:00 | 2371 | 2013-06-12 | 14 | 31.64 | 1 | 32.64 | 77389.44
6 | 12 | 15:00 | 1853 | 2013-06-12 | 15 | 31.98 | 1 | 32.98 | 61111.94
6 | 12 | 16:00 | 1179 | 2013-06-12 | 16 | 34.76 | 1 | 35.76 | 42161.04
6 | 12 | 17:00 | 803 | 2013-06-12 | 17 | 35.23 | 1 | 36.23 | 29092.69
6 | 12 | 18:00 | 52 | 2013-06-12 | 18 | 36.39 | 1 | 37.39 | 1944.28
6 | 12 | 19:00 | 1 | 2013-06-12 | 19 | 37.12 | 1 | 38.12 | 38.12
6 | 12 | 20:00 | 0 | 2013-06-12 | 20 | 30.69 | 1 | 31.69 | 0
6 | 12 | 21:00 | 0 | 2013-06-12 | 21 | 30.84 | 1 | 31.84 | 0
6 | 12 | 22:00 | 0 | 2013-06-12 | 22 | 33.22 | 1 | 34.22 | 0
6 | 12 | 23:00 | 0 | 2013-06-12 | 23 | 31.31 | 1 | 32.31 | 0
6 | 12 | 24:00 | 0 | 2013-06-12 | 24 | 35.89 | 1 | 36.89 | 0
6 | 13 | 01:00 | 0 | 2013-06-13 | 1 | 33.66 | 1 | 34.66 | 0
6 | 13 | 02:00 | 0 | 2013-06-13 | 2 | 18.29 | 1 | 19.29 | 0
6 | 13 | 03:00 | 0 | 2013-06-13 | 3 | 12.91 | 1 | 13.91 | 0
6 | 13 | 04:00 | 0 | 2013-06-13 | 4 | 18.15 | 1 | 19.15 | 0
6 | 13 | 05:00 | 0 | 2013-06-13 | 5 | 15.38 | 1 | 16.38 | 0
6 | 13 | 06:00 | 9 | 2013-06-13 | 6 | 2.24 | 1 | 3.24 | 29.16
6 | 13 | 07:00 | 398 | 2013-06-13 | 7 | 26.62 | 1 | 27.62 | 10992.76
6 | 13 | 08:00 | 1052 | 2013-06-13 | 8 | 27.56 | 1 | 28.56 | 30045.12
6 | 13 | 09:00 | 1536 | 2013-06-13 | 9 | 29.85 | 1 | 30.85 | 47385.6
6 | 13 | 10:00 | 2188 | 2013-06-13 | 10 | 35.34 | 1 | 36.34 | 79511.92
6 | 13 | 11:00 | 1609 | 2013-06-13 | 11 | 31.84 | 1 | 32.84 | 52839.56
6 | 13 | 12:00 | 2328 | 2013-06-13 | 12 | 29.54 | 1 | 30.54 | 71097.12
6 | 13 | 13:00 | 2722 | 2013-06-13 | 13 | 29.61 | 1 | 30.61 | 83320.42
6 | 13 | 14:00 | 2413 | 2013-06-13 | 14 | 32 | 1 | 33 | 79629
6 | 13 | 15:00 | 1579 | 2013-06-13 | 15 | 30.75 | 1 | 31.75 | 50133.25
6 | 13 | 16:00 | 1068 | 2013-06-13 | 16 | 32.31 | 1 | 33.31 | 35575.08
6 | 13 | 17:00 | 771 | 2013-06-13 | 17 | 33.41 | 1 | 34.41 | 26530.11
6 | 13 | 18:00 | 47 | 2013-06-13 | 18 | 33.23 | 1 | 34.23 | 1608.81
6 | 13 | 19:00 | 1 | 2013-06-13 | 19 | 31.01 | 1 | 32.01 | 32.01
6 | 13 | 20:00 | 0 | 2013-06-13 | 20 | 29.96 | 1 | 30.96 | 0
6 | 13 | 21:00 | 0 | 2013-06-13 | 21 | 29.76 | 1 | 30.76 | 0
6 | 13 | 22:00 | 0 | 2013-06-13 | 22 | 28.15 | 1 | 29.15 | 0
6 | 13 | 23:00 | 0 | 2013-06-13 | 23 | 28.78 | 1 | 29.78 | 0
6 | 13 | 24:00 | 0 | 2013-06-13 | 24 | 27.56 | 1 | 28.56 | 0
6 | 14 | 01:00 | 0 | 2013-06-14 | 1 | 19.48 | 1 | 20.48 | 0
6 | 14 | 02:00 | 0 | 2013-06-14 | 2 | 22.42 | 1 | 23.42 | 0
6 | 14 | 03:00 | 0 | 2013-06-14 | 3 | 28.44 | 1 | 29.44 | 0
6 | 14 | 04:00 | 0 | 2013-06-14 | 4 | 30.9 | 1 | 31.9 | 0
6 | 14 | 05:00 | 0 | 2013-06-14 | 5 | 21.09 | 1 | 22.09 | 0
6 | 14 | 06:00 | 13 | 2013-06-14 | 6 | 16.31 | 1 | 17.31 | 225.03
6 | 14 | 07:00 | 458 | 2013-06-14 | 7 | 16.44 | 1 | 17.44 | 7987.52
6 | 14 | 08:00 | 1184 | 2013-06-14 | 8 | 29.93 | 1 | 30.93 | 36621.12
6 | 14 | 09:00 | 1777 | 2013-06-14 | 9 | 29.34 | 1 | 30.34 | 53914.18
6 | 14 | 10:00 | 2290 | 2013-06-14 | 10 | 29.67 | 1 | 30.67 | 70234.3
6 | 14 | 11:00 | 2511 | 2013-06-14 | 11 | 30.13 | 1 | 31.13 | 78167.43
6 | 14 | 12:00 | 2594 | 2013-06-14 | 12 | 30.23 | 1 | 31.23 | 81010.62
6 | 14 | 13:00 | 2649 | 2013-06-14 | 13 | 29.55 | 1 | 30.55 | 80926.95
6 | 14 | 14:00 | 2459 | 2013-06-14 | 14 | 29.93 | 1 | 30.93 | 76056.87
6 | 14 | 15:00 | 2107 | 2013-06-14 | 15 | 29.68 | 1 | 30.68 | 64642.76
6 | 14 | 16:00 | 1514 | 2013-06-14 | 16 | 30.3 | 1 | 31.3 | 47388.2
6 | 14 | 17:00 | 768 | 2013-06-14 | 17 | 31.23 | 1 | 32.23 | 24752.64
6 | 14 | 18:00 | 15 | 2013-06-14 | 18 | 30.17 | 1 | 31.17 | 467.55
6 | 14 | 19:00 | 0 | 2013-06-14 | 19 | 28.78 | 1 | 29.78 | 0
6 | 14 | 20:00 | 0 | 2013-06-14 | 20 | 28.26 | 1 | 29.26 | 0
6 | 14 | 21:00 | 0 | 2013-06-14 | 21 | 28.46 | 1 | 29.46 | 0
6 | 14 | 22:00 | 0 | 2013-06-14 | 22 | 28.74 | 1 | 29.74 | 0
6 | 14 | 23:00 | 0 | 2013-06-14 | 23 | 28.56 | 1 | 29.56 | 0
6 | 14 | 24:00 | 0 | 2013-06-14 | 24 | 29.7 | 1 | 30.7 | 0
6 | 15 | 01:00 | 0 | 2013-06-15 | 1 | 27.27 | 1 | 28.27 | 0
6 | 15 | 02:00 | 0 | 2013-06-15 | 2 | 24.3 | 1 | 25.3 | 0
6 | 15 | 03:00 | 0 | 2013-06-15 | 3 | 24.61 | 1 | 25.61 | 0
6 | 15 | 04:00 | 0 | 2013-06-15 | 4 | 25.47 | 1 | 26.47 | 0
6 | 15 | 05:00 | 0 | 2013-06-15 | 5 | 31.34 | 1 | 32.34 | 0
6 | 15 | 06:00 | 3 | 2013-06-15 | 6 | 35.26 | 1 | 36.26 | 108.78
6 | 15 | 07:00 | 407 | 2013-06-15 | 7 | 40.27 | 1 | 41.27 | 16796.89
6 | 15 | 08:00 | 1143 | 2013-06-15 | 8 | 37.27 | 1 | 38.27 | 43742.61
6 | 15 | 09:00 | 1814 | 2013-06-15 | 9 | 35.26 | 1 | 36.26 | 65775.64
6 | 15 | 10:00 | 2272 | 2013-06-15 | 10 | 30.98 | 1 | 31.98 | 72658.56
6 | 15 | 11:00 | 2227 | 2013-06-15 | 11 | 35.89 | 1 | 36.89 | 82154.03
6 | 15 | 12:00 | 2342 | 2013-06-15 | 12 | 38.31 | 1 | 39.31 | 92064.02
6 | 15 | 13:00 | 2267 | 2013-06-15 | 13 | 36.85 | 1 | 37.85 | 85805.95
6 | 15 | 14:00 | 2239 | 2013-06-15 | 14 | 31.55 | 1 | 32.55 | 72879.45
6 | 15 | 15:00 | 1947 | 2013-06-15 | 15 | 27.16 | 1 | 28.16 | 54827.52
6 | 15 | 16:00 | 1339 | 2013-06-15 | 16 | 28.61 | 1 | 29.61 | 39647.79
6 | 15 | 17:00 | 761 | 2013-06-15 | 17 | 28.17 | 1 | 29.17 | 22198.37
6 | 15 | 18:00 | 19 | 2013-06-15 | 18 | 29.13 | 1 | 30.13 | 572.47
6 | 15 | 19:00 | 1 | 2013-06-15 | 19 | 29.08 | 1 | 30.08 | 30.08
6 | 15 | 20:00 | 0 | 2013-06-15 | 20 | 29.14 | 1 | 30.14 | 0
6 | 15 | 21:00 | 0 | 2013-06-15 | 21 | 32.88 | 1 | 33.88 | 0
6 | 15 | 22:00 | 0 | 2013-06-15 | 22 | 30.11 | 1 | 31.11 | 0
6 | 15 | 23:00 | 0 | 2013-06-15 | 23 | 34.92 | 1 | 35.92 | 0
6 | 15 | 24:00 | 0 | 2013-06-15 | 24 | 35.56 | 1 | 36.56 | 0
6 | 16 | 01:00 | 0 | 2013-06-16 | 1 | 25.77 | 1 | 26.77 | 0
6 | 16 | 02:00 | 0 | 2013-06-16 | 2 | 29 | 1 | 30 | 0
6 | 16 | 03:00 | 0 | 2013-06-16 | 3 | 24.02 | 1 | 25.02 | 0
6 | 16 | 04:00 | 0 | 2013-06-16 | 4 | 26.37 | 1 | 27.37 | 0
6 | 16 | 05:00 | 0 | 2013-06-16 | 5 | 27.48 | 1 | 28.48 | 0
6 | 16 | 06:00 | 2 | 2013-06-16 | 6 | 27.47 | 1 | 28.47 | 56.94
6 | 16 | 07:00 | 398 | 2013-06-16 | 7 | 36.05 | 1 | 37.05 | 14745.9
6 | 16 | 08:00 | 1086 | 2013-06-16 | 8 | 53.77 | 1 | 54.77 | 59480.22
6 | 16 | 09:00 | 1270 | 2013-06-16 | 9 | 26.72 | 1 | 27.72 | 35204.4
6 | 16 | 10:00 | 1942 | 2013-06-16 | 10 | 28.74 | 1 | 29.74 | 57755.08
6 | 16 | 11:00 | 1267 | 2013-06-16 | 11 | 27.58 | 1 | 28.58 | 36210.86
6 | 16 | 12:00 | 1197 | 2013-06-16 | 12 | 26.56 | 1 | 27.56 | 32989.32
6 | 16 | 13:00 | 871 | 2013-06-16 | 13 | 27.75 | 1 | 28.75 | 25041.25
6 | 16 | 14:00 | 943 | 2013-06-16 | 14 | 29.13 | 1 | 30.13 | 28412.59
6 | 16 | 15:00 | 654 | 2013-06-16 | 15 | 30.01 | 1 | 31.01 | 20280.54
6 | 16 | 16:00 | 599 | 2013-06-16 | 16 | 31.41 | 1 | 32.41 | 19413.59
6 | 16 | 17:00 | 506 | 2013-06-16 | 17 | 44.6 | 1 | 45.6 | 23073.6
6 | 16 | 18:00 | 213 | 2013-06-16 | 18 | 61.2 | 1 | 62.2 | 13248.6
6 | 16 | 19:00 | 1 | 2013-06-16 | 19 | 37.82 | 1 | 38.82 | 38.82
6 | 16 | 20:00 | 0 | 2013-06-16 | 20 | 48.19 | 1 | 49.19 | 0
6 | 16 | 21:00 | 0 | 2013-06-16 | 21 | 51.34 | 1 | 52.34 | 0
6 | 16 | 22:00 | 0 | 2013-06-16 | 22 | 51.61 | 1 | 52.61 | 0
6 | 16 | 23:00 | 0 | 2013-06-16 | 23 | 40.94 | 1 | 41.94 | 0
6 | 16 | 24:00 | 0 | 2013-06-16 | 24 | 27.89 | 1 | 28.89 | 0
6 | 17 | 01:00 | 0 | 2013-06-17 | 1 | 33.13 | 1 | 34.13 | 0
6 | 17 | 02:00 | 0 | 2013-06-17 | 2 | 45.1 | 1 | 46.1 | 0
6 | 17 | 03:00 | 0 | 2013-06-17 | 3 | 27.11 | 1 | 28.11 | 0
6 | 17 | 04:00 | 0 | 2013-06-17 | 4 | 26.16 | 1 | 27.16 | 0
6 | 17 | 05:00 | 0 | 2013-06-17 | 5 | 28.05 | 1 | 29.05 | 0
6 | 17 | 06:00 | 11 | 2013-06-17 | 6 | 28.02 | 1 | 29.02 | 319.22
6 | 17 | 07:00 | 380 | 2013-06-17 | 7 | 36.9 | 1 | 37.9 | 14402
6 | 17 | 08:00 | 452 | 2013-06-17 | 8 | 48.06 | 1 | 49.06 | 22175.12
6 | 17 | 09:00 | 703 | 2013-06-17 | 9 | 54.22 | 1 | 55.22 | 38819.66
6 | 17 | 10:00 | 1478 | 2013-06-17 | 10 | 47.76 | 1 | 48.76 | 72067.28
6 | 17 | 11:00 | 1307 | 2013-06-17 | 11 | 67.37 | 1 | 68.37 | 89359.59
6 | 17 | 12:00 | 1265 | 2013-06-17 | 12 | 53.4 | 1 | 54.4 | 68816
6 | 17 | 13:00 | 1026 | 2013-06-17 | 13 | 279.32 | 1 | 280.32 | 287608.32
6 | 17 | 14:00 | 875 | 2013-06-17 | 14 | 34.44 | 1 | 35.44 | 31010
6 | 17 | 15:00 | 709 | 2013-06-17 | 15 | 30.6 | 1 | 31.6 | 22404.4
6 | 17 | 16:00 | 583 | 2013-06-17 | 16 | 40.21 | 1 | 41.21 | 24025.43
6 | 17 | 17:00 | 700 | 2013-06-17 | 17 | 61.29 | 1 | 62.29 | 43603
6 | 17 | 18:00 | 134 | 2013-06-17 | 18 | 41.12 | 1 | 42.12 | 5644.08
6 | 17 | 19:00 | 2 | 2013-06-17 | 19 | 34.98 | 1 | 35.98 | 71.96
6 | 17 | 20:00 | 0 | 2013-06-17 | 20 | 30.84 | 1 | 31.84 | 0
6 | 17 | 21:00 | 0 | 2013-06-17 | 21 | 30.24 | 1 | 31.24 | 0
6 | 17 | 22:00 | 0 | 2013-06-17 | 22 | 28.88 | 1 | 29.88 | 0
6 | 17 | 23:00 | 0 | 2013-06-17 | 23 | 26.09 | 1 | 27.09 | 0
6 | 17 | 24:00 | 0 | 2013-06-17 | 24 | 28.46 | 1 | 29.46 | 0
6 | 18 | 01:00 | 0 | 2013-06-18 | 1 | 30.23 | 1 | 31.23 | 0
6 | 18 | 02:00 | 0 | 2013-06-18 | 2 | 28.34 | 1 | 29.34 | 0
6 | 18 | 03:00 | 0 | 2013-06-18 | 3 | 26.18 | 1 | 27.18 | 0
6 | 18 | 04:00 | 0 | 2013-06-18 | 4 | 24.72 | 1 | 25.72 | 0
6 | 18 | 05:00 | 0 | 2013-06-18 | 5 | 24.67 | 1 | 25.67 | 0
6 | 18 | 06:00 | 9 | 2013-06-18 | 6 | 28.25 | 1 | 29.25 | 263.25
6 | 18 | 07:00 | 375 | 2013-06-18 | 7 | 29.74 | 1 | 30.74 | 11527.5
6 | 18 | 08:00 | 490 | 2013-06-18 | 8 | 30.82 | 1 | 31.82 | 15591.8
6 | 18 | 09:00 | 733 | 2013-06-18 | 9 | 47.62 | 1 | 48.62 | 35638.46
6 | 18 | 10:00 | 531 | 2013-06-18 | 10 | 41.9 | 1 | 42.9 | 22779.9
6 | 18 | 11:00 | 1051 | 2013-06-18 | 11 | 42.54 | 1 | 43.54 | 45760.54
6 | 18 | 12:00 | 1177 | 2013-06-18 | 12 | 52.4 | 1 | 53.4 | 62851.8
6 | 18 | 13:00 | 691 | 2013-06-18 | 13 | 63.55 | 1 | 64.55 | 44604.05
6 | 18 | 14:00 | 1308 | 2013-06-18 | 14 | 57.7 | 1 | 58.7 | 76779.6
6 | 18 | 15:00 | 1424 | 2013-06-18 | 15 | 50.57 | 1 | 51.57 | 73435.68
6 | 18 | 16:00 | 1138 | 2013-06-18 | 16 | 33 | 1 | 34 | 38692
6 | 18 | 17:00 | 609 | 2013-06-18 | 17 | 29.49 | 1 | 30.49 | 18568.41
6 | 18 | 18:00 | 159 | 2013-06-18 | 18 | 29.34 | 1 | 30.34 | 4824.06
6 | 18 | 19:00 | 3 | 2013-06-18 | 19 | 30.69 | 1 | 31.69 | 95.07
6 | 18 | 20:00 | 0 | 2013-06-18 | 20 | 29.57 | 1 | 30.57 | 0
6 | 18 | 21:00 | 0 | 2013-06-18 | 21 | 29.02 | 1 | 30.02 | 0
6 | 18 | 22:00 | 0 | 2013-06-18 | 22 | 23.91 | 1 | 24.91 | 0
6 | 18 | 23:00 | 0 | 2013-06-18 | 23 | 21.69 | 1 | 22.69 | 0
6 | 18 | 24:00 | 0 | 2013-06-18 | 24 | 16.44 | 1 | 17.44 | 0
6 | 19 | 01:00 | 0 | 2013-06-19 | 1 | 26.83 | 1 | 27.83 | 0
6 | 19 | 02:00 | 0 | 2013-06-19 | 2 | 26.36 | 1 | 27.36 | 0
6 | 19 | 03:00 | 0 | 2013-06-19 | 3 | 25.87 | 1 | 26.87 | 0
6 | 19 | 04:00 | 0 | 2013-06-19 | 4 | 26.59 | 1 | 27.59 | 0
6 | 19 | 05:00 | 0 | 2013-06-19 | 5 | 26.38 | 1 | 27.38 | 0
6 | 19 | 06:00 | 7 | 2013-06-19 | 6 | 25.45 | 1 | 26.45 | 185.15
6 | 19 | 07:00 | 409 | 2013-06-19 | 7 | 29.48 | 1 | 30.48 | 12466.32
6 | 19 | 08:00 | 1053 | 2013-06-19 | 8 | 30.14 | 1 | 31.14 | 32790.42
6 | 19 | 09:00 | 1714 | 2013-06-19 | 9 | 30 | 1 | 31 | 53134
6 | 19 | 10:00 | 1814 | 2013-06-19 | 10 | 29.76 | 1 | 30.76 | 55798.64
6 | 19 | 11:00 | 2491 | 2013-06-19 | 11 | 29.87 | 1 | 30.87 | 76897.17
6 | 19 | 12:00 | 2580 | 2013-06-19 | 12 | 29.97 | 1 | 30.97 | 79902.6
6 | 19 | 13:00 | 2307 | 2013-06-19 | 13 | 30.64 | 1 | 31.64 | 72993.48
6 | 19 | 14:00 | 2393 | 2013-06-19 | 14 | 30.78 | 1 | 31.78 | 76049.54
6 | 19 | 15:00 | 1493 | 2013-06-19 | 15 | 30.5 | 1 | 31.5 | 47029.5
6 | 19 | 16:00 | 1215 | 2013-06-19 | 16 | 31.47 | 1 | 32.47 | 39451.05
6 | 19 | 17:00 | 607 | 2013-06-19 | 17 | 35.92 | 1 | 36.92 | 22410.44
6 | 19 | 18:00 | 33 | 2013-06-19 | 18 | 35.64 | 1 | 36.64 | 1209.12
6 | 19 | 19:00 | 1 | 2013-06-19 | 19 | 30.07 | 1 | 31.07 | 31.07
6 | 19 | 20:00 | 0 | 2013-06-19 | 20 | 30.11 | 1 | 31.11 | 0
6 | 19 | 21:00 | 0 | 2013-06-19 | 21 | 31.55 | 1 | 32.55 | 0
6 | 19 | 22:00 | 0 | 2013-06-19 | 22 | 30.4 | 1 | 31.4 | 0
6 | 19 | 23:00 | 0 | 2013-06-19 | 23 | 34.82 | 1 | 35.82 | 0
6 | 19 | 24:00 | 0 | 2013-06-19 | 24 | 30.19 | 1 | 31.19 | 0
6 | 20 | 01:00 | 0 | 2013-06-20 | 1 | 37.28 | 1 | 38.28 | 0
6 | 20 | 02:00 | 0 | 2013-06-20 | 2 | 32.13 | 1 | 33.13 | 0
6 | 20 | 03:00 | 0 | 2013-06-20 | 3 | 30.73 | 1 | 31.73 | 0
6 | 20 | 04:00 | 0 | 2013-06-20 | 4 | 34.78 | 1 | 35.78 | 0
6 | 20 | 05:00 | 0 | 2013-06-20 | 5 | 24.5 | 1 | 25.5 | 0
6 | 20 | 06:00 | 2 | 2013-06-20 | 6 | 26.21 | 1 | 27.21 | 54.42
6 | 20 | 07:00 | 383 | 2013-06-20 | 7 | 32.04 | 1 | 33.04 | 12654.32
6 | 20 | 08:00 | 1035 | 2013-06-20 | 8 | 30.72 | 1 | 31.72 | 32830.2
6 | 20 | 09:00 | 1906 | 2013-06-20 | 9 | 30.54 | 1 | 31.54 | 60115.24
6 | 20 | 10:00 | 689 | 2013-06-20 | 10 | 29.7 | 1 | 30.7 | 21152.3
6 | 20 | 11:00 | 1839 | 2013-06-20 | 11 | 30.15 | 1 | 31.15 | 57284.85
6 | 20 | 12:00 | 1510 | 2013-06-20 | 12 | 31.6 | 1 | 32.6 | 49226
6 | 20 | 13:00 | 2479 | 2013-06-20 | 13 | 30.6 | 1 | 31.6 | 78336.4
6 | 20 | 14:00 | 863 | 2013-06-20 | 14 | 33.14 | 1 | 34.14 | 29462.82
6 | 20 | 15:00 | 1324 | 2013-06-20 | 15 | 39.9 | 1 | 40.9 | 54151.6
6 | 20 | 16:00 | 445 | 2013-06-20 | 16 | 45.08 | 1 | 46.08 | 20505.6
6 | 20 | 17:00 | 496 | 2013-06-20 | 17 | 36.84 | 1 | 37.84 | 18768.64
6 | 20 | 18:00 | 167 | 2013-06-20 | 18 | 39.81 | 1 | 40.81 | 6815.27
6 | 20 | 19:00 | 5 | 2013-06-20 | 19 | 33.22 | 1 | 34.22 | 171.1
6 | 20 | 20:00 | 0 | 2013-06-20 | 20 | 32.06 | 1 | 33.06 | 0
6 | 20 | 21:00 | 0 | 2013-06-20 | 21 | 32.18 | 1 | 33.18 | 0
6 | 20 | 22:00 | 0 | 2013-06-20 | 22 | 31.87 | 1 | 32.87 | 0
6 | 20 | 23:00 | 0 | 2013-06-20 | 23 | 30.34 | 1 | 31.34 | 0
6 | 20 | 24:00 | 0 | 2013-06-20 | 24 | 31.18 | 1 | 32.18 | 0
6 | 21 | 01:00 | 0 | 2013-06-21 | 1 | 39.01 | 1 | 40.01 | 0
6 | 21 | 02:00 | 0 | 2013-06-21 | 2 | 34.29 | 1 | 35.29 | 0
6 | 21 | 03:00 | 0 | 2013-06-21 | 3 | 26.8 | 1 | 27.8 | 0
6 | 21 | 04:00 | 0 | 2013-06-21 | 4 | 25.69 | 1 | 26.69 | 0
6 | 21 | 05:00 | 0 | 2013-06-21 | 5 | 24.32 | 1 | 25.32 | 0
6 | 21 | 06:00 | 23 | 2013-06-21 | 6 | 26.68 | 1 | 27.68 | 636.64
6 | 21 | 07:00 | 470 | 2013-06-21 | 7 | 33.94 | 1 | 34.94 | 16421.8
6 | 21 | 08:00 | 1148 | 2013-06-21 | 8 | 41.83 | 1 | 42.83 | 49168.84
6 | 21 | 09:00 | 1726 | 2013-06-21 | 9 | 43.09 | 1 | 44.09 | 76099.34
6 | 21 | 10:00 | 2205 | 2013-06-21 | 10 | 47.45 | 1 | 48.45 | 106832.25
6 | 21 | 11:00 | 2305 | 2013-06-21 | 11 | 47.55 | 1 | 48.55 | 111907.75
6 | 21 | 12:00 | 2009 | 2013-06-21 | 12 | 48.61 | 1 | 49.61 | 99666.49
6 | 21 | 13:00 | 766 | 2013-06-21 | 13 | 56.02 | 1 | 57.02 | 43677.32
6 | 21 | 14:00 | 864 | 2013-06-21 | 14 | 48.33 | 1 | 49.33 | 42621.12
6 | 21 | 15:00 | 748 | 2013-06-21 | 15 | 50.49 | 1 | 51.49 | 38514.52
6 | 21 | 16:00 | 524 | 2013-06-21 | 16 | 52.26 | 1 | 53.26 | 27908.24
6 | 21 | 17:00 | 626 | 2013-06-21 | 17 | 52.49 | 1 | 53.49 | 33484.74
6 | 21 | 18:00 | 148 | 2013-06-21 | 18 | 48.37 | 1 | 49.37 | 7306.76
6 | 21 | 19:00 | 3 | 2013-06-21 | 19 | 47.58 | 1 | 48.58 | 145.74
6 | 21 | 20:00 | 0 | 2013-06-21 | 20 | 46.24 | 1 | 47.24 | 0
6 | 21 | 21:00 | 0 | 2013-06-21 | 21 | 40.66 | 1 | 41.66 | 0
6 | 21 | 22:00 | 0 | 2013-06-21 | 22 | 52.47 | 1 | 53.47 | 0
6 | 21 | 23:00 | 0 | 2013-06-21 | 23 | 37.51 | 1 | 38.51 | 0
6 | 21 | 24:00 | 0 | 2013-06-21 | 24 | 38.11 | 1 | 39.11 | 0
6 | 22 | 01:00 | 0 | 2013-06-22 | 1 | 33.51 | 1 | 34.51 | 0
6 | 22 | 02:00 | 0 | 2013-06-22 | 2 | 31.38 | 1 | 32.38 | 0
6 | 22 | 03:00 | 0 | 2013-06-22 | 3 | 29.99 | 1 | 30.99 | 0
6 | 22 | 04:00 | 0 | 2013-06-22 | 4 | 28.43 | 1 | 29.43 | 0
6 | 22 | 05:00 | 0 | 2013-06-22 | 5 | 29.13 | 1 | 30.13 | 0
6 | 22 | 06:00 | 9 | 2013-06-22 | 6 | 29.52 | 1 | 30.52 | 274.68
6 | 22 | 07:00 | 218 | 2013-06-22 | 7 | 29.8 | 1 | 30.8 | 6714.4
6 | 22 | 08:00 | 488 | 2013-06-22 | 8 | 30.33 | 1 | 31.33 | 15289.04
6 | 22 | 09:00 | 672 | 2013-06-22 | 9 | 31.22 | 1 | 32.22 | 21651.84
6 | 22 | 10:00 | 1026 | 2013-06-22 | 10 | 36.39 | 1 | 37.39 | 38362.14
6 | 22 | 11:00 | 1459 | 2013-06-22 | 11 | 38.07 | 1 | 39.07 | 57003.13
6 | 22 | 12:00 | 2139 | 2013-06-22 | 12 | 36.21 | 1 | 37.21 | 79592.19
6 | 22 | 13:00 | 2735 | 2013-06-22 | 13 | 39.26 | 1 | 40.26 | 110111.1
6 | 22 | 14:00 | 2334 | 2013-06-22 | 14 | 37.07 | 1 | 38.07 | 88855.38
6 | 22 | 15:00 | 1851 | 2013-06-22 | 15 | 48.33 | 1 | 49.33 | 91309.83
6 | 22 | 16:00 | 1463 | 2013-06-22 | 16 | 55.6 | 1 | 56.6 | 82805.8
6 | 22 | 17:00 | 760 | 2013-06-22 | 17 | 55.92 | 1 | 56.92 | 43259.2
6 | 22 | 18:00 | 31 | 2013-06-22 | 18 | 60.48 | 1 | 61.48 | 1905.88
6 | 22 | 19:00 | 2 | 2013-06-22 | 19 | 42.97 | 1 | 43.97 | 87.94
6 | 22 | 20:00 | 0 | 2013-06-22 | 20 | 33.1 | 1 | 34.1 | 0
6 | 22 | 21:00 | 0 | 2013-06-22 | 21 | 38.38 | 1 | 39.38 | 0
6 | 22 | 22:00 | 0 | 2013-06-22 | 22 | 34.15 | 1 | 35.15 | 0
6 | 22 | 23:00 | 0 | 2013-06-22 | 23 | 31.18 | 1 | 32.18 | 0
6 | 22 | 24:00 | 0 | 2013-06-22 | 24 | 30.46 | 1 | 31.46 | 0
6 | 23 | 01:00 | 0 | 2013-06-23 | 1 | 30.82 | 1 | 31.82 | 0
6 | 23 | 02:00 | 0 | 2013-06-23 | 2 | 27.71 | 1 | 28.71 | 0
6 | 23 | 03:00 | 0 | 2013-06-23 | 3 | 30.25 | 1 | 31.25 | 0
6 | 23 | 04:00 | 0 | 2013-06-23 | 4 | 29.4 | 1 | 30.4 | 0
6 | 23 | 05:00 | 0 | 2013-06-23 | 5 | 30.82 | 1 | 31.82 | 0
6 | 23 | 06:00 | 3 | 2013-06-23 | 6 | 29.63 | 1 | 30.63 | 91.89
6 | 23 | 07:00 | 392 | 2013-06-23 | 7 | 21.99 | 1 | 22.99 | 9012.08
6 | 23 | 08:00 | 1099 | 2013-06-23 | 8 | 27.82 | 1 | 28.82 | 31673.18
6 | 23 | 09:00 | 1762 | 2013-06-23 | 9 | 29.86 | 1 | 30.86 | 54375.32
6 | 23 | 10:00 | 2239 | 2013-06-23 | 10 | 34.55 | 1 | 35.55 | 79596.45
6 | 23 | 11:00 | 2350 | 2013-06-23 | 11 | 48.23 | 1 | 49.23 | 115690.5
6 | 23 | 12:00 | 2724 | 2013-06-23 | 12 | 54.97 | 1 | 55.97 | 152462.28
6 | 23 | 13:00 | 2571 | 2013-06-23 | 13 | 47.81 | 1 | 48.81 | 125490.51
6 | 23 | 14:00 | 2081 | 2013-06-23 | 14 | 60.95 | 1 | 61.95 | 128917.95
6 | 23 | 15:00 | 1944 | 2013-06-23 | 15 | 65.57 | 1 | 66.57 | 129412.08
6 | 23 | 16:00 | 1491 | 2013-06-23 | 16 | 181.91 | 1 | 182.91 | 272718.81
6 | 23 | 17:00 | 788 | 2013-06-23 | 17 | 325.65 | 1 | 326.65 | 257400.2
6 | 23 | 18:00 | 20 | 2013-06-23 | 18 | 162.29 | 1 | 163.29 | 3265.8
6 | 23 | 19:00 | 1 | 2013-06-23 | 19 | 51.87 | 1 | 52.87 | 52.87
6 | 23 | 20:00 | 0 | 2013-06-23 | 20 | 60.8 | 1 | 61.8 | 0
6 | 23 | 21:00 | 0 | 2013-06-23 | 21 | 73.99 | 1 | 74.99 | 0
6 | 23 | 22:00 | 0 | 2013-06-23 | 22 | 65.99 | 1 | 66.99 | 0
6 | 23 | 23:00 | 0 | 2013-06-23 | 23 | 49.07 | 1 | 50.07 | 0
6 | 23 | 24:00 | 0 | 2013-06-23 | 24 | 36.62 | 1 | 37.62 | 0
6 | 24 | 01:00 | 0 | 2013-06-24 | 1 | 35.81 | 1 | 36.81 | 0
6 | 24 | 02:00 | 0 | 2013-06-24 | 2 | 33.93 | 1 | 34.93 | 0
6 | 24 | 03:00 | 0 | 2013-06-24 | 3 | 31.51 | 1 | 32.51 | 0
6 | 24 | 04:00 | 0 | 2013-06-24 | 4 | 31.22 | 1 | 32.22 | 0
6 | 24 | 05:00 | 0 | 2013-06-24 | 5 | 31.58 | 1 | 32.58 | 0
6 | 24 | 06:00 | 1 | 2013-06-24 | 6 | 31.12 | 1 | 32.12 | 32.12
6 | 24 | 07:00 | 399 | 2013-06-24 | 7 | 36.28 | 1 | 37.28 | 14874.72
6 | 24 | 08:00 | 1055 | 2013-06-24 | 8 | 53.6 | 1 | 54.6 | 57603
6 | 24 | 09:00 | 1789 | 2013-06-24 | 9 | 62.49 | 1 | 63.49 | 113583.61
6 | 24 | 10:00 | 2232 | 2013-06-24 | 10 | 55.41 | 1 | 56.41 | 125907.12
6 | 24 | 11:00 | 2411 | 2013-06-24 | 11 | 57.82 | 1 | 58.82 | 141815.02
6 | 24 | 12:00 | 2371 | 2013-06-24 | 12 | 80.35 | 1 | 81.35 | 192880.85
6 | 24 | 13:00 | 2258 | 2013-06-24 | 13 | 92.01 | 1 | 93.01 | 210016.58
6 | 24 | 14:00 | 2173 | 2013-06-24 | 14 | 104.44 | 1 | 105.44 | 229121.12
6 | 24 | 15:00 | 1855 | 2013-06-24 | 15 | 138.03 | 1 | 139.03 | 257900.65
6 | 24 | 16:00 | 1284 | 2013-06-24 | 16 | 559.82 | 1 | 560.82 | 720092.88
6 | 24 | 17:00 | 735 | 2013-06-24 | 17 | 263.33 | 1 | 264.33 | 194282.55
6 | 24 | 18:00 | 12 | 2013-06-24 | 18 | 79.33 | 1 | 80.33 | 963.96
6 | 24 | 19:00 | 0 | 2013-06-24 | 19 | 70.74 | 1 | 71.74 | 0
6 | 24 | 20:00 | 0 | 2013-06-24 | 20 | 55.28 | 1 | 56.28 | 0
6 | 24 | 21:00 | 0 | 2013-06-24 | 21 | 49.16 | 1 | 50.16 | 0
6 | 24 | 22:00 | 0 | 2013-06-24 | 22 | 37.31 | 1 | 38.31 | 0
6 | 24 | 23:00 | 0 | 2013-06-24 | 23 | 34.93 | 1 | 35.93 | 0
6 | 24 | 24:00 | 0 | 2013-06-24 | 24 | 39.73 | 1 | 40.73 | 0
6 | 25 | 01:00 | 0 | 2013-06-25 | 1 | 44.75 | 1 | 45.75 | 0
6 | 25 | 02:00 | 0 | 2013-06-25 | 2 | 34.51 | 1 | 35.51 | 0
6 | 25 | 03:00 | 0 | 2013-06-25 | 3 | 27.7 | 1 | 28.7 | 0
6 | 25 | 04:00 | 0 | 2013-06-25 | 4 | 18.26 | 1 | 19.26 | 0
6 | 25 | 05:00 | 0 | 2013-06-25 | 5 | 33.58 | 1 | 34.58 | 0
6 | 25 | 06:00 | 23 | 2013-06-25 | 6 | 37.43 | 1 | 38.43 | 883.89
6 | 25 | 07:00 | 32 | 2013-06-25 | 7 | 28.7 | 1 | 29.7 | 950.4
6 | 25 | 08:00 | 595 | 2013-06-25 | 8 | 28.65 | 1 | 29.65 | 17641.75
6 | 25 | 09:00 | 974 | 2013-06-25 | 9 | 37.37 | 1 | 38.37 | 37372.38
6 | 25 | 10:00 | 1339 | 2013-06-25 | 10 | 38.58 | 1 | 39.58 | 52997.62
6 | 25 | 11:00 | 1970 | 2013-06-25 | 11 | 42.39 | 1 | 43.39 | 85478.3
6 | 25 | 12:00 | 2577 | 2013-06-25 | 12 | 48.97 | 1 | 49.97 | 128772.69
6 | 25 | 13:00 | 2564 | 2013-06-25 | 13 | 62.39 | 1 | 63.39 | 162531.96
6 | 25 | 14:00 | 2258 | 2013-06-25 | 14 | 65.07 | 1 | 66.07 | 149186.06
6 | 25 | 15:00 | 1991 | 2013-06-25 | 15 | 63.68 | 1 | 64.68 | 128777.88
6 | 25 | 16:00 | 1461 | 2013-06-25 | 16 | 66.32 | 1 | 67.32 | 98354.52
6 | 25 | 17:00 | 763 | 2013-06-25 | 17 | 65.88 | 1 | 66.88 | 51029.44
6 | 25 | 18:00 | 125 | 2013-06-25 | 18 | 66.47 | 1 | 67.47 | 8433.75
6 | 25 | 19:00 | 4 | 2013-06-25 | 19 | 61.22 | 1 | 62.22 | 248.88
6 | 25 | 20:00 | 0 | 2013-06-25 | 20 | 59.3 | 1 | 60.3 | 0
6 | 25 | 21:00 | 0 | 2013-06-25 | 21 | 56.23 | 1 | 57.23 | 0
6 | 25 | 22:00 | 0 | 2013-06-25 | 22 | 48.14 | 1 | 49.14 | 0
6 | 25 | 23:00 | 0 | 2013-06-25 | 23 | 32.22 | 1 | 33.22 | 0
6 | 25 | 24:00 | 0 | 2013-06-25 | 24 | 52.36 | 1 | 53.36 | 0
6 | 26 | 01:00 | 0 | 2013-06-26 | 1 | 42.89 | 1 | 43.89 | 0
6 | 26 | 02:00 | 0 | 2013-06-26 | 2 | 33.4 | 1 | 34.4 | 0
6 | 26 | 03:00 | 0 | 2013-06-26 | 3 | 32.86 | 1 | 33.86 | 0
6 | 26 | 04:00 | 0 | 2013-06-26 | 4 | 33.08 | 1 | 34.08 | 0
6 | 26 | 05:00 | 0 | 2013-06-26 | 5 | 34.53 | 1 | 35.53 | 0
6 | 26 | 06:00 | 10 | 2013-06-26 | 6 | 23.38 | 1 | 24.38 | 243.8
6 | 26 | 07:00 | 389 | 2013-06-26 | 7 | 32.28 | 1 | 33.28 | 12945.92
6 | 26 | 08:00 | 1020 | 2013-06-26 | 8 | 40.35 | 1 | 41.35 | 42177
6 | 26 | 09:00 | 1134 | 2013-06-26 | 9 | 39.22 | 1 | 40.22 | 45609.48
6 | 26 | 10:00 | 851 | 2013-06-26 | 10 | 45.85 | 1 | 46.85 | 39869.35
6 | 26 | 11:00 | 1134 | 2013-06-26 | 11 | 56.26 | 1 | 57.26 | 64932.84
6 | 26 | 12:00 | 1214 | 2013-06-26 | 12 | 53.01 | 1 | 54.01 | 65568.14
6 | 26 | 13:00 | 852 | 2013-06-26 | 13 | 42.42 | 1 | 43.42 | 36993.84
6 | 26 | 14:00 | 966 | 2013-06-26 | 14 | 37.38 | 1 | 38.38 | 37075.08
6 | 26 | 15:00 | 844 | 2013-06-26 | 15 | 36.76 | 1 | 37.76 | 31869.44
6 | 26 | 16:00 | 805 | 2013-06-26 | 16 | 36.79 | 1 | 37.79 | 30420.95
6 | 26 | 17:00 | 499 | 2013-06-26 | 17 | 35.6 | 1 | 36.6 | 18263.4
6 | 26 | 18:00 | 114 | 2013-06-26 | 18 | 36.87 | 1 | 37.87 | 4317.18
6 | 26 | 19:00 | 0 | 2013-06-26 | 19 | 36.23 | 1 | 37.23 | 0
6 | 26 | 20:00 | 0 | 2013-06-26 | 20 | 34.26 | 1 | 35.26 | 0
6 | 26 | 21:00 | 0 | 2013-06-26 | 21 | 34.37 | 1 | 35.37 | 0
6 | 26 | 22:00 | 0 | 2013-06-26 | 22 | 34.99 | 1 | 35.99 | 0
6 | 26 | 23:00 | 0 | 2013-06-26 | 23 | 18.66 | 1 | 19.66 | 0
6 | 26 | 24:00 | 0 | 2013-06-26 | 24 | 17.1 | 1 | 18.1 | 0
6 | 27 | 01:00 | 0 | 2013-06-27 | 1 | 29.66 | 1 | 30.66 | 0
6 | 27 | 02:00 | 0 | 2013-06-27 | 2 | 31.52 | 1 | 32.52 | 0
6 | 27 | 03:00 | 0 | 2013-06-27 | 3 | 31.6 | 1 | 32.6 | 0
6 | 27 | 04:00 | 0 | 2013-06-27 | 4 | 30.58 | 1 | 31.58 | 0
6 | 27 | 05:00 | 0 | 2013-06-27 | 5 | 30.83 | 1 | 31.83 | 0
6 | 27 | 06:00 | 16 | 2013-06-27 | 6 | 28.85 | 1 | 29.85 | 477.6
6 | 27 | 07:00 | 76 | 2013-06-27 | 7 | 30.98 | 1 | 31.98 | 2430.48
6 | 27 | 08:00 | 644 | 2013-06-27 | 8 | 29.79 | 1 | 30.79 | 19828.76
6 | 27 | 09:00 | 796 | 2013-06-27 | 9 | 29.9 | 1 | 30.9 | 24596.4
6 | 27 | 10:00 | 611 | 2013-06-27 | 10 | 32.57 | 1 | 33.57 | 20511.27
6 | 27 | 11:00 | 1254 | 2013-06-27 | 11 | 32.77 | 1 | 33.77 | 42347.58
6 | 27 | 12:00 | 1147 | 2013-06-27 | 12 | 33.83 | 1 | 34.83 | 39950.01
6 | 27 | 13:00 | 1155 | 2013-06-27 | 13 | 38.06 | 1 | 39.06 | 45114.3
6 | 27 | 14:00 | 1059 | 2013-06-27 | 14 | 45.32 | 1 | 46.32 | 49052.88
6 | 27 | 15:00 | 993 | 2013-06-27 | 15 | 44.26 | 1 | 45.26 | 44943.18
6 | 27 | 16:00 | 765 | 2013-06-27 | 16 | 34.39 | 1 | 35.39 | 27073.35
6 | 27 | 17:00 | 546 | 2013-06-27 | 17 | 34.36 | 1 | 35.36 | 19306.56
6 | 27 | 18:00 | 103 | 2013-06-27 | 18 | 37.81 | 1 | 38.81 | 3997.43
6 | 27 | 19:00 | 0 | 2013-06-27 | 19 | 35.17 | 1 | 36.17 | 0
6 | 27 | 20:00 | 0 | 2013-06-27 | 20 | 34.26 | 1 | 35.26 | 0
6 | 27 | 21:00 | 0 | 2013-06-27 | 21 | 33.55 | 1 | 34.55 | 0
6 | 27 | 22:00 | 0 | 2013-06-27 | 22 | 33.04 | 1 | 34.04 | 0
6 | 27 | 23:00 | 0 | 2013-06-27 | 23 | 27.2 | 1 | 28.2 | 0
6 | 27 | 24:00 | 0 | 2013-06-27 | 24 | 10.74 | 1 | 11.74 | 0
6 | 28 | 01:00 | 0 | 2013-06-28 | 1 | 28.4 | 1 | 29.4 | 0
6 | 28 | 02:00 | 0 | 2013-06-28 | 2 | 28.03 | 1 | 29.03 | 0
6 | 28 | 03:00 | 0 | 2013-06-28 | 3 | 27.92 | 1 | 28.92 | 0
6 | 28 | 04:00 | 0 | 2013-06-28 | 4 | 26.69 | 1 | 27.69 | 0
6 | 28 | 05:00 | 0 | 2013-06-28 | 5 | 26.13 | 1 | 27.13 | 0
6 | 28 | 06:00 | 8 | 2013-06-28 | 6 | 29.21 | 1 | 30.21 | 241.68
6 | 28 | 07:00 | 418 | 2013-06-28 | 7 | 45.45 | 1 | 46.45 | 19416.1
6 | 28 | 08:00 | 1070 | 2013-06-28 | 8 | 38.72 | 1 | 39.72 | 42500.4
6 | 28 | 09:00 | 1719 | 2013-06-28 | 9 | 40.87 | 1 | 41.87 | 71974.53
6 | 28 | 10:00 | 1871 | 2013-06-28 | 10 | 36.49 | 1 | 37.49 | 70143.79
6 | 28 | 11:00 | 2534 | 2013-06-28 | 11 | 39.84 | 1 | 40.84 | 103488.56
6 | 28 | 12:00 | 2584 | 2013-06-28 | 12 | 54.19 | 1 | 55.19 | 142610.96
6 | 28 | 13:00 | 2439 | 2013-06-28 | 13 | 45 | 1 | 46 | 112194
6 | 28 | 14:00 | 2424 | 2013-06-28 | 14 | 49.74 | 1 | 50.74 | 122993.76
6 | 28 | 15:00 | 1974 | 2013-06-28 | 15 | 123.82 | 1 | 124.82 | 246394.68
6 | 28 | 16:00 | 1477 | 2013-06-28 | 16 | 68.01 | 1 | 69.01 | 101927.77
6 | 28 | 17:00 | 805 | 2013-06-28 | 17 | 78.78 | 1 | 79.78 | 64222.9
6 | 28 | 18:00 | 69 | 2013-06-28 | 18 | 74.66 | 1 | 75.66 | 5220.54
6 | 28 | 19:00 | 3 | 2013-06-28 | 19 | 75.87 | 1 | 76.87 | 230.61
6 | 28 | 20:00 | 0 | 2013-06-28 | 20 | 48.75 | 1 | 49.75 | 0
6 | 28 | 21:00 | 0 | 2013-06-28 | 21 | 38.45 | 1 | 39.45 | 0
6 | 28 | 22:00 | 0 | 2013-06-28 | 22 | 40.56 | 1 | 41.56 | 0
6 | 28 | 23:00 | 0 | 2013-06-28 | 23 | 55.63 | 1 | 56.63 | 0
6 | 28 | 24:00 | 0 | 2013-06-28 | 24 | 59.37 | 1 | 60.37 | 0
6 | 29 | 01:00 | 0 | 2013-06-29 | 1 | 35.57 | 1 | 36.57 | 0
6 | 29 | 02:00 | 0 | 2013-06-29 | 2 | 29.82 | 1 | 30.82 | 0
6 | 29 | 03:00 | 0 | 2013-06-29 | 3 | 30.15 | 1 | 31.15 | 0
6 | 29 | 04:00 | 0 | 2013-06-29 | 4 | 30.38 | 1 | 31.38 | 0
6 | 29 | 05:00 | 0 | 2013-06-29 | 5 | 32.2 | 1 | 33.2 | 0
6 | 29 | 06:00 | 1 | 2013-06-29 | 6 | 29.7 | 1 | 30.7 | 30.7
6 | 29 | 07:00 | 340 | 2013-06-29 | 7 | 29.93 | 1 | 30.93 | 10516.2
6 | 29 | 08:00 | 1075 | 2013-06-29 | 8 | 46.54 | 1 | 47.54 | 51105.5
6 | 29 | 09:00 | 1709 | 2013-06-29 | 9 | 34.09 | 1 | 35.09 | 59968.81
6 | 29 | 10:00 | 2200 | 2013-06-29 | 10 | 35.37 | 1 | 36.37 | 80014
6 | 29 | 11:00 | 2476 | 2013-06-29 | 11 | 40.51 | 1 | 41.51 | 102778.76
6 | 29 | 12:00 | 2522 | 2013-06-29 | 12 | 36.64 | 1 | 37.64 | 94928.08
6 | 29 | 13:00 | 2592 | 2013-06-29 | 13 | 41.54 | 1 | 42.54 | 110263.68
6 | 29 | 14:00 | 2429 | 2013-06-29 | 14 | 49.16 | 1 | 50.16 | 121838.64
6 | 29 | 15:00 | 1318 | 2013-06-29 | 15 | 54.31 | 1 | 55.31 | 72898.58
6 | 29 | 16:00 | 1165 | 2013-06-29 | 16 | 64.5 | 1 | 65.5 | 76307.5
6 | 29 | 17:00 | 546 | 2013-06-29 | 17 | 57.03 | 1 | 58.03 | 31684.38
6 | 29 | 18:00 | 79 | 2013-06-29 | 18 | 54.96 | 1 | 55.96 | 4420.84
6 | 29 | 19:00 | 3 | 2013-06-29 | 19 | 55.77 | 1 | 56.77 | 170.31
6 | 29 | 20:00 | 0 | 2013-06-29 | 20 | 39.37 | 1 | 40.37 | 0
6 | 29 | 21:00 | 0 | 2013-06-29 | 21 | 54.14 | 1 | 55.14 | 0
6 | 29 | 22:00 | 0 | 2013-06-29 | 22 | 48.31 | 1 | 49.31 | 0
6 | 29 | 23:00 | 0 | 2013-06-29 | 23 | 45.33 | 1 | 46.33 | 0
6 | 29 | 24:00 | 0 | 2013-06-29 | 24 | 38.72 | 1 | 39.72 | 0
6 | 30 | 01:00 | 0 | 2013-06-30 | 1 | 42.17 | 1 | 43.17 | 0
6 | 30 | 02:00 | 0 | 2013-06-30 | 2 | 34.42 | 1 | 35.42 | 0
6 | 30 | 03:00 | 0 | 2013-06-30 | 3 | 35.06 | 1 | 36.06 | 0
6 | 30 | 04:00 | 0 | 2013-06-30 | 4 | 35.48 | 1 | 36.48 | 0
6 | 30 | 05:00 | 0 | 2013-06-30 | 5 | 30.41 | 1 | 31.41 | 0
6 | 30 | 06:00 | 11 | 2013-06-30 | 6 | 29.52 | 1 | 30.52 | 335.72
6 | 30 | 07:00 | 227 | 2013-06-30 | 7 | 30.6 | 1 | 31.6 | 7173.2
6 | 30 | 08:00 | 463 | 2013-06-30 | 8 | 31.39 | 1 | 32.39 | 14996.57
6 | 30 | 09:00 | 694 | 2013-06-30 | 9 | 30.11 | 1 | 31.11 | 21590.34
6 | 30 | 10:00 | 889 | 2013-06-30 | 10 | 28.82 | 1 | 29.82 | 26509.98
6 | 30 | 11:00 | 962 | 2013-06-30 | 11 | 36.22 | 1 | 37.22 | 35805.64
6 | 30 | 12:00 | 1139 | 2013-06-30 | 12 | 45.15 | 1 | 46.15 | 52564.85
6 | 30 | 13:00 | 686 | 2013-06-30 | 13 | 58.45 | 1 | 59.45 | 40782.7
6 | 30 | 14:00 | 1039 | 2013-06-30 | 14 | 65.62 | 1 | 66.62 | 69218.18
6 | 30 | 15:00 | 946 | 2013-06-30 | 15 | 49.27 | 1 | 50.27 | 47555.42
6 | 30 | 16:00 | 796 | 2013-06-30 | 16 | 36.84 | 1 | 37.84 | 30120.64
6 | 30 | 17:00 | 533 | 2013-06-30 | 17 | 32.8 | 1 | 33.8 | 18015.4
6 | 30 | 18:00 | 17 | 2013-06-30 | 18 | 33.33 | 1 | 34.33 | 583.61
6 | 30 | 19:00 | 3 | 2013-06-30 | 19 | 35.68 | 1 | 36.68 | 110.04
6 | 30 | 20:00 | 0 | 2013-06-30 | 20 | 37.55 | 1 | 38.55 | 0
6 | 30 | 21:00 | 0 | 2013-06-30 | 21 | 44.81 | 1 | 45.81 | 0
6 | 30 | 22:00 | 0 | 2013-06-30 | 22 | 37.71 | 1 | 38.71 | 0
6 | 30 | 23:00 | 0 | 2013-06-30 | 23 | 41.12 | 1 | 42.12 | 0
6 | 30 | 24:00 | 0 | 2013-06-30 | 24 | 34.78 | 1 | 35.78 | 0
7 | 1 | 01:00 | 0 | 2013-07-01 | 1 | 31.13 | 1 | 32.13 | 0
7 | 1 | 02:00 | 0 | 2013-07-01 | 2 | 27.76 | 1 | 28.76 | 0
7 | 1 | 03:00 | 0 | 2013-07-01 | 3 | 27.12 | 1 | 28.12 | 0
7 | 1 | 04:00 | 0 | 2013-07-01 | 4 | 26.83 | 1 | 27.83 | 0
7 | 1 | 05:00 | 0 | 2013-07-01 | 5 | 28.25 | 1 | 29.25 | 0
7 | 1 | 06:00 | 14 | 2013-07-01 | 6 | 26.78 | 1 | 27.78 | 388.92
7 | 1 | 07:00 | 14 | 2013-07-01 | 7 | 26.44 | 1 | 27.44 | 384.16
7 | 1 | 08:00 | 451 | 2013-07-01 | 8 | 27.53 | 1 | 28.53 | 12867.03
7 | 1 | 09:00 | 639 | 2013-07-01 | 9 | 34.69 | 1 | 35.69 | 22805.91
7 | 1 | 10:00 | 1178 | 2013-07-01 | 10 | 53.39 | 1 | 54.39 | 64071.42
7 | 1 | 11:00 | 2332 | 2013-07-01 | 11 | 48.19 | 1 | 49.19 | 114711.08
7 | 1 | 12:00 | 2286 | 2013-07-01 | 12 | 37.72 | 1 | 38.72 | 88513.92
7 | 1 | 13:00 | 2458 | 2013-07-01 | 13 | 33.99 | 1 | 34.99 | 86005.42
7 | 1 | 14:00 | 2238 | 2013-07-01 | 14 | 35.4 | 1 | 36.4 | 81463.2
7 | 1 | 15:00 | 1614 | 2013-07-01 | 15 | 33.85 | 1 | 34.85 | 56247.9
7 | 1 | 16:00 | 1352 | 2013-07-01 | 16 | 32.4 | 1 | 33.4 | 45156.8
7 | 1 | 17:00 | 768 | 2013-07-01 | 17 | 32.64 | 1 | 33.64 | 25835.52
7 | 1 | 18:00 | 145 | 2013-07-01 | 18 | 32.43 | 1 | 33.43 | 4847.35
7 | 1 | 19:00 | 5 | 2013-07-01 | 19 | 32.67 | 1 | 33.67 | 168.35
7 | 1 | 20:00 | 0 | 2013-07-01 | 20 | 33.01 | 1 | 34.01 | 0
7 | 1 | 21:00 | 0 | 2013-07-01 | 21 | 34.18 | 1 | 35.18 | 0
7 | 1 | 22:00 | 0 | 2013-07-01 | 22 | 27.82 | 1 | 28.82 | 0
7 | 1 | 23:00 | 0 | 2013-07-01 | 23 | 18.57 | 1 | 19.57 | 0
7 | 1 | 24:00 | 0 | 2013-07-01 | 24 | 10.81 | 1 | 11.81 | 0
7 | 2 | 01:00 | 0 | 2013-07-02 | 1 | 12.57 | 1 | 13.57 | 0
7 | 2 | 02:00 | 0 | 2013-07-02 | 2 | 26.98 | 1 | 27.98 | 0
7 | 2 | 03:00 | 0 | 2013-07-02 | 3 | 25.49 | 1 | 26.49 | 0
7 | 2 | 04:00 | 0 | 2013-07-02 | 4 | 11.35 | 1 | 12.35 | 0
7 | 2 | 05:00 | 0 | 2013-07-02 | 5 | 24.92 | 1 | 25.92 | 0
7 | 2 | 06:00 | 4 | 2013-07-02 | 6 | 22.35 | 1 | 23.35 | 93.4
7 | 2 | 07:00 | 164 | 2013-07-02 | 7 | 10.95 | 1 | 11.95 | 1959.8
7 | 2 | 08:00 | 464 | 2013-07-02 | 8 | 28.17 | 1 | 29.17 | 13534.88
7 | 2 | 09:00 | 707 | 2013-07-02 | 9 | 35.98 | 1 | 36.98 | 26144.86
7 | 2 | 10:00 | 988 | 2013-07-02 | 10 | 35.02 | 1 | 36.02 | 35587.76
7 | 2 | 11:00 | 1435 | 2013-07-02 | 11 | 36.34 | 1 | 37.34 | 53582.9
7 | 2 | 12:00 | 1539 | 2013-07-02 | 12 | 36.59 | 1 | 37.59 | 57851.01
7 | 2 | 13:00 | 1925 | 2013-07-02 | 13 | 46.94 | 1 | 47.94 | 92284.5
7 | 2 | 14:00 | 1908 | 2013-07-02 | 14 | 44.01 | 1 | 45.01 | 85879.08
7 | 2 | 15:00 | 1049 | 2013-07-02 | 15 | 38.98 | 1 | 39.98 | 41939.02
7 | 2 | 16:00 | 1265 | 2013-07-02 | 16 | 50.01 | 1 | 51.01 | 64527.65
7 | 2 | 17:00 | 566 | 2013-07-02 | 17 | 44.4 | 1 | 45.4 | 25696.4
7 | 2 | 18:00 | 71 | 2013-07-02 | 18 | 40.58 | 1 | 41.58 | 2952.18
7 | 2 | 19:00 | 4 | 2013-07-02 | 19 | 40.71 | 1 | 41.71 | 166.84
7 | 2 | 20:00 | 0 | 2013-07-02 | 20 | 35.61 | 1 | 36.61 | 0
7 | 2 | 21:00 | 0 | 2013-07-02 | 21 | 31.93 | 1 | 32.93 | 0
7 | 2 | 22:00 | 0 | 2013-07-02 | 22 | 31.86 | 1 | 32.86 | 0
7 | 2 | 23:00 | 0 | 2013-07-02 | 23 | 28.98 | 1 | 29.98 | 0
7 | 2 | 24:00 | 0 | 2013-07-02 | 24 | 28.26 | 1 | 29.26 | 0
7 | 3 | 01:00 | 0 | 2013-07-03 | 1 | 2.26 | 1 | 3.26 | 0
7 | 3 | 02:00 | 0 | 2013-07-03 | 2 | 0 | 1 | 1 | 0
7 | 3 | 03:00 | 0 | 2013-07-03 | 3 | 0 | 1 | 1 | 0
7 | 3 | 04:00 | 0 | 2013-07-03 | 4 | 0 | 1 | 1 | 0
7 | 3 | 05:00 | 0 | 2013-07-03 | 5 | 0 | 1 | 1 | 0
7 | 3 | 06:00 | 5 | 2013-07-03 | 6 | 24.67 | 1 | 25.67 | 128.35
7 | 3 | 07:00 | 15 | 2013-07-03 | 7 | 20.67 | 1 | 21.67 | 325.05
7 | 3 | 08:00 | 459 | 2013-07-03 | 8 | 23.74 | 1 | 24.74 | 11355.66
7 | 3 | 09:00 | 576 | 2013-07-03 | 9 | 32.4 | 1 | 33.4 | 19238.4
7 | 3 | 10:00 | 964 | 2013-07-03 | 10 | 34.44 | 1 | 35.44 | 34164.16
7 | 3 | 11:00 | 1988 | 2013-07-03 | 11 | 37.79 | 1 | 38.79 | 77114.52
7 | 3 | 12:00 | 2593 | 2013-07-03 | 12 | 44.01 | 1 | 45.01 | 116710.93
7 | 3 | 13:00 | 2425 | 2013-07-03 | 13 | 50.09 | 1 | 51.09 | 123893.25
7 | 3 | 14:00 | 1368 | 2013-07-03 | 14 | 66.16 | 1 | 67.16 | 91874.88
7 | 3 | 15:00 | 1902 | 2013-07-03 | 15 | 68.91 | 1 | 69.91 | 132968.82
7 | 3 | 16:00 | 487 | 2013-07-03 | 16 | 68.9 | 1 | 69.9 | 34041.3
7 | 3 | 17:00 | 288 | 2013-07-03 | 17 | 166.26 | 1 | 167.26 | 48170.88
7 | 3 | 18:00 | 9 | 2013-07-03 | 18 | 303.43 | 1 | 304.43 | 2739.87
7 | 3 | 19:00 | 5 | 2013-07-03 | 19 | 37.66 | 1 | 38.66 | 193.3
7 | 3 | 20:00 | 0 | 2013-07-03 | 20 | 33.79 | 1 | 34.79 | 0
7 | 3 | 21:00 | 0 | 2013-07-03 | 21 | 46.31 | 1 | 47.31 | 0
7 | 3 | 22:00 | 0 | 2013-07-03 | 22 | 40.28 | 1 | 41.28 | 0
7 | 3 | 23:00 | 0 | 2013-07-03 | 23 | 39.52 | 1 | 40.52 | 0
7 | 3 | 24:00 | 0 | 2013-07-03 | 24 | 34.91 | 1 | 35.91 | 0
7 | 4 | 01:00 | 0 | 2013-07-04 | 1 | 39.98 | 1 | 40.98 | 0
7 | 4 | 02:00 | 0 | 2013-07-04 | 2 | 36.11 | 1 | 37.11 | 0
7 | 4 | 03:00 | 0 | 2013-07-04 | 3 | 32.64 | 1 | 33.64 | 0
7 | 4 | 04:00 | 0 | 2013-07-04 | 4 | 31.47 | 1 | 32.47 | 0
7 | 4 | 05:00 | 0 | 2013-07-04 | 5 | 32.38 | 1 | 33.38 | 0
7 | 4 | 06:00 | 29 | 2013-07-04 | 6 | 32.79 | 1 | 33.79 | 979.91
7 | 4 | 07:00 | 62 | 2013-07-04 | 7 | 35.02 | 1 | 36.02 | 2233.24
7 | 4 | 08:00 | 475 | 2013-07-04 | 8 | 40.09 | 1 | 41.09 | 19517.75
7 | 4 | 09:00 | 576 | 2013-07-04 | 9 | 52.22 | 1 | 53.22 | 30654.72
7 | 4 | 10:00 | 929 | 2013-07-04 | 10 | 66.76 | 1 | 67.76 | 62949.04
7 | 4 | 11:00 | 1052 | 2013-07-04 | 11 | 58.68 | 1 | 59.68 | 62783.36
7 | 4 | 12:00 | 969 | 2013-07-04 | 12 | 57.19 | 1 | 58.19 | 56386.11
7 | 4 | 13:00 | 1227 | 2013-07-04 | 13 | 75.4 | 1 | 76.4 | 93742.8
7 | 4 | 14:00 | 529 | 2013-07-04 | 14 | 171.24 | 1 | 172.24 | 91114.96
7 | 4 | 15:00 | 550 | 2013-07-04 | 15 | 105.27 | 1 | 106.27 | 58448.5
7 | 4 | 16:00 | 432 | 2013-07-04 | 16 | 63.13 | 1 | 64.13 | 27704.16
7 | 4 | 17:00 | 198 | 2013-07-04 | 17 | 67.67 | 1 | 68.67 | 13596.66
7 | 4 | 18:00 | 37 | 2013-07-04 | 18 | 82.29 | 1 | 83.29 | 3081.73
7 | 4 | 19:00 | 1 | 2013-07-04 | 19 | 76.48 | 1 | 77.48 | 77.48
7 | 4 | 20:00 | 0 | 2013-07-04 | 20 | 64.77 | 1 | 65.77 | 0
7 | 4 | 21:00 | 0 | 2013-07-04 | 21 | 56.6 | 1 | 57.6 | 0
7 | 4 | 22:00 | 0 | 2013-07-04 | 22 | 59.42 | 1 | 60.42 | 0
7 | 4 | 23:00 | 0 | 2013-07-04 | 23 | 100.92 | 1 | 101.92 | 0
7 | 4 | 24:00 | 0 | 2013-07-04 | 24 | 84.26 | 1 | 85.26 | 0
7 | 5 | 01:00 | 0 | 2013-07-05 | 1 | 53.95 | 1 | 54.95 | 0
7 | 5 | 02:00 | 0 | 2013-07-05 | 2 | 45.75 | 1 | 46.75 | 0
7 | 5 | 03:00 | 0 | 2013-07-05 | 3 | 38.34 | 1 | 39.34 | 0
7 | 5 | 04:00 | 0 | 2013-07-05 | 4 | 37.59 | 1 | 38.59 | 0
7 | 5 | 05:00 | 0 | 2013-07-05 | 5 | 41.97 | 1 | 42.97 | 0
7 | 5 | 06:00 | 12 | 2013-07-05 | 6 | 40.45 | 1 | 41.45 | 497.4
7 | 5 | 07:00 | 355 | 2013-07-05 | 7 | 48.13 | 1 | 49.13 | 17441.15
7 | 5 | 08:00 | 362 | 2013-07-05 | 8 | 50.14 | 1 | 51.14 | 18512.68
7 | 5 | 09:00 | 763 | 2013-07-05 | 9 | 78.46 | 1 | 79.46 | 60627.98
7 | 5 | 10:00 | 541 | 2013-07-05 | 10 | 69.97 | 1 | 70.97 | 38394.77
7 | 5 | 11:00 | 1096 | 2013-07-05 | 11 | 78.75 | 1 | 79.75 | 87406
7 | 5 | 12:00 | 650 | 2013-07-05 | 12 | 85.39 | 1 | 86.39 | 56153.5
7 | 5 | 13:00 | 738 | 2013-07-05 | 13 | 120.31 | 1 | 121.31 | 89526.78
7 | 5 | 14:00 | 610 | 2013-07-05 | 14 | 166.12 | 1 | 167.12 | 101943.2
7 | 5 | 15:00 | 537 | 2013-07-05 | 15 | 126.22 | 1 | 127.22 | 68317.14
7 | 5 | 16:00 | 448 | 2013-07-05 | 16 | 97.45 | 1 | 98.45 | 44105.6
7 | 5 | 17:00 | 161 | 2013-07-05 | 17 | 291.96 | 1 | 292.96 | 47166.56
7 | 5 | 18:00 | 15 | 2013-07-05 | 18 | 136.14 | 1 | 137.14 | 2057.1
7 | 5 | 19:00 | 0 | 2013-07-05 | 19 | 86.55 | 1 | 87.55 | 0
7 | 5 | 20:00 | 0 | 2013-07-05 | 20 | 66.37 | 1 | 67.37 | 0
7 | 5 | 21:00 | 0 | 2013-07-05 | 21 | 73.5 | 1 | 74.5 | 0
7 | 5 | 22:00 | 0 | 2013-07-05 | 22 | 67.38 | 1 | 68.38 | 0
7 | 5 | 23:00 | 0 | 2013-07-05 | 23 | 57 | 1 | 58 | 0
7 | 5 | 24:00 | 0 | 2013-07-05 | 24 | 56.26 | 1 | 57.26 | 0
7 | 6 | 01:00 | 0 | 2013-07-06 | 1 | 53.01 | 1 | 54.01 | 0
7 | 6 | 02:00 | 0 | 2013-07-06 | 2 | 50.51 | 1 | 51.51 | 0
7 | 6 | 03:00 | 0 | 2013-07-06 | 3 | 40.54 | 1 | 41.54 | 0
7 | 6 | 04:00 | 0 | 2013-07-06 | 4 | 40.1 | 1 | 41.1 | 0
7 | 6 | 05:00 | 0 | 2013-07-06 | 5 | 37.35 | 1 | 38.35 | 0
7 | 6 | 06:00 | 3 | 2013-07-06 | 6 | 35.61 | 1 | 36.61 | 109.83
7 | 6 | 07:00 | 69 | 2013-07-06 | 7 | 36.05 | 1 | 37.05 | 2556.45
7 | 6 | 08:00 | 582 | 2013-07-06 | 8 | 41.19 | 1 | 42.19 | 24554.58
7 | 6 | 09:00 | 776 | 2013-07-06 | 9 | 55.73 | 1 | 56.73 | 44022.48
7 | 6 | 10:00 | 1648 | 2013-07-06 | 10 | 82.88 | 1 | 83.88 | 138234.24
7 | 6 | 11:00 | 2540 | 2013-07-06 | 11 | 63.16 | 1 | 64.16 | 162966.4
7 | 6 | 12:00 | 2404 | 2013-07-06 | 12 | 65.51 | 1 | 66.51 | 159890.04
7 | 6 | 13:00 | 2320 | 2013-07-06 | 13 | 61.67 | 1 | 62.67 | 145394.4
7 | 6 | 14:00 | 2147 | 2013-07-06 | 14 | 63.51 | 1 | 64.51 | 138502.97
7 | 6 | 15:00 | 1925 | 2013-07-06 | 15 | 64.58 | 1 | 65.58 | 126241.5
7 | 6 | 16:00 | 1153 | 2013-07-06 | 16 | 60.94 | 1 | 61.94 | 71416.82
7 | 6 | 17:00 | 731 | 2013-07-06 | 17 | 60.24 | 1 | 61.24 | 44766.44
7 | 6 | 18:00 | 23 | 2013-07-06 | 18 | 56.92 | 1 | 57.92 | 1332.16
7 | 6 | 19:00 | 0 | 2013-07-06 | 19 | 61.77 | 1 | 62.77 | 0
7 | 6 | 20:00 | 0 | 2013-07-06 | 20 | 57.99 | 1 | 58.99 | 0
7 | 6 | 21:00 | 0 | 2013-07-06 | 21 | 56.46 | 1 | 57.46 | 0
7 | 6 | 22:00 | 0 | 2013-07-06 | 22 | 52.12 | 1 | 53.12 | 0
7 | 6 | 23:00 | 0 | 2013-07-06 | 23 | 41.2 | 1 | 42.2 | 0
7 | 6 | 24:00 | 0 | 2013-07-06 | 24 | 42.21 | 1 | 43.21 | 0
7 | 7 | 01:00 | 0 | 2013-07-07 | 1 | 37.7 | 1 | 38.7 | 0
7 | 7 | 02:00 | 0 | 2013-07-07 | 2 | 39.49 | 1 | 40.49 | 0
7 | 7 | 03:00 | 0 | 2013-07-07 | 3 | 35.83 | 1 | 36.83 | 0
7 | 7 | 04:00 | 0 | 2013-07-07 | 4 | 21.58 | 1 | 22.58 | 0
7 | 7 | 05:00 | 0 | 2013-07-07 | 5 | 14.76 | 1 | 15.76 | 0
7 | 7 | 06:00 | 7 | 2013-07-07 | 6 | 21.84 | 1 | 22.84 | 159.88
7 | 7 | 07:00 | 378 | 2013-07-07 | 7 | 32.91 | 1 | 33.91 | 12817.98
7 | 7 | 08:00 | 811 | 2013-07-07 | 8 | 28.7 | 1 | 29.7 | 24086.7
7 | 7 | 09:00 | 1282 | 2013-07-07 | 9 | 37.91 | 1 | 38.91 | 49882.62
7 | 7 | 10:00 | 2136 | 2013-07-07 | 10 | 41.28 | 1 | 42.28 | 90310.08
7 | 7 | 11:00 | 2363 | 2013-07-07 | 11 | 48.79 | 1 | 49.79 | 117653.77
7 | 7 | 12:00 | 1630 | 2013-07-07 | 12 | 58.05 | 1 | 59.05 | 96251.5
7 | 7 | 13:00 | 2506 | 2013-07-07 | 13 | 58.55 | 1 | 59.55 | 149232.3
7 | 7 | 14:00 | 2342 | 2013-07-07 | 14 | 64.6 | 1 | 65.6 | 153635.2
7 | 7 | 15:00 | 1691 | 2013-07-07 | 15 | 65.9 | 1 | 66.9 | 113127.9
7 | 7 | 16:00 | 1495 | 2013-07-07 | 16 | 67.67 | 1 | 68.67 | 102661.65
7 | 7 | 17:00 | 805 | 2013-07-07 | 17 | 63.92 | 1 | 64.92 | 52260.6
7 | 7 | 18:00 | 95 | 2013-07-07 | 18 | 68.69 | 1 | 69.69 | 6620.55
7 | 7 | 19:00 | 5 | 2013-07-07 | 19 | 66.64 | 1 | 67.64 | 338.2
7 | 7 | 20:00 | 0 | 2013-07-07 | 20 | 60.01 | 1 | 61.01 | 0
7 | 7 | 21:00 | 0 | 2013-07-07 | 21 | 66.44 | 1 | 67.44 | 0
7 | 7 | 22:00 | 0 | 2013-07-07 | 22 | 62.99 | 1 | 63.99 | 0
7 | 7 | 23:00 | 0 | 2013-07-07 | 23 | 58.8 | 1 | 59.8 | 0
7 | 7 | 24:00 | 0 | 2013-07-07 | 24 | 39.14 | 1 | 40.14 | 0
7 | 8 | 01:00 | 0 | 2013-07-08 | 1 | 46.43 | 1 | 47.43 | 0
7 | 8 | 02:00 | 0 | 2013-07-08 | 2 | 44.32 | 1 | 45.32 | 0
7 | 8 | 03:00 | 0 | 2013-07-08 | 3 | 43.38 | 1 | 44.38 | 0
7 | 8 | 04:00 | 0 | 2013-07-08 | 4 | 43.63 | 1 | 44.63 | 0
7 | 8 | 05:00 | 0 | 2013-07-08 | 5 | 44.33 | 1 | 45.33 | 0
7 | 8 | 06:00 | 9 | 2013-07-08 | 6 | 37.96 | 1 | 38.96 | 350.64
7 | 8 | 07:00 | 377 | 2013-07-08 | 7 | 43.24 | 1 | 44.24 | 16678.48
7 | 8 | 08:00 | 853 | 2013-07-08 | 8 | 73.8 | 1 | 74.8 | 63804.4
7 | 8 | 09:00 | 1339 | 2013-07-08 | 9 | 67.4 | 1 | 68.4 | 91587.6
7 | 8 | 10:00 | 1595 | 2013-07-08 | 10 | 66.89 | 1 | 67.89 | 108284.55
7 | 8 | 11:00 | 1993 | 2013-07-08 | 11 | 66.51 | 1 | 67.51 | 134547.43
7 | 8 | 12:00 | 2494 | 2013-07-08 | 12 | 74.18 | 1 | 75.18 | 187498.92
7 | 8 | 13:00 | 2504 | 2013-07-08 | 13 | 81.82 | 1 | 82.82 | 207381.28
7 | 8 | 14:00 | 2282 | 2013-07-08 | 14 | 87.98 | 1 | 88.98 | 203052.36
7 | 8 | 15:00 | 1845 | 2013-07-08 | 15 | 75.72 | 1 | 76.72 | 141548.4
7 | 8 | 16:00 | 1412 | 2013-07-08 | 16 | 75.75 | 1 | 76.75 | 108371
7 | 8 | 17:00 | 752 | 2013-07-08 | 17 | 84.39 | 1 | 85.39 | 64213.28
7 | 8 | 18:00 | 69 | 2013-07-08 | 18 | 83.06 | 1 | 84.06 | 5800.14
7 | 8 | 19:00 | 1 | 2013-07-08 | 19 | 80.24 | 1 | 81.24 | 81.24
7 | 8 | 20:00 | 0 | 2013-07-08 | 20 | 57.72 | 1 | 58.72 | 0
7 | 8 | 21:00 | 0 | 2013-07-08 | 21 | 59.24 | 1 | 60.24 | 0
7 | 8 | 22:00 | 0 | 2013-07-08 | 22 | 55.47 | 1 | 56.47 | 0
7 | 8 | 23:00 | 0 | 2013-07-08 | 23 | 49.21 | 1 | 50.21 | 0
7 | 8 | 24:00 | 0 | 2013-07-08 | 24 | 39.79 | 1 | 40.79 | 0
7 | 9 | 01:00 | 0 | 2013-07-09 | 1 | 38.86 | 1 | 39.86 | 0
7 | 9 | 02:00 | 0 | 2013-07-09 | 2 | 36.82 | 1 | 37.82 | 0
7 | 9 | 03:00 | 0 | 2013-07-09 | 3 | 35.26 | 1 | 36.26 | 0
7 | 9 | 04:00 | 0 | 2013-07-09 | 4 | 32.45 | 1 | 33.45 | 0
7 | 9 | 05:00 | 0 | 2013-07-09 | 5 | 37.89 | 1 | 38.89 | 0
7 | 9 | 06:00 | 6 | 2013-07-09 | 6 | 44.32 | 1 | 45.32 | 271.92
7 | 9 | 07:00 | 364 | 2013-07-09 | 7 | 39.34 | 1 | 40.34 | 14683.76
7 | 9 | 08:00 | 991 | 2013-07-09 | 8 | 34.98 | 1 | 35.98 | 35656.18
7 | 9 | 09:00 | 1630 | 2013-07-09 | 9 | 39.53 | 1 | 40.53 | 66063.9
7 | 9 | 10:00 | 2119 | 2013-07-09 | 10 | 46.47 | 1 | 47.47 | 100588.93
7 | 9 | 11:00 | 2413 | 2013-07-09 | 11 | 50.44 | 1 | 51.44 | 124124.72
7 | 9 | 12:00 | 2458 | 2013-07-09 | 12 | 48.56 | 1 | 49.56 | 121818.48
7 | 9 | 13:00 | 2376 | 2013-07-09 | 13 | 49.6 | 1 | 50.6 | 120225.6
7 | 9 | 14:00 | 1937 | 2013-07-09 | 14 | 45.03 | 1 | 46.03 | 89160.11
7 | 9 | 15:00 | 1770 | 2013-07-09 | 15 | 44.7 | 1 | 45.7 | 80889
7 | 9 | 16:00 | 1160 | 2013-07-09 | 16 | 43.4 | 1 | 44.4 | 51504
7 | 9 | 17:00 | 765 | 2013-07-09 | 17 | 46.8 | 1 | 47.8 | 36567
7 | 9 | 18:00 | 103 | 2013-07-09 | 18 | 51.68 | 1 | 52.68 | 5426.04
7 | 9 | 19:00 | 0 | 2013-07-09 | 19 | 47.94 | 1 | 48.94 | 0
7 | 9 | 20:00 | 0 | 2013-07-09 | 20 | 36.17 | 1 | 37.17 | 0
7 | 9 | 21:00 | 0 | 2013-07-09 | 21 | 37.68 | 1 | 38.68 | 0
7 | 9 | 22:00 | 0 | 2013-07-09 | 22 | 36.83 | 1 | 37.83 | 0
7 | 9 | 23:00 | 0 | 2013-07-09 | 23 | 36.7 | 1 | 37.7 | 0
7 | 9 | 24:00 | 0 | 2013-07-09 | 24 | 32.67 | 1 | 33.67 | 0
7 | 10 | 01:00 | 0 | 2013-07-10 | 1 | 32.47 | 1 | 33.47 | 0
7 | 10 | 02:00 | 0 | 2013-07-10 | 2 | 31.26 | 1 | 32.26 | 0
7 | 10 | 03:00 | 0 | 2013-07-10 | 3 | 27.77 | 1 | 28.77 | 0
7 | 10 | 04:00 | 0 | 2013-07-10 | 4 | 22.55 | 1 | 23.55 | 0
7 | 10 | 05:00 | 0 | 2013-07-10 | 5 | 30.3 | 1 | 31.3 | 0
7 | 10 | 06:00 | 2 | 2013-07-10 | 6 | 32.35 | 1 | 33.35 | 66.7
7 | 10 | 07:00 | 301 | 2013-07-10 | 7 | 38.28 | 1 | 39.28 | 11823.28
7 | 10 | 08:00 | 1057 | 2013-07-10 | 8 | 44.35 | 1 | 45.35 | 47934.95
7 | 10 | 09:00 | 1747 | 2013-07-10 | 9 | 37.67 | 1 | 38.67 | 67556.49
7 | 10 | 10:00 | 2244 | 2013-07-10 | 10 | 35.37 | 1 | 36.37 | 81614.28
7 | 10 | 11:00 | 2578 | 2013-07-10 | 11 | 43.52 | 1 | 44.52 | 114772.56
7 | 10 | 12:00 | 2728 | 2013-07-10 | 12 | 58.07 | 1 | 59.07 | 161142.96
7 | 10 | 13:00 | 2715 | 2013-07-10 | 13 | 68.74 | 1 | 69.74 | 189344.1
7 | 10 | 14:00 | 2499 | 2013-07-10 | 14 | 63.48 | 1 | 64.48 | 161135.52
7 | 10 | 15:00 | 2103 | 2013-07-10 | 15 | 50.88 | 1 | 51.88 | 109103.64
7 | 10 | 16:00 | 1529 | 2013-07-10 | 16 | 53.3 | 1 | 54.3 | 83024.7
7 | 10 | 17:00 | 801 | 2013-07-10 | 17 | 55.92 | 1 | 56.92 | 45592.92
7 | 10 | 18:00 | 36 | 2013-07-10 | 18 | 58.93 | 1 | 59.93 | 2157.48
7 | 10 | 19:00 | 1 | 2013-07-10 | 19 | 61.51 | 1 | 62.51 | 62.51
7 | 10 | 20:00 | 0 | 2013-07-10 | 20 | 53.3 | 1 | 54.3 | 0
7 | 10 | 21:00 | 0 | 2013-07-10 | 21 | 53.54 | 1 | 54.54 | 0
7 | 10 | 22:00 | 0 | 2013-07-10 | 22 | 52.07 | 1 | 53.07 | 0
7 | 10 | 23:00 | 0 | 2013-07-10 | 23 | 37.75 | 1 | 38.75 | 0
7 | 10 | 24:00 | 0 | 2013-07-10 | 24 | 38.57 | 1 | 39.57 | 0
7 | 11 | 01:00 | 0 | 2013-07-11 | 1 | 32.85 | 1 | 33.85 | 0
7 | 11 | 02:00 | 0 | 2013-07-11 | 2 | 26.95 | 1 | 27.95 | 0
7 | 11 | 03:00 | 0 | 2013-07-11 | 3 | 29.62 | 1 | 30.62 | 0
7 | 11 | 04:00 | 0 | 2013-07-11 | 4 | 30.4 | 1 | 31.4 | 0
7 | 11 | 05:00 | 0 | 2013-07-11 | 5 | 30.28 | 1 | 31.28 | 0
7 | 11 | 06:00 | 2 | 2013-07-11 | 6 | 31.76 | 1 | 32.76 | 65.52
7 | 11 | 07:00 | 306 | 2013-07-11 | 7 | 32.19 | 1 | 33.19 | 10156.14
7 | 11 | 08:00 | 959 | 2013-07-11 | 8 | 51.82 | 1 | 52.82 | 50654.38
7 | 11 | 09:00 | 1538 | 2013-07-11 | 9 | 40.9 | 1 | 41.9 | 64442.2
7 | 11 | 10:00 | 1924 | 2013-07-11 | 10 | 40.74 | 1 | 41.74 | 80307.76
7 | 11 | 11:00 | 2361 | 2013-07-11 | 11 | 34.86 | 1 | 35.86 | 84665.46
7 | 11 | 12:00 | 2539 | 2013-07-11 | 12 | 34.85 | 1 | 35.85 | 91023.15
7 | 11 | 13:00 | 2548 | 2013-07-11 | 13 | 41.45 | 1 | 42.45 | 108162.6
7 | 11 | 14:00 | 1868 | 2013-07-11 | 14 | 49.66 | 1 | 50.66 | 94632.88
7 | 11 | 15:00 | 1897 | 2013-07-11 | 15 | 34.69 | 1 | 35.69 | 67703.93
7 | 11 | 16:00 | 1442 | 2013-07-11 | 16 | 46.82 | 1 | 47.82 | 68956.44
7 | 11 | 17:00 | 774 | 2013-07-11 | 17 | 55.79 | 1 | 56.79 | 43955.46
7 | 11 | 18:00 | 92 | 2013-07-11 | 18 | 50.89 | 1 | 51.89 | 4773.88
7 | 11 | 19:00 | 2 | 2013-07-11 | 19 | 49.23 | 1 | 50.23 | 100.46
7 | 11 | 20:00 | 0 | 2013-07-11 | 20 | 50.5 | 1 | 51.5 | 0
7 | 11 | 21:00 | 0 | 2013-07-11 | 21 | 52.81 | 1 | 53.81 | 0
7 | 11 | 22:00 | 0 | 2013-07-11 | 22 | 36.87 | 1 | 37.87 | 0
7 | 11 | 23:00 | 0 | 2013-07-11 | 23 | 30.57 | 1 | 31.57 | 0
7 | 11 | 24:00 | 0 | 2013-07-11 | 24 | 32.45 | 1 | 33.45 | 0
7 | 12 | 01:00 | 0 | 2013-07-12 | 1 | 32.85 | 1 | 33.85 | 0
7 | 12 | 02:00 | 0 | 2013-07-12 | 2 | 28.36 | 1 | 29.36 | 0
7 | 12 | 03:00 | 0 | 2013-07-12 | 3 | 22.61 | 1 | 23.61 | 0
7 | 12 | 04:00 | 0 | 2013-07-12 | 4 | 26.65 | 1 | 27.65 | 0
7 | 12 | 05:00 | 0 | 2013-07-12 | 5 | 26.61 | 1 | 27.61 | 0
7 | 12 | 06:00 | 11 | 2013-07-12 | 6 | 28.43 | 1 | 29.43 | 323.73
7 | 12 | 07:00 | 377 | 2013-07-12 | 7 | 24.96 | 1 | 25.96 | 9786.92
7 | 12 | 08:00 | 848 | 2013-07-12 | 8 | 21.27 | 1 | 22.27 | 18884.96
7 | 12 | 09:00 | 1421 | 2013-07-12 | 9 | 22.36 | 1 | 23.36 | 33194.56
7 | 12 | 10:00 | 1459 | 2013-07-12 | 10 | 32.64 | 1 | 33.64 | 49080.76
7 | 12 | 11:00 | 2449 | 2013-07-12 | 11 | 42.64 | 1 | 43.64 | 106874.36
7 | 12 | 12:00 | 2541 | 2013-07-12 | 12 | 45.65 | 1 | 46.65 | 118537.65
7 | 12 | 13:00 | 2421 | 2013-07-12 | 13 | 39.91 | 1 | 40.91 | 99043.11
7 | 12 | 14:00 | 2222 | 2013-07-12 | 14 | 45.57 | 1 | 46.57 | 103478.54
7 | 12 | 15:00 | 1867 | 2013-07-12 | 15 | 36.92 | 1 | 37.92 | 70796.64
7 | 12 | 16:00 | 854 | 2013-07-12 | 16 | 32.58 | 1 | 33.58 | 28677.32
7 | 12 | 17:00 | 561 | 2013-07-12 | 17 | 35.59 | 1 | 36.59 | 20526.99
7 | 12 | 18:00 | 206 | 2013-07-12 | 18 | 36.94 | 1 | 37.94 | 7815.64
7 | 12 | 19:00 | 3 | 2013-07-12 | 19 | 33.16 | 1 | 34.16 | 102.48
7 | 12 | 20:00 | 0 | 2013-07-12 | 20 | 32.12 | 1 | 33.12 | 0
7 | 12 | 21:00 | 0 | 2013-07-12 | 21 | 28.96 | 1 | 29.96 | 0
7 | 12 | 22:00 | 0 | 2013-07-12 | 22 | 30.78 | 1 | 31.78 | 0
7 | 12 | 23:00 | 0 | 2013-07-12 | 23 | 30.18 | 1 | 31.18 | 0
7 | 12 | 24:00 | 0 | 2013-07-12 | 24 | 27.97 | 1 | 28.97 | 0
7 | 13 | 01:00 | 0 | 2013-07-13 | 1 | 24.73 | 1 | 25.73 | 0
7 | 13 | 02:00 | 0 | 2013-07-13 | 2 | 7.47 | 1 | 8.47 | 0
7 | 13 | 03:00 | 0 | 2013-07-13 | 3 | 0 | 1 | 1 | 0
7 | 13 | 04:00 | 0 | 2013-07-13 | 4 | 0 | 1 | 1 | 0
7 | 13 | 05:00 | 0 | 2013-07-13 | 5 | 0 | 1 | 1 | 0
7 | 13 | 06:00 | 2 | 2013-07-13 | 6 | 0 | 1 | 1 | 2
7 | 13 | 07:00 | 154 | 2013-07-13 | 7 | 0 | 1 | 1 | 154
7 | 13 | 08:00 | 684 | 2013-07-13 | 8 | 0 | 1 | 1 | 684
7 | 13 | 09:00 | 689 | 2013-07-13 | 9 | 43.81 | 1 | 44.81 | 30874.09
7 | 13 | 10:00 | 749 | 2013-07-13 | 10 | 34.93 | 1 | 35.93 | 26911.57
7 | 13 | 11:00 | 936 | 2013-07-13 | 11 | 23.86 | 1 | 24.86 | 23268.96
7 | 13 | 12:00 | 544 | 2013-07-13 | 12 | 22.4 | 1 | 23.4 | 12729.6
7 | 13 | 13:00 | 514 | 2013-07-13 | 13 | 29.55 | 1 | 30.55 | 15702.7
7 | 13 | 14:00 | 1364 | 2013-07-13 | 14 | 31.19 | 1 | 32.19 | 43907.16
7 | 13 | 15:00 | 1731 | 2013-07-13 | 15 | 30.91 | 1 | 31.91 | 55236.21
7 | 13 | 16:00 | 1447 | 2013-07-13 | 16 | 31.63 | 1 | 32.63 | 47215.61
7 | 13 | 17:00 | 796 | 2013-07-13 | 17 | 34.71 | 1 | 35.71 | 28425.16
7 | 13 | 18:00 | 89 | 2013-07-13 | 18 | 43.5 | 1 | 44.5 | 3960.5
7 | 13 | 19:00 | 2 | 2013-07-13 | 19 | 41.84 | 1 | 42.84 | 85.68
7 | 13 | 20:00 | 0 | 2013-07-13 | 20 | 38.78 | 1 | 39.78 | 0
7 | 13 | 21:00 | 0 | 2013-07-13 | 21 | 42.27 | 1 | 43.27 | 0
7 | 13 | 22:00 | 0 | 2013-07-13 | 22 | 43.07 | 1 | 44.07 | 0
7 | 13 | 23:00 | 0 | 2013-07-13 | 23 | 38.57 | 1 | 39.57 | 0
7 | 13 | 24:00 | 0 | 2013-07-13 | 24 | 34.04 | 1 | 35.04 | 0
7 | 14 | 01:00 | 0 | 2013-07-14 | 1 | 31.27 | 1 | 32.27 | 0
7 | 14 | 02:00 | 0 | 2013-07-14 | 2 | 26.34 | 1 | 27.34 | 0
7 | 14 | 03:00 | 0 | 2013-07-14 | 3 | 29.45 | 1 | 30.45 | 0
7 | 14 | 04:00 | 0 | 2013-07-14 | 4 | 30.2 | 1 | 31.2 | 0
7 | 14 | 05:00 | 0 | 2013-07-14 | 5 | 30.19 | 1 | 31.19 | 0
7 | 14 | 06:00 | 11 | 2013-07-14 | 6 | 15.63 | 1 | 16.63 | 182.93
7 | 14 | 07:00 | 16 | 2013-07-14 | 7 | 18.11 | 1 | 19.11 | 305.76
7 | 14 | 08:00 | 1021 | 2013-07-14 | 8 | 30.47 | 1 | 31.47 | 32130.87
7 | 14 | 09:00 | 1618 | 2013-07-14 | 9 | 42.07 | 1 | 43.07 | 69687.26
7 | 14 | 10:00 | 1444 | 2013-07-14 | 10 | 55.64 | 1 | 56.64 | 81788.16
7 | 14 | 11:00 | 957 | 2013-07-14 | 11 | 54.5 | 1 | 55.5 | 53113.5
7 | 14 | 12:00 | 1269 | 2013-07-14 | 12 | 58.06 | 1 | 59.06 | 74947.14
7 | 14 | 13:00 | 1022 | 2013-07-14 | 13 | 62.84 | 1 | 63.84 | 65244.48
7 | 14 | 14:00 | 969 | 2013-07-14 | 14 | 59.91 | 1 | 60.91 | 59021.79
7 | 14 | 15:00 | 446 | 2013-07-14 | 15 | 60.45 | 1 | 61.45 | 27406.7
7 | 14 | 16:00 | 946 | 2013-07-14 | 16 | 61.78 | 1 | 62.78 | 59389.88
7 | 14 | 17:00 | 684 | 2013-07-14 | 17 | 71.32 | 1 | 72.32 | 49466.88
7 | 14 | 18:00 | 152 | 2013-07-14 | 18 | 108.24 | 1 | 109.24 | 16604.48
7 | 14 | 19:00 | 4 | 2013-07-14 | 19 | 113.25 | 1 | 114.25 | 457
7 | 14 | 20:00 | 0 | 2013-07-14 | 20 | 68.71 | 1 | 69.71 | 0
7 | 14 | 21:00 | 0 | 2013-07-14 | 21 | 81.72 | 1 | 82.72 | 0
7 | 14 | 22:00 | 0 | 2013-07-14 | 22 | 64.22 | 1 | 65.22 | 0
7 | 14 | 23:00 | 0 | 2013-07-14 | 23 | 51.18 | 1 | 52.18 | 0
7 | 14 | 24:00 | 0 | 2013-07-14 | 24 | 49.12 | 1 | 50.12 | 0
7 | 15 | 01:00 | 0 | 2013-07-15 | 1 | 41.48 | 1 | 42.48 | 0
7 | 15 | 02:00 | 0 | 2013-07-15 | 2 | 32.95 | 1 | 33.95 | 0
7 | 15 | 03:00 | 0 | 2013-07-15 | 3 | 31.3 | 1 | 32.3 | 0
7 | 15 | 04:00 | 0 | 2013-07-15 | 4 | 30.91 | 1 | 31.91 | 0
7 | 15 | 05:00 | 0 | 2013-07-15 | 5 | 31.98 | 1 | 32.98 | 0
7 | 15 | 06:00 | 2 | 2013-07-15 | 6 | 32.32 | 1 | 33.32 | 66.64
7 | 15 | 07:00 | 305 | 2013-07-15 | 7 | 38.23 | 1 | 39.23 | 11965.15
7 | 15 | 08:00 | 1079 | 2013-07-15 | 8 | 50.93 | 1 | 51.93 | 56032.47
7 | 15 | 09:00 | 1811 | 2013-07-15 | 9 | 73.56 | 1 | 74.56 | 135028.16
7 | 15 | 10:00 | 2342 | 2013-07-15 | 10 | 86.54 | 1 | 87.54 | 205018.68
7 | 15 | 11:00 | 2569 | 2013-07-15 | 11 | 83.67 | 1 | 84.67 | 217517.23
7 | 15 | 12:00 | 1882 | 2013-07-15 | 12 | 86.64 | 1 | 87.64 | 164938.48
7 | 15 | 13:00 | 2608 | 2013-07-15 | 13 | 167.37 | 1 | 168.37 | 439108.96
7 | 15 | 14:00 | 2236 | 2013-07-15 | 14 | 377.58 | 1 | 378.58 | 846504.88
7 | 15 | 15:00 | 1810 | 2013-07-15 | 15 | 296.95 | 1 | 297.95 | 539289.5
7 | 15 | 16:00 | 1591 | 2013-07-15 | 16 | 191.71 | 1 | 192.71 | 306601.61
7 | 15 | 17:00 | 832 | 2013-07-15 | 17 | 214 | 1 | 215 | 178880
7 | 15 | 18:00 | 46 | 2013-07-15 | 18 | 145.1 | 1 | 146.1 | 6720.6
7 | 15 | 19:00 | 1 | 2013-07-15 | 19 | 115.64 | 1 | 116.64 | 116.64
7 | 15 | 20:00 | 0 | 2013-07-15 | 20 | 79.77 | 1 | 80.77 | 0
7 | 15 | 21:00 | 0 | 2013-07-15 | 21 | 82.47 | 1 | 83.47 | 0
7 | 15 | 22:00 | 0 | 2013-07-15 | 22 | 81.77 | 1 | 82.77 | 0
7 | 15 | 23:00 | 0 | 2013-07-15 | 23 | 50.18 | 1 | 51.18 | 0
7 | 15 | 24:00 | 0 | 2013-07-15 | 24 | 39.24 | 1 | 40.24 | 0
7 | 16 | 01:00 | 0 | 2013-07-16 | 1 | 67.83 | 1 | 68.83 | 0
7 | 16 | 02:00 | 0 | 2013-07-16 | 2 | 64.09 | 1 | 65.09 | 0
7 | 16 | 03:00 | 0 | 2013-07-16 | 3 | 49.34 | 1 | 50.34 | 0
7 | 16 | 04:00 | 0 | 2013-07-16 | 4 | 32.51 | 1 | 33.51 | 0
7 | 16 | 05:00 | 0 | 2013-07-16 | 5 | 29.67 | 1 | 30.67 | 0
7 | 16 | 06:00 | 2 | 2013-07-16 | 6 | 48.27 | 1 | 49.27 | 98.54
7 | 16 | 07:00 | 187 | 2013-07-16 | 7 | 52.31 | 1 | 53.31 | 9968.97
7 | 16 | 08:00 | 1066 | 2013-07-16 | 8 | 58.14 | 1 | 59.14 | 63043.24
7 | 16 | 09:00 | 1768 | 2013-07-16 | 9 | 57.45 | 1 | 58.45 | 103339.6
7 | 16 | 10:00 | 2242 | 2013-07-16 | 10 | 64.62 | 1 | 65.62 | 147120.04
7 | 16 | 11:00 | 2445 | 2013-07-16 | 11 | 84.22 | 1 | 85.22 | 208362.9
7 | 16 | 12:00 | 2552 | 2013-07-16 | 12 | 134.12 | 1 | 135.12 | 344826.24
7 | 16 | 13:00 | 2354 | 2013-07-16 | 13 | 150.05 | 1 | 151.05 | 355571.7
7 | 16 | 14:00 | 2088 | 2013-07-16 | 14 | 119.96 | 1 | 120.96 | 252564.48
7 | 16 | 15:00 | 2014 | 2013-07-16 | 15 | 160.62 | 1 | 161.62 | 325502.68
7 | 16 | 16:00 | 1466 | 2013-07-16 | 16 | 163.9 | 1 | 164.9 | 241743.4
7 | 16 | 17:00 | 802 | 2013-07-16 | 17 | 143.62 | 1 | 144.62 | 115985.24
7 | 16 | 18:00 | 27 | 2013-07-16 | 18 | 123.59 | 1 | 124.59 | 3363.93
7 | 16 | 19:00 | 0 | 2013-07-16 | 19 | 109.71 | 1 | 110.71 | 0
7 | 16 | 20:00 | 0 | 2013-07-16 | 20 | 77.84 | 1 | 78.84 | 0
7 | 16 | 21:00 | 0 | 2013-07-16 | 21 | 73.7 | 1 | 74.7 | 0
7 | 16 | 22:00 | 0 | 2013-07-16 | 22 | 63.38 | 1 | 64.38 | 0
7 | 16 | 23:00 | 0 | 2013-07-16 | 23 | 52.41 | 1 | 53.41 | 0
7 | 16 | 24:00 | 0 | 2013-07-16 | 24 | 52.48 | 1 | 53.48 | 0
7 | 17 | 01:00 | 0 | 2013-07-17 | 1 | 50.92 | 1 | 51.92 | 0
7 | 17 | 02:00 | 0 | 2013-07-17 | 2 | 40.68 | 1 | 41.68 | 0
7 | 17 | 03:00 | 0 | 2013-07-17 | 3 | 37.26 | 1 | 38.26 | 0
7 | 17 | 04:00 | 0 | 2013-07-17 | 4 | 30.47 | 1 | 31.47 | 0
7 | 17 | 05:00 | 0 | 2013-07-17 | 5 | 26.67 | 1 | 27.67 | 0
7 | 17 | 06:00 | 7 | 2013-07-17 | 6 | 33.86 | 1 | 34.86 | 244.02
7 | 17 | 07:00 | 266 | 2013-07-17 | 7 | 35.18 | 1 | 36.18 | 9623.88
7 | 17 | 08:00 | 1018 | 2013-07-17 | 8 | 48.38 | 1 | 49.38 | 50268.84
7 | 17 | 09:00 | 1733 | 2013-07-17 | 9 | 50.18 | 1 | 51.18 | 88694.94
7 | 17 | 10:00 | 2217 | 2013-07-17 | 10 | 54.01 | 1 | 55.01 | 121957.17
7 | 17 | 11:00 | 2357 | 2013-07-17 | 11 | 79.35 | 1 | 80.35 | 189384.95
7 | 17 | 12:00 | 2564 | 2013-07-17 | 12 | 105.23 | 1 | 106.23 | 272373.72
7 | 17 | 13:00 | 2393 | 2013-07-17 | 13 | 100.43 | 1 | 101.43 | 242721.99
7 | 17 | 14:00 | 2092 | 2013-07-17 | 14 | 96.81 | 1 | 97.81 | 204618.52
7 | 17 | 15:00 | 1649 | 2013-07-17 | 15 | 165.39 | 1 | 166.39 | 274377.11
7 | 17 | 16:00 | 1567 | 2013-07-17 | 16 | 179.92 | 1 | 180.92 | 283501.64
7 | 17 | 17:00 | 780 | 2013-07-17 | 17 | 173.6 | 1 | 174.6 | 136188
7 | 17 | 18:00 | 120 | 2013-07-17 | 18 | 114.42 | 1 | 115.42 | 13850.4
7 | 17 | 19:00 | 3 | 2013-07-17 | 19 | 118.69 | 1 | 119.69 | 359.07
7 | 17 | 20:00 | 0 | 2013-07-17 | 20 | 88.23 | 1 | 89.23 | 0
7 | 17 | 21:00 | 0 | 2013-07-17 | 21 | 85.26 | 1 | 86.26 | 0
7 | 17 | 22:00 | 0 | 2013-07-17 | 22 | 71.13 | 1 | 72.13 | 0
7 | 17 | 23:00 | 0 | 2013-07-17 | 23 | 61.57 | 1 | 62.57 | 0
7 | 17 | 24:00 | 0 | 2013-07-17 | 24 | 54.69 | 1 | 55.69 | 0
7 | 18 | 01:00 | 0 | 2013-07-18 | 1 | 57.43 | 1 | 58.43 | 0
7 | 18 | 02:00 | 0 | 2013-07-18 | 2 | 54.85 | 1 | 55.85 | 0
7 | 18 | 03:00 | 0 | 2013-07-18 | 3 | 45.44 | 1 | 46.44 | 0
7 | 18 | 04:00 | 0 | 2013-07-18 | 4 | 45.62 | 1 | 46.62 | 0
7 | 18 | 05:00 | 0 | 2013-07-18 | 5 | 46.05 | 1 | 47.05 | 0
7 | 18 | 06:00 | 16 | 2013-07-18 | 6 | 47.6 | 1 | 48.6 | 777.6
7 | 18 | 07:00 | 329 | 2013-07-18 | 7 | 49.76 | 1 | 50.76 | 16700.04
7 | 18 | 08:00 | 650 | 2013-07-18 | 8 | 61.25 | 1 | 62.25 | 40462.5
7 | 18 | 09:00 | 1615 | 2013-07-18 | 9 | 64.29 | 1 | 65.29 | 105443.35
7 | 18 | 10:00 | 1656 | 2013-07-18 | 10 | 117.78 | 1 | 118.78 | 196699.68
7 | 18 | 11:00 | 2292 | 2013-07-18 | 11 | 149.16 | 1 | 150.16 | 344166.72
7 | 18 | 12:00 | 2088 | 2013-07-18 | 12 | 263.67 | 1 | 264.67 | 552630.96
7 | 18 | 13:00 | 1478 | 2013-07-18 | 13 | 222.27 | 1 | 223.27 | 329993.06
7 | 18 | 14:00 | 1291 | 2013-07-18 | 14 | 241.4 | 1 | 242.4 | 312938.4
7 | 18 | 15:00 | 514 | 2013-07-18 | 15 | 260.41 | 1 | 261.41 | 134364.74
7 | 18 | 16:00 | 902 | 2013-07-18 | 16 | 430.83 | 1 | 431.83 | 389510.66
7 | 18 | 17:00 | 550 | 2013-07-18 | 17 | 304.81 | 1 | 305.81 | 168195.5
7 | 18 | 18:00 | 200 | 2013-07-18 | 18 | 140.92 | 1 | 141.92 | 28384
7 | 18 | 19:00 | 2 | 2013-07-18 | 19 | 136.12 | 1 | 137.12 | 274.24
7 | 18 | 20:00 | 0 | 2013-07-18 | 20 | 103.52 | 1 | 104.52 | 0
7 | 18 | 21:00 | 0 | 2013-07-18 | 21 | 112.93 | 1 | 113.93 | 0
7 | 18 | 22:00 | 0 | 2013-07-18 | 22 | 96.3 | 1 | 97.3 | 0
7 | 18 | 23:00 | 0 | 2013-07-18 | 23 | 74.02 | 1 | 75.02 | 0
7 | 18 | 24:00 | 0 | 2013-07-18 | 24 | 54.85 | 1 | 55.85 | 0
7 | 19 | 01:00 | 0 | 2013-07-19 | 1 | 60.79 | 1 | 61.79 | 0
7 | 19 | 02:00 | 0 | 2013-07-19 | 2 | 51.33 | 1 | 52.33 | 0
7 | 19 | 03:00 | 0 | 2013-07-19 | 3 | 42.07 | 1 | 43.07 | 0
7 | 19 | 04:00 | 0 | 2013-07-19 | 4 | 39.8 | 1 | 40.8 | 0
7 | 19 | 05:00 | 0 | 2013-07-19 | 5 | 41.23 | 1 | 42.23 | 0
7 | 19 | 06:00 | 7 | 2013-07-19 | 6 | 45.51 | 1 | 46.51 | 325.57
7 | 19 | 07:00 | 394 | 2013-07-19 | 7 | 49 | 1 | 50 | 19700
7 | 19 | 08:00 | 414 | 2013-07-19 | 8 | 59.17 | 1 | 60.17 | 24910.38
7 | 19 | 09:00 | 890 | 2013-07-19 | 9 | 80.9 | 1 | 81.9 | 72891
7 | 19 | 10:00 | 1270 | 2013-07-19 | 10 | 110.32 | 1 | 111.32 | 141376.4
7 | 19 | 11:00 | 1419 | 2013-07-19 | 11 | 319.16 | 1 | 320.16 | 454307.04
7 | 19 | 12:00 | 2362 | 2013-07-19 | 12 | 435.61 | 1 | 436.61 | 1031272.82
7 | 19 | 13:00 | 2426 | 2013-07-19 | 13 | 550.85 | 1 | 551.85 | 1338788.1
7 | 19 | 14:00 | 2320 | 2013-07-19 | 14 | 300.97 | 1 | 301.97 | 700570.4
7 | 19 | 15:00 | 2005 | 2013-07-19 | 15 | 432.28 | 1 | 433.28 | 868726.4
7 | 19 | 16:00 | 1406 | 2013-07-19 | 16 | 281.35 | 1 | 282.35 | 396984.1
7 | 19 | 17:00 | 754 | 2013-07-19 | 17 | 277.96 | 1 | 278.96 | 210335.84
7 | 19 | 18:00 | 45 | 2013-07-19 | 18 | 218.19 | 1 | 219.19 | 9863.55
7 | 19 | 19:00 | 1 | 2013-07-19 | 19 | 66.64 | 1 | 67.64 | 67.64
7 | 19 | 20:00 | 0 | 2013-07-19 | 20 | 57.22 | 1 | 58.22 | 0
7 | 19 | 21:00 | 0 | 2013-07-19 | 21 | 87.14 | 1 | 88.14 | 0
7 | 19 | 22:00 | 0 | 2013-07-19 | 22 | 91.12 | 1 | 92.12 | 0
7 | 19 | 23:00 | 0 | 2013-07-19 | 23 | 71.24 | 1 | 72.24 | 0
7 | 19 | 24:00 | 0 | 2013-07-19 | 24 | 63.18 | 1 | 64.18 | 0
7 | 20 | 01:00 | 0 | 2013-07-20 | 1 | 53.51 | 1 | 54.51 | 0
7 | 20 | 02:00 | 0 | 2013-07-20 | 2 | 58.91 | 1 | 59.91 | 0
7 | 20 | 03:00 | 0 | 2013-07-20 | 3 | 55.18 | 1 | 56.18 | 0
7 | 20 | 04:00 | 0 | 2013-07-20 | 4 | 47.9 | 1 | 48.9 | 0
7 | 20 | 05:00 | 0 | 2013-07-20 | 5 | 45.79 | 1 | 46.79 | 0
7 | 20 | 06:00 | 11 | 2013-07-20 | 6 | 36.23 | 1 | 37.23 | 409.53
7 | 20 | 07:00 | 117 | 2013-07-20 | 7 | 26.92 | 1 | 27.92 | 3266.64
7 | 20 | 08:00 | 471 | 2013-07-20 | 8 | 41.78 | 1 | 42.78 | 20149.38
7 | 20 | 09:00 | 466 | 2013-07-20 | 9 | 45.66 | 1 | 46.66 | 21743.56
7 | 20 | 10:00 | 925 | 2013-07-20 | 10 | 53.04 | 1 | 54.04 | 49987
7 | 20 | 11:00 | 1181 | 2013-07-20 | 11 | 60.14 | 1 | 61.14 | 72206.34
7 | 20 | 12:00 | 626 | 2013-07-20 | 12 | 61.81 | 1 | 62.81 | 39319.06
7 | 20 | 13:00 | 605 | 2013-07-20 | 13 | 61.72 | 1 | 62.72 | 37945.6
7 | 20 | 14:00 | 686 | 2013-07-20 | 14 | 147.45 | 1 | 148.45 | 101836.7
7 | 20 | 15:00 | 527 | 2013-07-20 | 15 | 153.97 | 1 | 154.97 | 81669.19
7 | 20 | 16:00 | 446 | 2013-07-20 | 16 | 80.72 | 1 | 81.72 | 36447.12
7 | 20 | 17:00 | 285 | 2013-07-20 | 17 | 52.57 | 1 | 53.57 | 15267.45
7 | 20 | 18:00 | 31 | 2013-07-20 | 18 | 61.88 | 1 | 62.88 | 1949.28
7 | 20 | 19:00 | 0 | 2013-07-20 | 19 | 57.28 | 1 | 58.28 | 0
7 | 20 | 20:00 | 0 | 2013-07-20 | 20 | 51.88 | 1 | 52.88 | 0
7 | 20 | 21:00 | 0 | 2013-07-20 | 21 | 53.22 | 1 | 54.22 | 0
7 | 20 | 22:00 | 0 | 2013-07-20 | 22 | 49.77 | 1 | 50.77 | 0
7 | 20 | 23:00 | 0 | 2013-07-20 | 23 | 40.31 | 1 | 41.31 | 0
7 | 20 | 24:00 | 0 | 2013-07-20 | 24 | 48.96 | 1 | 49.96 | 0
7 | 21 | 01:00 | 0 | 2013-07-21 | 1 | 77.66 | 1 | 78.66 | 0
7 | 21 | 02:00 | 0 | 2013-07-21 | 2 | 53.96 | 1 | 54.96 | 0
7 | 21 | 03:00 | 0 | 2013-07-21 | 3 | 62.87 | 1 | 63.87 | 0
7 | 21 | 04:00 | 0 | 2013-07-21 | 4 | 42.2 | 1 | 43.2 | 0
7 | 21 | 05:00 | 0 | 2013-07-21 | 5 | 34.32 | 1 | 35.32 | 0
7 | 21 | 06:00 | 6 | 2013-07-21 | 6 | 31.64 | 1 | 32.64 | 195.84
7 | 21 | 07:00 | 169 | 2013-07-21 | 7 | 31.67 | 1 | 32.67 | 5521.23
7 | 21 | 08:00 | 664 | 2013-07-21 | 8 | 37.56 | 1 | 38.56 | 25603.84
7 | 21 | 09:00 | 1121 | 2013-07-21 | 9 | 32.8 | 1 | 33.8 | 37889.8
7 | 21 | 10:00 | 918 | 2013-07-21 | 10 | 32.52 | 1 | 33.52 | 30771.36
7 | 21 | 11:00 | 2434 | 2013-07-21 | 11 | 34 | 1 | 35 | 85190
7 | 21 | 12:00 | 2451 | 2013-07-21 | 12 | 33.12 | 1 | 34.12 | 83628.12
7 | 21 | 13:00 | 2025 | 2013-07-21 | 13 | 46.64 | 1 | 47.64 | 96471
7 | 21 | 14:00 | 1783 | 2013-07-21 | 14 | 53.55 | 1 | 54.55 | 97262.65
7 | 21 | 15:00 | 1694 | 2013-07-21 | 15 | 44.47 | 1 | 45.47 | 77026.18
7 | 21 | 16:00 | 797 | 2013-07-21 | 16 | 45.81 | 1 | 46.81 | 37307.57
7 | 21 | 17:00 | 599 | 2013-07-21 | 17 | 51.39 | 1 | 52.39 | 31381.61
7 | 21 | 18:00 | 210 | 2013-07-21 | 18 | 54.41 | 1 | 55.41 | 11636.1
7 | 21 | 19:00 | 0 | 2013-07-21 | 19 | 52.94 | 1 | 53.94 | 0
7 | 21 | 20:00 | 0 | 2013-07-21 | 20 | 47.81 | 1 | 48.81 | 0
7 | 21 | 21:00 | 0 | 2013-07-21 | 21 | 45.15 | 1 | 46.15 | 0
7 | 21 | 22:00 | 0 | 2013-07-21 | 22 | 38.4 | 1 | 39.4 | 0
7 | 21 | 23:00 | 0 | 2013-07-21 | 23 | 44.03 | 1 | 45.03 | 0
7 | 21 | 24:00 | 0 | 2013-07-21 | 24 | 38.26 | 1 | 39.26 | 0
7 | 22 | 01:00 | 0 | 2013-07-22 | 1 | 31.92 | 1 | 32.92 | 0
7 | 22 | 02:00 | 0 | 2013-07-22 | 2 | 32.56 | 1 | 33.56 | 0
7 | 22 | 03:00 | 0 | 2013-07-22 | 3 | 31.64 | 1 | 32.64 | 0
7 | 22 | 04:00 | 0 | 2013-07-22 | 4 | 30.7 | 1 | 31.7 | 0
7 | 22 | 05:00 | 0 | 2013-07-22 | 5 | 32.03 | 1 | 33.03 | 0
7 | 22 | 06:00 | 3 | 2013-07-22 | 6 | 32.57 | 1 | 33.57 | 100.71
7 | 22 | 07:00 | 332 | 2013-07-22 | 7 | 40.43 | 1 | 41.43 | 13754.76
7 | 22 | 08:00 | 963 | 2013-07-22 | 8 | 54.57 | 1 | 55.57 | 53513.91
7 | 22 | 09:00 | 1053 | 2013-07-22 | 9 | 46.71 | 1 | 47.71 | 50238.63
7 | 22 | 10:00 | 1910 | 2013-07-22 | 10 | 53.61 | 1 | 54.61 | 104305.1
7 | 22 | 11:00 | 2497 | 2013-07-22 | 11 | 58.1 | 1 | 59.1 | 147572.7
7 | 22 | 12:00 | 2587 | 2013-07-22 | 12 | 59.09 | 1 | 60.09 | 155452.83
7 | 22 | 13:00 | 2628 | 2013-07-22 | 13 | 59.87 | 1 | 60.87 | 159966.36
7 | 22 | 14:00 | 2414 | 2013-07-22 | 14 | 86.56 | 1 | 87.56 | 211369.84
7 | 22 | 15:00 | 2091 | 2013-07-22 | 15 | 71.77 | 1 | 72.77 | 152162.07
7 | 22 | 16:00 | 1475 | 2013-07-22 | 16 | 73.37 | 1 | 74.37 | 109695.75
7 | 22 | 17:00 | 835 | 2013-07-22 | 17 | 61.79 | 1 | 62.79 | 52429.65
7 | 22 | 18:00 | 63 | 2013-07-22 | 18 | 60.41 | 1 | 61.41 | 3868.83
7 | 22 | 19:00 | 1 | 2013-07-22 | 19 | 62.64 | 1 | 63.64 | 63.64
7 | 22 | 20:00 | 0 | 2013-07-22 | 20 | 62.82 | 1 | 63.82 | 0
7 | 22 | 21:00 | 0 | 2013-07-22 | 21 | 63.45 | 1 | 64.45 | 0
7 | 22 | 22:00 | 0 | 2013-07-22 | 22 | 55.57 | 1 | 56.57 | 0
7 | 22 | 23:00 | 0 | 2013-07-22 | 23 | 50.48 | 1 | 51.48 | 0
7 | 22 | 24:00 | 0 | 2013-07-22 | 24 | 41.57 | 1 | 42.57 | 0
7 | 23 | 01:00 | 0 | 2013-07-23 | 1 | 30.08 | 1 | 31.08 | 0
7 | 23 | 02:00 | 0 | 2013-07-23 | 2 | 30.66 | 1 | 31.66 | 0
7 | 23 | 03:00 | 0 | 2013-07-23 | 3 | 29.59 | 1 | 30.59 | 0
7 | 23 | 04:00 | 0 | 2013-07-23 | 4 | 30.83 | 1 | 31.83 | 0
7 | 23 | 05:00 | 0 | 2013-07-23 | 5 | 33.85 | 1 | 34.85 | 0
7 | 23 | 06:00 | 1 | 2013-07-23 | 6 | 34.92 | 1 | 35.92 | 35.92
7 | 23 | 07:00 | 266 | 2013-07-23 | 7 | 45.98 | 1 | 46.98 | 12496.68
7 | 23 | 08:00 | 1080 | 2013-07-23 | 8 | 58.49 | 1 | 59.49 | 64249.2
7 | 23 | 09:00 | 1816 | 2013-07-23 | 9 | 37.29 | 1 | 38.29 | 69534.64
7 | 23 | 10:00 | 2378 | 2013-07-23 | 10 | 36.58 | 1 | 37.58 | 89365.24
7 | 23 | 11:00 | 2662 | 2013-07-23 | 11 | 48.02 | 1 | 49.02 | 130491.24
7 | 23 | 12:00 | 2834 | 2013-07-23 | 12 | 50.91 | 1 | 51.91 | 147112.94
7 | 23 | 13:00 | 2625 | 2013-07-23 | 13 | 44.24 | 1 | 45.24 | 118755
7 | 23 | 14:00 | 2486 | 2013-07-23 | 14 | 58.03 | 1 | 59.03 | 146748.58
7 | 23 | 15:00 | 1808 | 2013-07-23 | 15 | 76 | 1 | 77 | 139216
7 | 23 | 16:00 | 1217 | 2013-07-23 | 16 | 92.84 | 1 | 93.84 | 114203.28
7 | 23 | 17:00 | 844 | 2013-07-23 | 17 | 80.22 | 1 | 81.22 | 68549.68
7 | 23 | 18:00 | 32 | 2013-07-23 | 18 | 48.82 | 1 | 49.82 | 1594.24
7 | 23 | 19:00 | 0 | 2013-07-23 | 19 | 51.51 | 1 | 52.51 | 0
7 | 23 | 20:00 | 0 | 2013-07-23 | 20 | 45.27 | 1 | 46.27 | 0
7 | 23 | 21:00 | 0 | 2013-07-23 | 21 | 50.58 | 1 | 51.58 | 0
7 | 23 | 22:00 | 0 | 2013-07-23 | 22 | 55.22 | 1 | 56.22 | 0
7 | 23 | 23:00 | 0 | 2013-07-23 | 23 | 43.15 | 1 | 44.15 | 0
7 | 23 | 24:00 | 0 | 2013-07-23 | 24 | 33.49 | 1 | 34.49 | 0
7 | 24 | 01:00 | 0 | 2013-07-24 | 1 | 31.62 | 1 | 32.62 | 0
7 | 24 | 02:00 | 0 | 2013-07-24 | 2 | 30.52 | 1 | 31.52 | 0
7 | 24 | 03:00 | 0 | 2013-07-24 | 3 | 29.63 | 1 | 30.63 | 0
7 | 24 | 04:00 | 0 | 2013-07-24 | 4 | 29.56 | 1 | 30.56 | 0
7 | 24 | 05:00 | 0 | 2013-07-24 | 5 | 30.29 | 1 | 31.29 | 0
7 | 24 | 06:00 | 2 | 2013-07-24 | 6 | 39.08 | 1 | 40.08 | 80.16
7 | 24 | 07:00 | 331 | 2013-07-24 | 7 | 31.83 | 1 | 32.83 | 10866.73
7 | 24 | 08:00 | 1060 | 2013-07-24 | 8 | 41.54 | 1 | 42.54 | 45092.4
7 | 24 | 09:00 | 1775 | 2013-07-24 | 9 | 54.95 | 1 | 55.95 | 99311.25
7 | 24 | 10:00 | 2274 | 2013-07-24 | 10 | 37.44 | 1 | 38.44 | 87412.56
7 | 24 | 11:00 | 2528 | 2013-07-24 | 11 | 52.54 | 1 | 53.54 | 135349.12
7 | 24 | 12:00 | 2573 | 2013-07-24 | 12 | 64.11 | 1 | 65.11 | 167528.03
7 | 24 | 13:00 | 2386 | 2013-07-24 | 13 | 65.11 | 1 | 66.11 | 157738.46
7 | 24 | 14:00 | 2292 | 2013-07-24 | 14 | 64.92 | 1 | 65.92 | 151088.64
7 | 24 | 15:00 | 2052 | 2013-07-24 | 15 | 51.12 | 1 | 52.12 | 106950.24
7 | 24 | 16:00 | 1456 | 2013-07-24 | 16 | 39.05 | 1 | 40.05 | 58312.8
7 | 24 | 17:00 | 740 | 2013-07-24 | 17 | 56.6 | 1 | 57.6 | 42624
7 | 24 | 18:00 | 108 | 2013-07-24 | 18 | 62.34 | 1 | 63.34 | 6840.72
7 | 24 | 19:00 | 2 | 2013-07-24 | 19 | 48.54 | 1 | 49.54 | 99.08
7 | 24 | 20:00 | 0 | 2013-07-24 | 20 | 35.02 | 1 | 36.02 | 0
7 | 24 | 21:00 | 0 | 2013-07-24 | 21 | 33.79 | 1 | 34.79 | 0
7 | 24 | 22:00 | 0 | 2013-07-24 | 22 | 36.14 | 1 | 37.14 | 0
7 | 24 | 23:00 | 0 | 2013-07-24 | 23 | 31.32 | 1 | 32.32 | 0
7 | 24 | 24:00 | 0 | 2013-07-24 | 24 | 29.43 | 1 | 30.43 | 0
7 | 25 | 01:00 | 0 | 2013-07-25 | 1 | 27.92 | 1 | 28.92 | 0
7 | 25 | 02:00 | 0 | 2013-07-25 | 2 | 25.31 | 1 | 26.31 | 0
7 | 25 | 03:00 | 0 | 2013-07-25 | 3 | 16.36 | 1 | 17.36 | 0
7 | 25 | 04:00 | 0 | 2013-07-25 | 4 | 4.81 | 1 | 5.81 | 0
7 | 25 | 05:00 | 0 | 2013-07-25 | 5 | 18.23 | 1 | 19.23 | 0
7 | 25 | 06:00 | 2 | 2013-07-25 | 6 | 27.53 | 1 | 28.53 | 57.06
7 | 25 | 07:00 | 362 | 2013-07-25 | 7 | 22.76 | 1 | 23.76 | 8601.12
7 | 25 | 08:00 | 1028 | 2013-07-25 | 8 | 28.24 | 1 | 29.24 | 30058.72
7 | 25 | 09:00 | 1763 | 2013-07-25 | 9 | 27.24 | 1 | 28.24 | 49787.12
7 | 25 | 10:00 | 2229 | 2013-07-25 | 10 | 17.12 | 1 | 18.12 | 40389.48
7 | 25 | 11:00 | 2363 | 2013-07-25 | 11 | 25.01 | 1 | 26.01 | 61461.63
7 | 25 | 12:00 | 2480 | 2013-07-25 | 12 | 15.9 | 1 | 16.9 | 41912
7 | 25 | 13:00 | 2445 | 2013-07-25 | 13 | 8.5 | 1 | 9.5 | 23227.5
7 | 25 | 14:00 | 2177 | 2013-07-25 | 14 | 11.93 | 1 | 12.93 | 28148.61
7 | 25 | 15:00 | 1787 | 2013-07-25 | 15 | 23.34 | 1 | 24.34 | 43495.58
7 | 25 | 16:00 | 1524 | 2013-07-25 | 16 | 23.91 | 1 | 24.91 | 37962.84
7 | 25 | 17:00 | 582 | 2013-07-25 | 17 | 20.53 | 1 | 21.53 | 12530.46
7 | 25 | 18:00 | 100 | 2013-07-25 | 18 | 22.7 | 1 | 23.7 | 2370
7 | 25 | 19:00 | 1 | 2013-07-25 | 19 | 23.03 | 1 | 24.03 | 24.03
7 | 25 | 20:00 | 0 | 2013-07-25 | 20 | 23.25 | 1 | 24.25 | 0
7 | 25 | 21:00 | 0 | 2013-07-25 | 21 | 26.03 | 1 | 27.03 | 0
7 | 25 | 22:00 | 0 | 2013-07-25 | 22 | 10.37 | 1 | 11.37 | 0
7 | 25 | 23:00 | 0 | 2013-07-25 | 23 | 15.18 | 1 | 16.18 | 0
7 | 25 | 24:00 | 0 | 2013-07-25 | 24 | 5.94 | 1 | 6.94 | 0
7 | 26 | 01:00 | 0 | 2013-07-26 | 1 | 14.86 | 1 | 15.86 | 0
7 | 26 | 02:00 | 0 | 2013-07-26 | 2 | 14.81 | 1 | 15.81 | 0
7 | 26 | 03:00 | 0 | 2013-07-26 | 3 | 14.82 | 1 | 15.82 | 0
7 | 26 | 04:00 | 0 | 2013-07-26 | 4 | 17 | 1 | 18 | 0
7 | 26 | 05:00 | 0 | 2013-07-26 | 5 | 16.66 | 1 | 17.66 | 0
7 | 26 | 06:00 | 10 | 2013-07-26 | 6 | 17.71 | 1 | 18.71 | 187.1
7 | 26 | 07:00 | 34 | 2013-07-26 | 7 | 17.27 | 1 | 18.27 | 621.18
7 | 26 | 08:00 | 484 | 2013-07-26 | 8 | 32.36 | 1 | 33.36 | 16146.24
7 | 26 | 09:00 | 882 | 2013-07-26 | 9 | 37.04 | 1 | 38.04 | 33551.28
7 | 26 | 10:00 | 764 | 2013-07-26 | 10 | 33.26 | 1 | 34.26 | 26174.64
7 | 26 | 11:00 | 1485 | 2013-07-26 | 11 | 31.42 | 1 | 32.42 | 48143.7
7 | 26 | 12:00 | 1515 | 2013-07-26 | 12 | 31.86 | 1 | 32.86 | 49782.9
7 | 26 | 13:00 | 1023 | 2013-07-26 | 13 | 32.5 | 1 | 33.5 | 34270.5
7 | 26 | 14:00 | 1491 | 2013-07-26 | 14 | 33.25 | 1 | 34.25 | 51066.75
7 | 26 | 15:00 | 653 | 2013-07-26 | 15 | 30.04 | 1 | 31.04 | 20269.12
7 | 26 | 16:00 | 442 | 2013-07-26 | 16 | 28.83 | 1 | 29.83 | 13184.86
7 | 26 | 17:00 | 488 | 2013-07-26 | 17 | 30.69 | 1 | 31.69 | 15464.72
7 | 26 | 18:00 | 9 | 2013-07-26 | 18 | 33.47 | 1 | 34.47 | 310.23
7 | 26 | 19:00 | 1 | 2013-07-26 | 19 | 32.83 | 1 | 33.83 | 33.83
7 | 26 | 20:00 | 0 | 2013-07-26 | 20 | 29.35 | 1 | 30.35 | 0
7 | 26 | 21:00 | 0 | 2013-07-26 | 21 | 29.99 | 1 | 30.99 | 0
7 | 26 | 22:00 | 0 | 2013-07-26 | 22 | 29.38 | 1 | 30.38 | 0
7 | 26 | 23:00 | 0 | 2013-07-26 | 23 | 13.18 | 1 | 14.18 | 0
7 | 26 | 24:00 | 0 | 2013-07-26 | 24 | 24.48 | 1 | 25.48 | 0
7 | 27 | 01:00 | 0 | 2013-07-27 | 1 | 22.69 | 1 | 23.69 | 0
7 | 27 | 02:00 | 0 | 2013-07-27 | 2 | 12.41 | 1 | 13.41 | 0
7 | 27 | 03:00 | 0 | 2013-07-27 | 3 | 17.87 | 1 | 18.87 | 0
7 | 27 | 04:00 | 0 | 2013-07-27 | 4 | 14.1 | 1 | 15.1 | 0
7 | 27 | 05:00 | 0 | 2013-07-27 | 5 | 5.26 | 1 | 6.26 | 0
7 | 27 | 06:00 | 1 | 2013-07-27 | 6 | 0.69 | 1 | 1.69 | 1.69
7 | 27 | 07:00 | 230 | 2013-07-27 | 7 | 0 | 1 | 1 | 230
7 | 27 | 08:00 | 823 | 2013-07-27 | 8 | 0 | 1 | 1 | 823
7 | 27 | 09:00 | 1549 | 2013-07-27 | 9 | 23.25 | 1 | 24.25 | 37563.25
7 | 27 | 10:00 | 1909 | 2013-07-27 | 10 | 29.96 | 1 | 30.96 | 59102.64
7 | 27 | 11:00 | 2509 | 2013-07-27 | 11 | 30.19 | 1 | 31.19 | 78255.71
7 | 27 | 12:00 | 2827 | 2013-07-27 | 12 | 31.75 | 1 | 32.75 | 92584.25
7 | 27 | 13:00 | 2687 | 2013-07-27 | 13 | 35.85 | 1 | 36.85 | 99015.95
7 | 27 | 14:00 | 2503 | 2013-07-27 | 14 | 34.88 | 1 | 35.88 | 89807.64
7 | 27 | 15:00 | 2236 | 2013-07-27 | 15 | 33.16 | 1 | 34.16 | 76381.76
7 | 27 | 16:00 | 1393 | 2013-07-27 | 16 | 33.99 | 1 | 34.99 | 48741.07
7 | 27 | 17:00 | 661 | 2013-07-27 | 17 | 34.6 | 1 | 35.6 | 23531.6
7 | 27 | 18:00 | 74 | 2013-07-27 | 18 | 35.08 | 1 | 36.08 | 2669.92
7 | 27 | 19:00 | 2 | 2013-07-27 | 19 | 34.68 | 1 | 35.68 | 71.36
7 | 27 | 20:00 | 0 | 2013-07-27 | 20 | 28.58 | 1 | 29.58 | 0
7 | 27 | 21:00 | 0 | 2013-07-27 | 21 | 29.4 | 1 | 30.4 | 0
7 | 27 | 22:00 | 0 | 2013-07-27 | 22 | 26.82 | 1 | 27.82 | 0
7 | 27 | 23:00 | 0 | 2013-07-27 | 23 | 21.98 | 1 | 22.98 | 0
7 | 27 | 24:00 | 0 | 2013-07-27 | 24 | 7.09 | 1 | 8.09 | 0
7 | 28 | 01:00 | 0 | 2013-07-28 | 1 | 24.59 | 1 | 25.59 | 0
7 | 28 | 02:00 | 0 | 2013-07-28 | 2 | 25.22 | 1 | 26.22 | 0
7 | 28 | 03:00 | 0 | 2013-07-28 | 3 | 21.9 | 1 | 22.9 | 0
7 | 28 | 04:00 | 0 | 2013-07-28 | 4 | 23.7 | 1 | 24.7 | 0
7 | 28 | 05:00 | 0 | 2013-07-28 | 5 | 24.15 | 1 | 25.15 | 0
7 | 28 | 06:00 | 8 | 2013-07-28 | 6 | 25.48 | 1 | 26.48 | 211.84
7 | 28 | 07:00 | 273 | 2013-07-28 | 7 | 22.57 | 1 | 23.57 | 6434.61
7 | 28 | 08:00 | 797 | 2013-07-28 | 8 | 18.35 | 1 | 19.35 | 15421.95
7 | 28 | 09:00 | 1728 | 2013-07-28 | 9 | 15.66 | 1 | 16.66 | 28788.48
7 | 28 | 10:00 | 2209 | 2013-07-28 | 10 | 20.71 | 1 | 21.71 | 47957.39
7 | 28 | 11:00 | 2450 | 2013-07-28 | 11 | 18.54 | 1 | 19.54 | 47873
7 | 28 | 12:00 | 2603 | 2013-07-28 | 12 | 24.06 | 1 | 25.06 | 65231.18
7 | 28 | 13:00 | 2326 | 2013-07-28 | 13 | 26.53 | 1 | 27.53 | 64034.78
7 | 28 | 14:00 | 2022 | 2013-07-28 | 14 | 27.82 | 1 | 28.82 | 58274.04
7 | 28 | 15:00 | 836 | 2013-07-28 | 15 | 28.75 | 1 | 29.75 | 24871
7 | 28 | 16:00 | 145 | 2013-07-28 | 16 | 28.21 | 1 | 29.21 | 4235.45
7 | 28 | 17:00 | 173 | 2013-07-28 | 17 | 34.36 | 1 | 35.36 | 6117.28
7 | 28 | 18:00 | 30 | 2013-07-28 | 18 | 35.84 | 1 | 36.84 | 1105.2
7 | 28 | 19:00 | 0 | 2013-07-28 | 19 | 31.08 | 1 | 32.08 | 0
7 | 28 | 20:00 | 0 | 2013-07-28 | 20 | 30.33 | 1 | 31.33 | 0
7 | 28 | 21:00 | 0 | 2013-07-28 | 21 | 28.67 | 1 | 29.67 | 0
7 | 28 | 22:00 | 0 | 2013-07-28 | 22 | 25.93 | 1 | 26.93 | 0
7 | 28 | 23:00 | 0 | 2013-07-28 | 23 | 21.61 | 1 | 22.61 | 0
7 | 28 | 24:00 | 0 | 2013-07-28 | 24 | 18.67 | 1 | 19.67 | 0
7 | 29 | 01:00 | 0 | 2013-07-29 | 1 | 24.64 | 1 | 25.64 | 0
7 | 29 | 02:00 | 0 | 2013-07-29 | 2 | 21.77 | 1 | 22.77 | 0
7 | 29 | 03:00 | 0 | 2013-07-29 | 3 | 17.84 | 1 | 18.84 | 0
7 | 29 | 04:00 | 0 | 2013-07-29 | 4 | 25.3 | 1 | 26.3 | 0
7 | 29 | 05:00 | 0 | 2013-07-29 | 5 | 26.11 | 1 | 27.11 | 0
7 | 29 | 06:00 | 0 | 2013-07-29 | 6 | 25.98 | 1 | 26.98 | 0
7 | 29 | 07:00 | 21 | 2013-07-29 | 7 | 25.97 | 1 | 26.97 | 566.37
7 | 29 | 08:00 | 580 | 2013-07-29 | 8 | 27.9 | 1 | 28.9 | 16762
7 | 29 | 09:00 | 889 | 2013-07-29 | 9 | 30.13 | 1 | 31.13 | 27674.57
7 | 29 | 10:00 | 1056 | 2013-07-29 | 10 | 32.15 | 1 | 33.15 | 35006.4
7 | 29 | 11:00 | 1184 | 2013-07-29 | 11 | 38.46 | 1 | 39.46 | 46720.64
7 | 29 | 12:00 | 1127 | 2013-07-29 | 12 | 55.17 | 1 | 56.17 | 63303.59
7 | 29 | 13:00 | 1151 | 2013-07-29 | 13 | 48.08 | 1 | 49.08 | 56491.08
7 | 29 | 14:00 | 1127 | 2013-07-29 | 14 | 48.92 | 1 | 49.92 | 56259.84
7 | 29 | 15:00 | 914 | 2013-07-29 | 15 | 61.39 | 1 | 62.39 | 57024.46
7 | 29 | 16:00 | 737 | 2013-07-29 | 16 | 80.41 | 1 | 81.41 | 59999.17
7 | 29 | 17:00 | 487 | 2013-07-29 | 17 | 50.7 | 1 | 51.7 | 25177.9
7 | 29 | 18:00 | 13 | 2013-07-29 | 18 | 51.24 | 1 | 52.24 | 679.12
7 | 29 | 19:00 | 1 | 2013-07-29 | 19 | 65.64 | 1 | 66.64 | 66.64
7 | 29 | 20:00 | 0 | 2013-07-29 | 20 | 65.39 | 1 | 66.39 | 0
7 | 29 | 21:00 | 0 | 2013-07-29 | 21 | 47.28 | 1 | 48.28 | 0
7 | 29 | 22:00 | 0 | 2013-07-29 | 22 | 32.95 | 1 | 33.95 | 0
7 | 29 | 23:00 | 0 | 2013-07-29 | 23 | 31.31 | 1 | 32.31 | 0
7 | 29 | 24:00 | 0 | 2013-07-29 | 24 | 29.24 | 1 | 30.24 | 0
7 | 30 | 01:00 | 0 | 2013-07-30 | 1 | 28.74 | 1 | 29.74 | 0
7 | 30 | 02:00 | 0 | 2013-07-30 | 2 | 25.82 | 1 | 26.82 | 0
7 | 30 | 03:00 | 0 | 2013-07-30 | 3 | 25.8 | 1 | 26.8 | 0
7 | 30 | 04:00 | 0 | 2013-07-30 | 4 | 25.57 | 1 | 26.57 | 0
7 | 30 | 05:00 | 0 | 2013-07-30 | 5 | 24.76 | 1 | 25.76 | 0
7 | 30 | 06:00 | 4 | 2013-07-30 | 6 | 26.61 | 1 | 27.61 | 110.44
7 | 30 | 07:00 | 78 | 2013-07-30 | 7 | 26.56 | 1 | 27.56 | 2149.68
7 | 30 | 08:00 | 164 | 2013-07-30 | 8 | 32.09 | 1 | 33.09 | 5426.76
7 | 30 | 09:00 | 1279 | 2013-07-30 | 9 | 27.96 | 1 | 28.96 | 37039.84
7 | 30 | 10:00 | 1016 | 2013-07-30 | 10 | 28.13 | 1 | 29.13 | 29596.08
7 | 30 | 11:00 | 1936 | 2013-07-30 | 11 | 28.84 | 1 | 29.84 | 57770.24
7 | 30 | 12:00 | 1422 | 2013-07-30 | 12 | 30.73 | 1 | 31.73 | 45120.06
7 | 30 | 13:00 | 2407 | 2013-07-30 | 13 | 30.72 | 1 | 31.72 | 76350.04
7 | 30 | 14:00 | 2395 | 2013-07-30 | 14 | 32.17 | 1 | 33.17 | 79442.15
7 | 30 | 15:00 | 1821 | 2013-07-30 | 15 | 34.32 | 1 | 35.32 | 64317.72
7 | 30 | 16:00 | 1407 | 2013-07-30 | 16 | 31.97 | 1 | 32.97 | 46388.79
7 | 30 | 17:00 | 844 | 2013-07-30 | 17 | 33.02 | 1 | 34.02 | 28712.88
7 | 30 | 18:00 | 31 | 2013-07-30 | 18 | 42.54 | 1 | 43.54 | 1349.74
7 | 30 | 19:00 | 0 | 2013-07-30 | 19 | 40.67 | 1 | 41.67 | 0
7 | 30 | 20:00 | 0 | 2013-07-30 | 20 | 34.03 | 1 | 35.03 | 0
7 | 30 | 21:00 | 0 | 2013-07-30 | 21 | 34.18 | 1 | 35.18 | 0
7 | 30 | 22:00 | 0 | 2013-07-30 | 22 | 34.57 | 1 | 35.57 | 0
7 | 30 | 23:00 | 0 | 2013-07-30 | 23 | 34.66 | 1 | 35.66 | 0
7 | 30 | 24:00 | 0 | 2013-07-30 | 24 | 26.98 | 1 | 27.98 | 0
7 | 31 | 01:00 | 0 | 2013-07-31 | 1 | 23.74 | 1 | 24.74 | 0
7 | 31 | 02:00 | 0 | 2013-07-31 | 2 | 22.07 | 1 | 23.07 | 0
7 | 31 | 03:00 | 0 | 2013-07-31 | 3 | 23.35 | 1 | 24.35 | 0
7 | 31 | 04:00 | 0 | 2013-07-31 | 4 | 22.49 | 1 | 23.49 | 0
7 | 31 | 05:00 | 0 | 2013-07-31 | 5 | 22.21 | 1 | 23.21 | 0
7 | 31 | 06:00 | 1 | 2013-07-31 | 6 | 19.85 | 1 | 20.85 | 20.85
7 | 31 | 07:00 | 240 | 2013-07-31 | 7 | 20.27 | 1 | 21.27 | 5104.8
7 | 31 | 08:00 | 1069 | 2013-07-31 | 8 | 30.97 | 1 | 31.97 | 34175.93
7 | 31 | 09:00 | 1791 | 2013-07-31 | 9 | 29.75 | 1 | 30.75 | 55073.25
7 | 31 | 10:00 | 2266 | 2013-07-31 | 10 | 29.76 | 1 | 30.76 | 69702.16
7 | 31 | 11:00 | 2561 | 2013-07-31 | 11 | 33.26 | 1 | 34.26 | 87739.86
7 | 31 | 12:00 | 2688 | 2013-07-31 | 12 | 34.01 | 1 | 35.01 | 94106.88
7 | 31 | 13:00 | 2683 | 2013-07-31 | 13 | 33.57 | 1 | 34.57 | 92751.31
7 | 31 | 14:00 | 2245 | 2013-07-31 | 14 | 33.12 | 1 | 34.12 | 76599.4
7 | 31 | 15:00 | 1829 | 2013-07-31 | 15 | 34.73 | 1 | 35.73 | 65350.17
7 | 31 | 16:00 | 1339 | 2013-07-31 | 16 | 34.42 | 1 | 35.42 | 47427.38
7 | 31 | 17:00 | 805 | 2013-07-31 | 17 | 35.1 | 1 | 36.1 | 29060.5
7 | 31 | 18:00 | 28 | 2013-07-31 | 18 | 35.29 | 1 | 36.29 | 1016.12
7 | 31 | 19:00 | 0 | 2013-07-31 | 19 | 35.16 | 1 | 36.16 | 0
7 | 31 | 20:00 | 0 | 2013-07-31 | 20 | 31.21 | 1 | 32.21 | 0
7 | 31 | 21:00 | 0 | 2013-07-31 | 21 | 32.53 | 1 | 33.53 | 0
7 | 31 | 22:00 | 0 | 2013-07-31 | 22 | 33.39 | 1 | 34.39 | 0
7 | 31 | 23:00 | 0 | 2013-07-31 | 23 | 30.64 | 1 | 31.64 | 0
7 | 31 | 24:00 | 0 | 2013-07-31 | 24 | 22.11 | 1 | 23.11 | 0
8 | 1 | 01:00 | 0 | 2013-08-01 | 1 | 26.8 | 1 | 27.8 | 0
8 | 1 | 02:00 | 0 | 2013-08-01 | 2 | 26.97 | 1 | 27.97 | 0
8 | 1 | 03:00 | 0 | 2013-08-01 | 3 | 26.24 | 1 | 27.24 | 0
8 | 1 | 04:00 | 0 | 2013-08-01 | 4 | 19.05 | 1 | 20.05 | 0
8 | 1 | 05:00 | 0 | 2013-08-01 | 5 | 20.75 | 1 | 21.75 | 0
8 | 1 | 06:00 | 2 | 2013-08-01 | 6 | 25.63 | 1 | 26.63 | 53.26
8 | 1 | 07:00 | 202 | 2013-08-01 | 7 | 24.87 | 1 | 25.87 | 5225.74
8 | 1 | 08:00 | 1054 | 2013-08-01 | 8 | 31.25 | 1 | 32.25 | 33991.5
8 | 1 | 09:00 | 1673 | 2013-08-01 | 9 | 31.66 | 1 | 32.66 | 54640.18
8 | 1 | 10:00 | 2198 | 2013-08-01 | 10 | 32.59 | 1 | 33.59 | 73830.82
8 | 1 | 11:00 | 2444 | 2013-08-01 | 11 | 38.57 | 1 | 39.57 | 96709.08
8 | 1 | 12:00 | 2565 | 2013-08-01 | 12 | 35.99 | 1 | 36.99 | 94879.35
8 | 1 | 13:00 | 2601 | 2013-08-01 | 13 | 33.49 | 1 | 34.49 | 89708.49
8 | 1 | 14:00 | 2275 | 2013-08-01 | 14 | 31.42 | 1 | 32.42 | 73755.5
8 | 1 | 15:00 | 2047 | 2013-08-01 | 15 | 30.07 | 1 | 31.07 | 63600.29
8 | 1 | 16:00 | 1492 | 2013-08-01 | 16 | 27.33 | 1 | 28.33 | 42268.36
8 | 1 | 17:00 | 774 | 2013-08-01 | 17 | 25.28 | 1 | 26.28 | 20340.72
8 | 1 | 18:00 | 26 | 2013-08-01 | 18 | 26.88 | 1 | 27.88 | 724.88
8 | 1 | 19:00 | 0 | 2013-08-01 | 19 | 26.95 | 1 | 27.95 | 0
8 | 1 | 20:00 | 0 | 2013-08-01 | 20 | 28.42 | 1 | 29.42 | 0
8 | 1 | 21:00 | 0 | 2013-08-01 | 21 | 30 | 1 | 31 | 0
8 | 1 | 22:00 | 0 | 2013-08-01 | 22 | 27.77 | 1 | 28.77 | 0
8 | 1 | 23:00 | 0 | 2013-08-01 | 23 | 24.94 | 1 | 25.94 | 0
8 | 1 | 24:00 | 0 | 2013-08-01 | 24 | 21.72 | 1 | 22.72 | 0
8 | 2 | 01:00 | 0 | 2013-08-02 | 1 | 22.1 | 1 | 23.1 | 0
8 | 2 | 02:00 | 0 | 2013-08-02 | 2 | 21.95 | 1 | 22.95 | 0
8 | 2 | 03:00 | 0 | 2013-08-02 | 3 | 21.19 | 1 | 22.19 | 0
8 | 2 | 04:00 | 0 | 2013-08-02 | 4 | 21.98 | 1 | 22.98 | 0
8 | 2 | 05:00 | 0 | 2013-08-02 | 5 | 22.01 | 1 | 23.01 | 0
8 | 2 | 06:00 | 4 | 2013-08-02 | 6 | 24.25 | 1 | 25.25 | 101
8 | 2 | 07:00 | 256 | 2013-08-02 | 7 | 24.64 | 1 | 25.64 | 6563.84
8 | 2 | 08:00 | 888 | 2013-08-02 | 8 | 29.93 | 1 | 30.93 | 27465.84
8 | 2 | 09:00 | 1581 | 2013-08-02 | 9 | 29.66 | 1 | 30.66 | 48473.46
8 | 2 | 10:00 | 1812 | 2013-08-02 | 10 | 30.59 | 1 | 31.59 | 57241.08
8 | 2 | 11:00 | 1725 | 2013-08-02 | 11 | 37.13 | 1 | 38.13 | 65774.25
8 | 2 | 12:00 | 1901 | 2013-08-02 | 12 | 39.74 | 1 | 40.74 | 77446.74
8 | 2 | 13:00 | 2429 | 2013-08-02 | 13 | 33.92 | 1 | 34.92 | 84820.68
8 | 2 | 14:00 | 1892 | 2013-08-02 | 14 | 33.97 | 1 | 34.97 | 66163.24
8 | 2 | 15:00 | 2044 | 2013-08-02 | 15 | 45.58 | 1 | 46.58 | 95209.52
8 | 2 | 16:00 | 1449 | 2013-08-02 | 16 | 48.24 | 1 | 49.24 | 71348.76
8 | 2 | 17:00 | 788 | 2013-08-02 | 17 | 43.81 | 1 | 44.81 | 35310.28
8 | 2 | 18:00 | 22 | 2013-08-02 | 18 | 44.51 | 1 | 45.51 | 1001.22
8 | 2 | 19:00 | 0 | 2013-08-02 | 19 | 39.75 | 1 | 40.75 | 0
8 | 2 | 20:00 | 0 | 2013-08-02 | 20 | 34.78 | 1 | 35.78 | 0
8 | 2 | 21:00 | 0 | 2013-08-02 | 21 | 36.52 | 1 | 37.52 | 0
8 | 2 | 22:00 | 0 | 2013-08-02 | 22 | 33.25 | 1 | 34.25 | 0
8 | 2 | 23:00 | 0 | 2013-08-02 | 23 | 31.5 | 1 | 32.5 | 0
8 | 2 | 24:00 | 0 | 2013-08-02 | 24 | 27.97 | 1 | 28.97 | 0
8 | 3 | 01:00 | 0 | 2013-08-03 | 1 | 35.82 | 1 | 36.82 | 0
8 | 3 | 02:00 | 0 | 2013-08-03 | 2 | 27.79 | 1 | 28.79 | 0
8 | 3 | 03:00 | 0 | 2013-08-03 | 3 | 26.1 | 1 | 27.1 | 0
8 | 3 | 04:00 | 0 | 2013-08-03 | 4 | 24.61 | 1 | 25.61 | 0
8 | 3 | 05:00 | 0 | 2013-08-03 | 5 | 23.88 | 1 | 24.88 | 0
8 | 3 | 06:00 | 3 | 2013-08-03 | 6 | 29.87 | 1 | 30.87 | 92.61
8 | 3 | 07:00 | 269 | 2013-08-03 | 7 | 24.96 | 1 | 25.96 | 6983.24
8 | 3 | 08:00 | 929 | 2013-08-03 | 8 | 22.6 | 1 | 23.6 | 21924.4
8 | 3 | 09:00 | 1399 | 2013-08-03 | 9 | 23.66 | 1 | 24.66 | 34499.34
8 | 3 | 10:00 | 1817 | 2013-08-03 | 10 | 25.3 | 1 | 26.3 | 47787.1
8 | 3 | 11:00 | 2083 | 2013-08-03 | 11 | 23.18 | 1 | 24.18 | 50366.94
8 | 3 | 12:00 | 2284 | 2013-08-03 | 12 | 22.89 | 1 | 23.89 | 54564.76
8 | 3 | 13:00 | 2446 | 2013-08-03 | 13 | 24.29 | 1 | 25.29 | 61859.34
8 | 3 | 14:00 | 2260 | 2013-08-03 | 14 | 24.07 | 1 | 25.07 | 56658.2
8 | 3 | 15:00 | 1809 | 2013-08-03 | 15 | 24.1 | 1 | 25.1 | 45405.9
8 | 3 | 16:00 | 1122 | 2013-08-03 | 16 | 24.73 | 1 | 25.73 | 28869.06
8 | 3 | 17:00 | 597 | 2013-08-03 | 17 | 27.19 | 1 | 28.19 | 16829.43
8 | 3 | 18:00 | 97 | 2013-08-03 | 18 | 28.5 | 1 | 29.5 | 2861.5
8 | 3 | 19:00 | 1 | 2013-08-03 | 19 | 27.59 | 1 | 28.59 | 28.59
8 | 3 | 20:00 | 0 | 2013-08-03 | 20 | 26.58 | 1 | 27.58 | 0
8 | 3 | 21:00 | 0 | 2013-08-03 | 21 | 27.91 | 1 | 28.91 | 0
8 | 3 | 22:00 | 0 | 2013-08-03 | 22 | 26.91 | 1 | 27.91 | 0
8 | 3 | 23:00 | 0 | 2013-08-03 | 23 | 24.91 | 1 | 25.91 | 0
8 | 3 | 24:00 | 0 | 2013-08-03 | 24 | 21.56 | 1 | 22.56 | 0
8 | 4 | 01:00 | 0 | 2013-08-04 | 1 | 21.85 | 1 | 22.85 | 0
8 | 4 | 02:00 | 0 | 2013-08-04 | 2 | 20.95 | 1 | 21.95 | 0
8 | 4 | 03:00 | 0 | 2013-08-04 | 3 | 18.83 | 1 | 19.83 | 0
8 | 4 | 04:00 | 0 | 2013-08-04 | 4 | 18.11 | 1 | 19.11 | 0
8 | 4 | 05:00 | 0 | 2013-08-04 | 5 | 18.23 | 1 | 19.23 | 0
8 | 4 | 06:00 | 0 | 2013-08-04 | 6 | 18.82 | 1 | 19.82 | 0
8 | 4 | 07:00 | 267 | 2013-08-04 | 7 | 7.93 | 1 | 8.93 | 2384.31
8 | 4 | 08:00 | 1016 | 2013-08-04 | 8 | 21.82 | 1 | 22.82 | 23185.12
8 | 4 | 09:00 | 1716 | 2013-08-04 | 9 | 23.05 | 1 | 24.05 | 41269.8
8 | 4 | 10:00 | 2136 | 2013-08-04 | 10 | 21.67 | 1 | 22.67 | 48423.12
8 | 4 | 11:00 | 2370 | 2013-08-04 | 11 | 24.07 | 1 | 25.07 | 59415.9
8 | 4 | 12:00 | 2523 | 2013-08-04 | 12 | 25.86 | 1 | 26.86 | 67767.78
8 | 4 | 13:00 | 2529 | 2013-08-04 | 13 | 27.96 | 1 | 28.96 | 73239.84
8 | 4 | 14:00 | 2131 | 2013-08-04 | 14 | 26.88 | 1 | 27.88 | 59412.28
8 | 4 | 15:00 | 1673 | 2013-08-04 | 15 | 27.1 | 1 | 28.1 | 47011.3
8 | 4 | 16:00 | 1398 | 2013-08-04 | 16 | 28.02 | 1 | 29.02 | 40569.96
8 | 4 | 17:00 | 667 | 2013-08-04 | 17 | 28.3 | 1 | 29.3 | 19543.1
8 | 4 | 18:00 | 51 | 2013-08-04 | 18 | 28.63 | 1 | 29.63 | 1511.13
8 | 4 | 19:00 | 0 | 2013-08-04 | 19 | 27.02 | 1 | 28.02 | 0
8 | 4 | 20:00 | 0 | 2013-08-04 | 20 | 24.8 | 1 | 25.8 | 0
8 | 4 | 21:00 | 0 | 2013-08-04 | 21 | 27.99 | 1 | 28.99 | 0
8 | 4 | 22:00 | 0 | 2013-08-04 | 22 | 24.36 | 1 | 25.36 | 0
8 | 4 | 23:00 | 0 | 2013-08-04 | 23 | 23.82 | 1 | 24.82 | 0
8 | 4 | 24:00 | 0 | 2013-08-04 | 24 | 19.76 | 1 | 20.76 | 0
8 | 5 | 01:00 | 0 | 2013-08-05 | 1 | 15.86 | 1 | 16.86 | 0
8 | 5 | 02:00 | 0 | 2013-08-05 | 2 | 19.29 | 1 | 20.29 | 0
8 | 5 | 03:00 | 0 | 2013-08-05 | 3 | 16.51 | 1 | 17.51 | 0
8 | 5 | 04:00 | 0 | 2013-08-05 | 4 | 16.11 | 1 | 17.11 | 0
8 | 5 | 05:00 | 0 | 2013-08-05 | 5 | 19.76 | 1 | 20.76 | 0
8 | 5 | 06:00 | 1 | 2013-08-05 | 6 | 15.06 | 1 | 16.06 | 16.06
8 | 5 | 07:00 | 152 | 2013-08-05 | 7 | 17.91 | 1 | 18.91 | 2874.32
8 | 5 | 08:00 | 239 | 2013-08-05 | 8 | 22.6 | 1 | 23.6 | 5640.4
8 | 5 | 09:00 | 370 | 2013-08-05 | 9 | 23.92 | 1 | 24.92 | 9220.4
8 | 5 | 10:00 | 732 | 2013-08-05 | 10 | 25.15 | 1 | 26.15 | 19141.8
8 | 5 | 11:00 | 887 | 2013-08-05 | 11 | 25.89 | 1 | 26.89 | 23851.43
8 | 5 | 12:00 | 925 | 2013-08-05 | 12 | 25.04 | 1 | 26.04 | 24087
8 | 5 | 13:00 | 1033 | 2013-08-05 | 13 | 24.53 | 1 | 25.53 | 26372.49
8 | 5 | 14:00 | 1771 | 2013-08-05 | 14 | 24.08 | 1 | 25.08 | 44416.68
8 | 5 | 15:00 | 1432 | 2013-08-05 | 15 | 24.12 | 1 | 25.12 | 35971.84
8 | 5 | 16:00 | 584 | 2013-08-05 | 16 | 23.96 | 1 | 24.96 | 14576.64
8 | 5 | 17:00 | 11 | 2013-08-05 | 17 | 24.77 | 1 | 25.77 | 283.47
8 | 5 | 18:00 | 2 | 2013-08-05 | 18 | 25.21 | 1 | 26.21 | 52.42
8 | 5 | 19:00 | 0 | 2013-08-05 | 19 | 25.93 | 1 | 26.93 | 0
8 | 5 | 20:00 | 0 | 2013-08-05 | 20 | 27.38 | 1 | 28.38 | 0
8 | 5 | 21:00 | 0 | 2013-08-05 | 21 | 27.88 | 1 | 28.88 | 0
8 | 5 | 22:00 | 0 | 2013-08-05 | 22 | 24.12 | 1 | 25.12 | 0
8 | 5 | 23:00 | 0 | 2013-08-05 | 23 | 15.65 | 1 | 16.65 | 0
8 | 5 | 24:00 | 0 | 2013-08-05 | 24 | 10.99 | 1 | 11.99 | 0
8 | 6 | 01:00 | 0 | 2013-08-06 | 1 | 1.84 | 1 | 2.84 | 0
8 | 6 | 02:00 | 0 | 2013-08-06 | 2 | 0 | 1 | 1 | 0
8 | 6 | 03:00 | 0 | 2013-08-06 | 3 | 0 | 1 | 1 | 0
8 | 6 | 04:00 | 0 | 2013-08-06 | 4 | 0 | 1 | 1 | 0
8 | 6 | 05:00 | 0 | 2013-08-06 | 5 | 0 | 1 | 1 | 0
8 | 6 | 06:00 | 1 | 2013-08-06 | 6 | 15.62 | 1 | 16.62 | 16.62
8 | 6 | 07:00 | 214 | 2013-08-06 | 7 | 22.51 | 1 | 23.51 | 5031.14
8 | 6 | 08:00 | 628 | 2013-08-06 | 8 | 25.12 | 1 | 26.12 | 16403.36
8 | 6 | 09:00 | 1102 | 2013-08-06 | 9 | 26.18 | 1 | 27.18 | 29952.36
8 | 6 | 10:00 | 1846 | 2013-08-06 | 10 | 26.98 | 1 | 27.98 | 51651.08
8 | 6 | 11:00 | 1821 | 2013-08-06 | 11 | 28.04 | 1 | 29.04 | 52881.84
8 | 6 | 12:00 | 2769 | 2013-08-06 | 12 | 28.01 | 1 | 29.01 | 80328.69
8 | 6 | 13:00 | 2404 | 2013-08-06 | 13 | 29.62 | 1 | 30.62 | 73610.48
8 | 6 | 14:00 | 939 | 2013-08-06 | 14 | 37.32 | 1 | 38.32 | 35982.48
8 | 6 | 15:00 | 2142 | 2013-08-06 | 15 | 35.62 | 1 | 36.62 | 78440.04
8 | 6 | 16:00 | 1334 | 2013-08-06 | 16 | 28.56 | 1 | 29.56 | 39433.04
8 | 6 | 17:00 | 438 | 2013-08-06 | 17 | 28.51 | 1 | 29.51 | 12925.38
8 | 6 | 18:00 | 80 | 2013-08-06 | 18 | 29.4 | 1 | 30.4 | 2432
8 | 6 | 19:00 | 0 | 2013-08-06 | 19 | 32.95 | 1 | 33.95 | 0
8 | 6 | 20:00 | 0 | 2013-08-06 | 20 | 28.73 | 1 | 29.73 | 0
8 | 6 | 21:00 | 0 | 2013-08-06 | 21 | 29.71 | 1 | 30.71 | 0
8 | 6 | 22:00 | 0 | 2013-08-06 | 22 | 29.62 | 1 | 30.62 | 0
8 | 6 | 23:00 | 0 | 2013-08-06 | 23 | 25.46 | 1 | 26.46 | 0
8 | 6 | 24:00 | 0 | 2013-08-06 | 24 | 18.14 | 1 | 19.14 | 0
8 | 7 | 01:00 | 0 | 2013-08-07 | 1 | 23.83 | 1 | 24.83 | 0
8 | 7 | 02:00 | 0 | 2013-08-07 | 2 | 24.8 | 1 | 25.8 | 0
8 | 7 | 03:00 | 0 | 2013-08-07 | 3 | 24.33 | 1 | 25.33 | 0
8 | 7 | 04:00 | 0 | 2013-08-07 | 4 | 21.58 | 1 | 22.58 | 0
8 | 7 | 05:00 | 0 | 2013-08-07 | 5 | 21.58 | 1 | 22.58 | 0
8 | 7 | 06:00 | 2 | 2013-08-07 | 6 | 24.01 | 1 | 25.01 | 50.02
8 | 7 | 07:00 | 249 | 2013-08-07 | 7 | 19.93 | 1 | 20.93 | 5211.57
8 | 7 | 08:00 | 842 | 2013-08-07 | 8 | 25.87 | 1 | 26.87 | 22624.54
8 | 7 | 09:00 | 946 | 2013-08-07 | 9 | 29.48 | 1 | 30.48 | 28834.08
8 | 7 | 10:00 | 702 | 2013-08-07 | 10 | 29.58 | 1 | 30.58 | 21467.16
8 | 7 | 11:00 | 1018 | 2013-08-07 | 11 | 35.68 | 1 | 36.68 | 37340.24
8 | 7 | 12:00 | 853 | 2013-08-07 | 12 | 35.19 | 1 | 36.19 | 30870.07
8 | 7 | 13:00 | 1410 | 2013-08-07 | 13 | 26.32 | 1 | 27.32 | 38521.2
8 | 7 | 14:00 | 1672 | 2013-08-07 | 14 | 25.61 | 1 | 26.61 | 44491.92
8 | 7 | 15:00 | 958 | 2013-08-07 | 15 | 28.81 | 1 | 29.81 | 28557.98
8 | 7 | 16:00 | 620 | 2013-08-07 | 16 | 37.03 | 1 | 38.03 | 23578.6
8 | 7 | 17:00 | 590 | 2013-08-07 | 17 | 42.07 | 1 | 43.07 | 25411.3
8 | 7 | 18:00 | 56 | 2013-08-07 | 18 | 32.59 | 1 | 33.59 | 1881.04
8 | 7 | 19:00 | 0 | 2013-08-07 | 19 | 28.47 | 1 | 29.47 | 0
8 | 7 | 20:00 | 0 | 2013-08-07 | 20 | 29.04 | 1 | 30.04 | 0
8 | 7 | 21:00 | 0 | 2013-08-07 | 21 | 32.61 | 1 | 33.61 | 0
8 | 7 | 22:00 | 0 | 2013-08-07 | 22 | 29.54 | 1 | 30.54 | 0
8 | 7 | 23:00 | 0 | 2013-08-07 | 23 | 30.6 | 1 | 31.6 | 0
8 | 7 | 24:00 | 0 | 2013-08-07 | 24 | 28.13 | 1 | 29.13 | 0
8 | 8 | 01:00 | 0 | 2013-08-08 | 1 | 25.21 | 1 | 26.21 | 0
8 | 8 | 02:00 | 0 | 2013-08-08 | 2 | 21.98 | 1 | 22.98 | 0
8 | 8 | 03:00 | 0 | 2013-08-08 | 3 | 23.61 | 1 | 24.61 | 0
8 | 8 | 04:00 | 0 | 2013-08-08 | 4 | 24.74 | 1 | 25.74 | 0
8 | 8 | 05:00 | 0 | 2013-08-08 | 5 | 26.72 | 1 | 27.72 | 0
8 | 8 | 06:00 | 1 | 2013-08-08 | 6 | 26.93 | 1 | 27.93 | 27.93
8 | 8 | 07:00 | 60 | 2013-08-08 | 7 | 25.66 | 1 | 26.66 | 1599.6
8 | 8 | 08:00 | 395 | 2013-08-08 | 8 | 28.71 | 1 | 29.71 | 11735.45
8 | 8 | 09:00 | 648 | 2013-08-08 | 9 | 32.7 | 1 | 33.7 | 21837.6
8 | 8 | 10:00 | 448 | 2013-08-08 | 10 | 43.76 | 1 | 44.76 | 20052.48
8 | 8 | 11:00 | 546 | 2013-08-08 | 11 | 48.26 | 1 | 49.26 | 26895.96
8 | 8 | 12:00 | 882 | 2013-08-08 | 12 | 42.9 | 1 | 43.9 | 38719.8
8 | 8 | 13:00 | 978 | 2013-08-08 | 13 | 34.16 | 1 | 35.16 | 34386.48
8 | 8 | 14:00 | 1643 | 2013-08-08 | 14 | 51.93 | 1 | 52.93 | 86963.99
8 | 8 | 15:00 | 1511 | 2013-08-08 | 15 | 81.99 | 1 | 82.99 | 125397.89
8 | 8 | 16:00 | 389 | 2013-08-08 | 16 | 60.38 | 1 | 61.38 | 23876.82
8 | 8 | 17:00 | 65 | 2013-08-08 | 17 | 192.01 | 1 | 193.01 | 12545.65
8 | 8 | 18:00 | 38 | 2013-08-08 | 18 | 53.2 | 1 | 54.2 | 2059.6
8 | 8 | 19:00 | 0 | 2013-08-08 | 19 | 96.89 | 1 | 97.89 | 0
8 | 8 | 20:00 | 0 | 2013-08-08 | 20 | 51.71 | 1 | 52.71 | 0
8 | 8 | 21:00 | 0 | 2013-08-08 | 21 | 53.35 | 1 | 54.35 | 0
8 | 8 | 22:00 | 0 | 2013-08-08 | 22 | 53.38 | 1 | 54.38 | 0
8 | 8 | 23:00 | 0 | 2013-08-08 | 23 | 37.87 | 1 | 38.87 | 0
8 | 8 | 24:00 | 0 | 2013-08-08 | 24 | 28 | 1 | 29 | 0
8 | 9 | 01:00 | 0 | 2013-08-09 | 1 | 28.79 | 1 | 29.79 | 0
8 | 9 | 02:00 | 0 | 2013-08-09 | 2 | 27.44 | 1 | 28.44 | 0
8 | 9 | 03:00 | 0 | 2013-08-09 | 3 | 27.3 | 1 | 28.3 | 0
8 | 9 | 04:00 | 0 | 2013-08-09 | 4 | 26.37 | 1 | 27.37 | 0
8 | 9 | 05:00 | 0 | 2013-08-09 | 5 | 26.54 | 1 | 27.54 | 0
8 | 9 | 06:00 | 0 | 2013-08-09 | 6 | 33.55 | 1 | 34.55 | 0
8 | 9 | 07:00 | 111 | 2013-08-09 | 7 | 33.48 | 1 | 34.48 | 3827.28
8 | 9 | 08:00 | 432 | 2013-08-09 | 8 | 59.37 | 1 | 60.37 | 26079.84
8 | 9 | 09:00 | 381 | 2013-08-09 | 9 | 57.35 | 1 | 58.35 | 22231.35
8 | 9 | 10:00 | 762 | 2013-08-09 | 10 | 50.48 | 1 | 51.48 | 39227.76
8 | 9 | 11:00 | 918 | 2013-08-09 | 11 | 45.06 | 1 | 46.06 | 42283.08
8 | 9 | 12:00 | 993 | 2013-08-09 | 12 | 46.07 | 1 | 47.07 | 46740.51
8 | 9 | 13:00 | 1039 | 2013-08-09 | 13 | 42.92 | 1 | 43.92 | 45632.88
8 | 9 | 14:00 | 2140 | 2013-08-09 | 14 | 39.44 | 1 | 40.44 | 86541.6
8 | 9 | 15:00 | 1515 | 2013-08-09 | 15 | 32.57 | 1 | 33.57 | 50858.55
8 | 9 | 16:00 | 910 | 2013-08-09 | 16 | 42.14 | 1 | 43.14 | 39257.4
8 | 9 | 17:00 | 612 | 2013-08-09 | 17 | 44.19 | 1 | 45.19 | 27656.28
8 | 9 | 18:00 | 3 | 2013-08-09 | 18 | 43.98 | 1 | 44.98 | 134.94
8 | 9 | 19:00 | 0 | 2013-08-09 | 19 | 43.2 | 1 | 44.2 | 0
8 | 9 | 20:00 | 0 | 2013-08-09 | 20 | 37.27 | 1 | 38.27 | 0
8 | 9 | 21:00 | 0 | 2013-08-09 | 21 | 44.52 | 1 | 45.52 | 0
8 | 9 | 22:00 | 0 | 2013-08-09 | 22 | 46.27 | 1 | 47.27 | 0
8 | 9 | 23:00 | 0 | 2013-08-09 | 23 | 39.08 | 1 | 40.08 | 0
8 | 9 | 24:00 | 0 | 2013-08-09 | 24 | 35.87 | 1 | 36.87 | 0
8 | 10 | 01:00 | 0 | 2013-08-10 | 1 | 38.1 | 1 | 39.1 | 0
8 | 10 | 02:00 | 0 | 2013-08-10 | 2 | 28.33 | 1 | 29.33 | 0
8 | 10 | 03:00 | 0 | 2013-08-10 | 3 | 27.2 | 1 | 28.2 | 0
8 | 10 | 04:00 | 0 | 2013-08-10 | 4 | 24.65 | 1 | 25.65 | 0
8 | 10 | 05:00 | 0 | 2013-08-10 | 5 | 24.31 | 1 | 25.31 | 0
8 | 10 | 06:00 | 0 | 2013-08-10 | 6 | 24.89 | 1 | 25.89 | 0
8 | 10 | 07:00 | 50 | 2013-08-10 | 7 | 25.38 | 1 | 26.38 | 1319
8 | 10 | 08:00 | 436 | 2013-08-10 | 8 | 23.75 | 1 | 24.75 | 10791
8 | 10 | 09:00 | 1625 | 2013-08-10 | 9 | 28.32 | 1 | 29.32 | 47645
8 | 10 | 10:00 | 2044 | 2013-08-10 | 10 | 35.22 | 1 | 36.22 | 74033.68
8 | 10 | 11:00 | 2489 | 2013-08-10 | 11 | 39.64 | 1 | 40.64 | 101152.96
8 | 10 | 12:00 | 2007 | 2013-08-10 | 12 | 34.94 | 1 | 35.94 | 72131.58
8 | 10 | 13:00 | 2188 | 2013-08-10 | 13 | 41 | 1 | 42 | 91896
8 | 10 | 14:00 | 2497 | 2013-08-10 | 14 | 31.7 | 1 | 32.7 | 81651.9
8 | 10 | 15:00 | 2020 | 2013-08-10 | 15 | 28.6 | 1 | 29.6 | 59792
8 | 10 | 16:00 | 1490 | 2013-08-10 | 16 | 29.06 | 1 | 30.06 | 44789.4
8 | 10 | 17:00 | 627 | 2013-08-10 | 17 | 39.73 | 1 | 40.73 | 25537.71
8 | 10 | 18:00 | 25 | 2013-08-10 | 18 | 39.45 | 1 | 40.45 | 1011.25
8 | 10 | 19:00 | 0 | 2013-08-10 | 19 | 34.21 | 1 | 35.21 | 0
8 | 10 | 20:00 | 0 | 2013-08-10 | 20 | 30.35 | 1 | 31.35 | 0
8 | 10 | 21:00 | 0 | 2013-08-10 | 21 | 29.42 | 1 | 30.42 | 0
8 | 10 | 22:00 | 0 | 2013-08-10 | 22 | 29.96 | 1 | 30.96 | 0
8 | 10 | 23:00 | 0 | 2013-08-10 | 23 | 32.58 | 1 | 33.58 | 0
8 | 10 | 24:00 | 0 | 2013-08-10 | 24 | 25.13 | 1 | 26.13 | 0
8 | 11 | 01:00 | 0 | 2013-08-11 | 1 | 26.58 | 1 | 27.58 | 0
8 | 11 | 02:00 | 0 | 2013-08-11 | 2 | 24.66 | 1 | 25.66 | 0
8 | 11 | 03:00 | 0 | 2013-08-11 | 3 | 25.53 | 1 | 26.53 | 0
8 | 11 | 04:00 | 0 | 2013-08-11 | 4 | 24.52 | 1 | 25.52 | 0
8 | 11 | 05:00 | 0 | 2013-08-11 | 5 | 23.24 | 1 | 24.24 | 0
8 | 11 | 06:00 | 1 | 2013-08-11 | 6 | 22.69 | 1 | 23.69 | 23.69
8 | 11 | 07:00 | 57 | 2013-08-11 | 7 | 20.84 | 1 | 21.84 | 1244.88
8 | 11 | 08:00 | 533 | 2013-08-11 | 8 | 19.5 | 1 | 20.5 | 10926.5
8 | 11 | 09:00 | 1609 | 2013-08-11 | 9 | 24.8 | 1 | 25.8 | 41512.2
8 | 11 | 10:00 | 2157 | 2013-08-11 | 10 | 27.56 | 1 | 28.56 | 61603.92
8 | 11 | 11:00 | 2000 | 2013-08-11 | 11 | 25.31 | 1 | 26.31 | 52620
8 | 11 | 12:00 | 2004 | 2013-08-11 | 12 | 24.59 | 1 | 25.59 | 51282.36
8 | 11 | 13:00 | 2222 | 2013-08-11 | 13 | 24.77 | 1 | 25.77 | 57260.94
8 | 11 | 14:00 | 1792 | 2013-08-11 | 14 | 24.75 | 1 | 25.75 | 46144
8 | 11 | 15:00 | 1999 | 2013-08-11 | 15 | 25.6 | 1 | 26.6 | 53173.4
8 | 11 | 16:00 | 1434 | 2013-08-11 | 16 | 27.93 | 1 | 28.93 | 41485.62
8 | 11 | 17:00 | 789 | 2013-08-11 | 17 | 31.42 | 1 | 32.42 | 25579.38
8 | 11 | 18:00 | 45 | 2013-08-11 | 18 | 38.51 | 1 | 39.51 | 1777.95
8 | 11 | 19:00 | 0 | 2013-08-11 | 19 | 33.65 | 1 | 34.65 | 0
8 | 11 | 20:00 | 0 | 2013-08-11 | 20 | 29.59 | 1 | 30.59 | 0
8 | 11 | 21:00 | 0 | 2013-08-11 | 21 | 36.21 | 1 | 37.21 | 0
8 | 11 | 22:00 | 0 | 2013-08-11 | 22 | 28.74 | 1 | 29.74 | 0
8 | 11 | 23:00 | 0 | 2013-08-11 | 23 | 29.67 | 1 | 30.67 | 0
8 | 11 | 24:00 | 0 | 2013-08-11 | 24 | 27.2 | 1 | 28.2 | 0
8 | 12 | 01:00 | 0 | 2013-08-12 | 1 | 25.28 | 1 | 26.28 | 0
8 | 12 | 02:00 | 0 | 2013-08-12 | 2 | 24.36 | 1 | 25.36 | 0
8 | 12 | 03:00 | 0 | 2013-08-12 | 3 | 19.31 | 1 | 20.31 | 0
8 | 12 | 04:00 | 0 | 2013-08-12 | 4 | 23.38 | 1 | 24.38 | 0
8 | 12 | 05:00 | 0 | 2013-08-12 | 5 | 17.46 | 1 | 18.46 | 0
8 | 12 | 06:00 | 0 | 2013-08-12 | 6 | 20.61 | 1 | 21.61 | 0
8 | 12 | 07:00 | 68 | 2013-08-12 | 7 | 24.43 | 1 | 25.43 | 1729.24
8 | 12 | 08:00 | 847 | 2013-08-12 | 8 | 29.77 | 1 | 30.77 | 26062.19
8 | 12 | 09:00 | 1269 | 2013-08-12 | 9 | 37.5 | 1 | 38.5 | 48856.5
8 | 12 | 10:00 | 1017 | 2013-08-12 | 10 | 43 | 1 | 44 | 44748
8 | 12 | 11:00 | 1982 | 2013-08-12 | 11 | 43.89 | 1 | 44.89 | 88971.98
8 | 12 | 12:00 | 1856 | 2013-08-12 | 12 | 45.62 | 1 | 46.62 | 86526.72
8 | 12 | 13:00 | 1607 | 2013-08-12 | 13 | 48.79 | 1 | 49.79 | 80012.53
8 | 12 | 14:00 | 1895 | 2013-08-12 | 14 | 57.55 | 1 | 58.55 | 110952.25
8 | 12 | 15:00 | 1561 | 2013-08-12 | 15 | 60.12 | 1 | 61.12 | 95408.32
8 | 12 | 16:00 | 1323 | 2013-08-12 | 16 | 61.64 | 1 | 62.64 | 82872.72
8 | 12 | 17:00 | 620 | 2013-08-12 | 17 | 64.43 | 1 | 65.43 | 40566.6
8 | 12 | 18:00 | 132 | 2013-08-12 | 18 | 65.14 | 1 | 66.14 | 8730.48
8 | 12 | 19:00 | 0 | 2013-08-12 | 19 | 62.25 | 1 | 63.25 | 0
8 | 12 | 20:00 | 0 | 2013-08-12 | 20 | 57.15 | 1 | 58.15 | 0
8 | 12 | 21:00 | 0 | 2013-08-12 | 21 | 68.51 | 1 | 69.51 | 0
8 | 12 | 22:00 | 0 | 2013-08-12 | 22 | 57.07 | 1 | 58.07 | 0
8 | 12 | 23:00 | 0 | 2013-08-12 | 23 | 28.75 | 1 | 29.75 | 0
8 | 12 | 24:00 | 0 | 2013-08-12 | 24 | 28.2 | 1 | 29.2 | 0
8 | 13 | 01:00 | 0 | 2013-08-13 | 1 | 28.33 | 1 | 29.33 | 0
8 | 13 | 02:00 | 0 | 2013-08-13 | 2 | 26.84 | 1 | 27.84 | 0
8 | 13 | 03:00 | 0 | 2013-08-13 | 3 | 26.95 | 1 | 27.95 | 0
8 | 13 | 04:00 | 0 | 2013-08-13 | 4 | 26.28 | 1 | 27.28 | 0
8 | 13 | 05:00 | 0 | 2013-08-13 | 5 | 26.44 | 1 | 27.44 | 0
8 | 13 | 06:00 | 0 | 2013-08-13 | 6 | 26.74 | 1 | 27.74 | 0
8 | 13 | 07:00 | 164 | 2013-08-13 | 7 | 28.87 | 1 | 29.87 | 4898.68
8 | 13 | 08:00 | 400 | 2013-08-13 | 8 | 30.1 | 1 | 31.1 | 12440
8 | 13 | 09:00 | 642 | 2013-08-13 | 9 | 30.71 | 1 | 31.71 | 20357.82
8 | 13 | 10:00 | 916 | 2013-08-13 | 10 | 32.97 | 1 | 33.97 | 31116.52
8 | 13 | 11:00 | 1523 | 2013-08-13 | 11 | 37.97 | 1 | 38.97 | 59351.31
8 | 13 | 12:00 | 2607 | 2013-08-13 | 12 | 48.92 | 1 | 49.92 | 130141.44
8 | 13 | 13:00 | 2553 | 2013-08-13 | 13 | 33.63 | 1 | 34.63 | 88410.39
8 | 13 | 14:00 | 2051 | 2013-08-13 | 14 | 29.12 | 1 | 30.12 | 61776.12
8 | 13 | 15:00 | 1271 | 2013-08-13 | 15 | 28.98 | 1 | 29.98 | 38104.58
8 | 13 | 16:00 | 1323 | 2013-08-13 | 16 | 28.98 | 1 | 29.98 | 39663.54
8 | 13 | 17:00 | 649 | 2013-08-13 | 17 | 31.44 | 1 | 32.44 | 21053.56
8 | 13 | 18:00 | 52 | 2013-08-13 | 18 | 46.34 | 1 | 47.34 | 2461.68
8 | 13 | 19:00 | 0 | 2013-08-13 | 19 | 31.12 | 1 | 32.12 | 0
8 | 13 | 20:00 | 0 | 2013-08-13 | 20 | 31.85 | 1 | 32.85 | 0
8 | 13 | 21:00 | 0 | 2013-08-13 | 21 | 40.25 | 1 | 41.25 | 0
8 | 13 | 22:00 | 0 | 2013-08-13 | 22 | 30.59 | 1 | 31.59 | 0
8 | 13 | 23:00 | 0 | 2013-08-13 | 23 | 29.22 | 1 | 30.22 | 0
8 | 13 | 24:00 | 0 | 2013-08-13 | 24 | 27.22 | 1 | 28.22 | 0
8 | 14 | 01:00 | 0 | 2013-08-14 | 1 | 28.55 | 1 | 29.55 | 0
8 | 14 | 02:00 | 0 | 2013-08-14 | 2 | 29.06 | 1 | 30.06 | 0
8 | 14 | 03:00 | 0 | 2013-08-14 | 3 | 27.08 | 1 | 28.08 | 0
8 | 14 | 04:00 | 0 | 2013-08-14 | 4 | 25.12 | 1 | 26.12 | 0
8 | 14 | 05:00 | 0 | 2013-08-14 | 5 | 24.59 | 1 | 25.59 | 0
8 | 14 | 06:00 | 0 | 2013-08-14 | 6 | 27.37 | 1 | 28.37 | 0
8 | 14 | 07:00 | 272 | 2013-08-14 | 7 | 25.4 | 1 | 26.4 | 7180.8
8 | 14 | 08:00 | 1109 | 2013-08-14 | 8 | 29.93 | 1 | 30.93 | 34301.37
8 | 14 | 09:00 | 1863 | 2013-08-14 | 9 | 28.09 | 1 | 29.09 | 54194.67
8 | 14 | 10:00 | 2374 | 2013-08-14 | 10 | 28.99 | 1 | 29.99 | 71196.26
8 | 14 | 11:00 | 2517 | 2013-08-14 | 11 | 29.13 | 1 | 30.13 | 75837.21
8 | 14 | 12:00 | 2729 | 2013-08-14 | 12 | 26.13 | 1 | 27.13 | 74037.77
8 | 14 | 13:00 | 2693 | 2013-08-14 | 13 | 25.55 | 1 | 26.55 | 71499.15
8 | 14 | 14:00 | 2490 | 2013-08-14 | 14 | 25.31 | 1 | 26.31 | 65511.9
8 | 14 | 15:00 | 2145 | 2013-08-14 | 15 | 25.04 | 1 | 26.04 | 55855.8
8 | 14 | 16:00 | 1471 | 2013-08-14 | 16 | 25.65 | 1 | 26.65 | 39202.15
8 | 14 | 17:00 | 753 | 2013-08-14 | 17 | 27.12 | 1 | 28.12 | 21174.36
8 | 14 | 18:00 | 60 | 2013-08-14 | 18 | 29.02 | 1 | 30.02 | 1801.2
8 | 14 | 19:00 | 0 | 2013-08-14 | 19 | 30.11 | 1 | 31.11 | 0
8 | 14 | 20:00 | 0 | 2013-08-14 | 20 | 29.54 | 1 | 30.54 | 0
8 | 14 | 21:00 | 0 | 2013-08-14 | 21 | 30.54 | 1 | 31.54 | 0
8 | 14 | 22:00 | 0 | 2013-08-14 | 22 | 29.52 | 1 | 30.52 | 0
8 | 14 | 23:00 | 0 | 2013-08-14 | 23 | 23.7 | 1 | 24.7 | 0
8 | 14 | 24:00 | 0 | 2013-08-14 | 24 | 18.43 | 1 | 19.43 | 0
8 | 15 | 01:00 | 0 | 2013-08-15 | 1 | 24.2 | 1 | 25.2 | 0
8 | 15 | 02:00 | 0 | 2013-08-15 | 2 | 20.06 | 1 | 21.06 | 0
8 | 15 | 03:00 | 0 | 2013-08-15 | 3 | 19.25 | 1 | 20.25 | 0
8 | 15 | 04:00 | 0 | 2013-08-15 | 4 | 20 | 1 | 21 | 0
8 | 15 | 05:00 | 0 | 2013-08-15 | 5 | 21.2 | 1 | 22.2 | 0
8 | 15 | 06:00 | 0 | 2013-08-15 | 6 | 22.64 | 1 | 23.64 | 0
8 | 15 | 07:00 | 53 | 2013-08-15 | 7 | 21.76 | 1 | 22.76 | 1206.28
8 | 15 | 08:00 | 510 | 2013-08-15 | 8 | 20.32 | 1 | 21.32 | 10873.2
8 | 15 | 09:00 | 737 | 2013-08-15 | 9 | 27.82 | 1 | 28.82 | 21240.34
8 | 15 | 10:00 | 824 | 2013-08-15 | 10 | 28.29 | 1 | 29.29 | 24134.96
8 | 15 | 11:00 | 948 | 2013-08-15 | 11 | 27.85 | 1 | 28.85 | 27349.8
8 | 15 | 12:00 | 1016 | 2013-08-15 | 12 | 27.99 | 1 | 28.99 | 29453.84
8 | 15 | 13:00 | 1002 | 2013-08-15 | 13 | 26.96 | 1 | 27.96 | 28015.92
8 | 15 | 14:00 | 967 | 2013-08-15 | 14 | 27.56 | 1 | 28.56 | 27617.52
8 | 15 | 15:00 | 478 | 2013-08-15 | 15 | 27.52 | 1 | 28.52 | 13632.56
8 | 15 | 16:00 | 397 | 2013-08-15 | 16 | 27.4 | 1 | 28.4 | 11274.8
8 | 15 | 17:00 | 431 | 2013-08-15 | 17 | 28.65 | 1 | 29.65 | 12779.15
8 | 15 | 18:00 | 6 | 2013-08-15 | 18 | 27.95 | 1 | 28.95 | 173.7
8 | 15 | 19:00 | 0 | 2013-08-15 | 19 | 28.67 | 1 | 29.67 | 0
8 | 15 | 20:00 | 0 | 2013-08-15 | 20 | 28.7 | 1 | 29.7 | 0
8 | 15 | 21:00 | 0 | 2013-08-15 | 21 | 29.74 | 1 | 30.74 | 0
8 | 15 | 22:00 | 0 | 2013-08-15 | 22 | 28.37 | 1 | 29.37 | 0
8 | 15 | 23:00 | 0 | 2013-08-15 | 23 | 22.23 | 1 | 23.23 | 0
8 | 15 | 24:00 | 0 | 2013-08-15 | 24 | 25.43 | 1 | 26.43 | 0
8 | 16 | 01:00 | 0 | 2013-08-16 | 1 | 24.25 | 1 | 25.25 | 0
8 | 16 | 02:00 | 0 | 2013-08-16 | 2 | 23.78 | 1 | 24.78 | 0
8 | 16 | 03:00 | 0 | 2013-08-16 | 3 | 19.17 | 1 | 20.17 | 0
8 | 16 | 04:00 | 0 | 2013-08-16 | 4 | 15.91 | 1 | 16.91 | 0
8 | 16 | 05:00 | 0 | 2013-08-16 | 5 | 21.94 | 1 | 22.94 | 0
8 | 16 | 06:00 | 0 | 2013-08-16 | 6 | 25.68 | 1 | 26.68 | 0
8 | 16 | 07:00 | 12 | 2013-08-16 | 7 | 23.5 | 1 | 24.5 | 294
8 | 16 | 08:00 | 467 | 2013-08-16 | 8 | 25.78 | 1 | 26.78 | 12506.26
8 | 16 | 09:00 | 723 | 2013-08-16 | 9 | 25.34 | 1 | 26.34 | 19043.82
8 | 16 | 10:00 | 1306 | 2013-08-16 | 10 | 26.99 | 1 | 27.99 | 36554.94
8 | 16 | 11:00 | 909 | 2013-08-16 | 11 | 31.98 | 1 | 32.98 | 29978.82
8 | 16 | 12:00 | 1398 | 2013-08-16 | 12 | 32.45 | 1 | 33.45 | 46763.1
8 | 16 | 13:00 | 853 | 2013-08-16 | 13 | 33.26 | 1 | 34.26 | 29223.78
8 | 16 | 14:00 | 1539 | 2013-08-16 | 14 | 40.84 | 1 | 41.84 | 64391.76
8 | 16 | 15:00 | 1557 | 2013-08-16 | 15 | 40.69 | 1 | 41.69 | 64911.33
8 | 16 | 16:00 | 1331 | 2013-08-16 | 16 | 28.89 | 1 | 29.89 | 39783.59
8 | 16 | 17:00 | 509 | 2013-08-16 | 17 | 28.61 | 1 | 29.61 | 15071.49
8 | 16 | 18:00 | 42 | 2013-08-16 | 18 | 28.74 | 1 | 29.74 | 1249.08
8 | 16 | 19:00 | 0 | 2013-08-16 | 19 | 29.86 | 1 | 30.86 | 0
8 | 16 | 20:00 | 0 | 2013-08-16 | 20 | 27.09 | 1 | 28.09 | 0
8 | 16 | 21:00 | 0 | 2013-08-16 | 21 | 27.81 | 1 | 28.81 | 0
8 | 16 | 22:00 | 0 | 2013-08-16 | 22 | 31.73 | 1 | 32.73 | 0
8 | 16 | 23:00 | 0 | 2013-08-16 | 23 | 26.11 | 1 | 27.11 | 0
8 | 16 | 24:00 | 0 | 2013-08-16 | 24 | 26.62 | 1 | 27.62 | 0
8 | 17 | 01:00 | 0 | 2013-08-17 | 1 | 30.42 | 1 | 31.42 | 0
8 | 17 | 02:00 | 0 | 2013-08-17 | 2 | 24.62 | 1 | 25.62 | 0
8 | 17 | 03:00 | 0 | 2013-08-17 | 3 | 25.09 | 1 | 26.09 | 0
8 | 17 | 04:00 | 0 | 2013-08-17 | 4 | 25.43 | 1 | 26.43 | 0
8 | 17 | 05:00 | 0 | 2013-08-17 | 5 | 24.39 | 1 | 25.39 | 0
8 | 17 | 06:00 | 0 | 2013-08-17 | 6 | 24.38 | 1 | 25.38 | 0
8 | 17 | 07:00 | 177 | 2013-08-17 | 7 | 13.92 | 1 | 14.92 | 2640.84
8 | 17 | 08:00 | 1066 | 2013-08-17 | 8 | 18.32 | 1 | 19.32 | 20595.12
8 | 17 | 09:00 | 1821 | 2013-08-17 | 9 | 30.51 | 1 | 31.51 | 57379.71
8 | 17 | 10:00 | 1048 | 2013-08-17 | 10 | 34.65 | 1 | 35.65 | 37361.2
8 | 17 | 11:00 | 2131 | 2013-08-17 | 11 | 35.68 | 1 | 36.68 | 78165.08
8 | 17 | 12:00 | 1818 | 2013-08-17 | 12 | 35.68 | 1 | 36.68 | 66684.24
8 | 17 | 13:00 | 1778 | 2013-08-17 | 13 | 36.83 | 1 | 37.83 | 67261.74
8 | 17 | 14:00 | 1547 | 2013-08-17 | 14 | 35.27 | 1 | 36.27 | 56109.69
8 | 17 | 15:00 | 1482 | 2013-08-17 | 15 | 34.45 | 1 | 35.45 | 52536.9
8 | 17 | 16:00 | 834 | 2013-08-17 | 16 | 30.46 | 1 | 31.46 | 26237.64
8 | 17 | 17:00 | 371 | 2013-08-17 | 17 | 33.44 | 1 | 34.44 | 12777.24
8 | 17 | 18:00 | 10 | 2013-08-17 | 18 | 39.09 | 1 | 40.09 | 400.9
8 | 17 | 19:00 | 0 | 2013-08-17 | 19 | 34.12 | 1 | 35.12 | 0
8 | 17 | 20:00 | 0 | 2013-08-17 | 20 | 39.7 | 1 | 40.7 | 0
8 | 17 | 21:00 | 0 | 2013-08-17 | 21 | 37.8 | 1 | 38.8 | 0
8 | 17 | 22:00 | 0 | 2013-08-17 | 22 | 38.18 | 1 | 39.18 | 0
8 | 17 | 23:00 | 0 | 2013-08-17 | 23 | 26.05 | 1 | 27.05 | 0
8 | 17 | 24:00 | 0 | 2013-08-17 | 24 | 26.65 | 1 | 27.65 | 0
8 | 18 | 01:00 | 0 | 2013-08-18 | 1 | 24.21 | 1 | 25.21 | 0
8 | 18 | 02:00 | 0 | 2013-08-18 | 2 | 22.92 | 1 | 23.92 | 0
8 | 18 | 03:00 | 0 | 2013-08-18 | 3 | 22.15 | 1 | 23.15 | 0
8 | 18 | 04:00 | 0 | 2013-08-18 | 4 | 21.89 | 1 | 22.89 | 0
8 | 18 | 05:00 | 0 | 2013-08-18 | 5 | 22.11 | 1 | 23.11 | 0
8 | 18 | 06:00 | 0 | 2013-08-18 | 6 | 22.67 | 1 | 23.67 | 0
8 | 18 | 07:00 | 256 | 2013-08-18 | 7 | 22.85 | 1 | 23.85 | 6105.6
8 | 18 | 08:00 | 1124 | 2013-08-18 | 8 | 23.35 | 1 | 24.35 | 27369.4
8 | 18 | 09:00 | 1889 | 2013-08-18 | 9 | 22.16 | 1 | 23.16 | 43749.24
8 | 18 | 10:00 | 2473 | 2013-08-18 | 10 | 23.51 | 1 | 24.51 | 60613.23
8 | 18 | 11:00 | 2848 | 2013-08-18 | 11 | 30.13 | 1 | 31.13 | 88658.24
8 | 18 | 12:00 | 2954 | 2013-08-18 | 12 | 29.95 | 1 | 30.95 | 91426.3
8 | 18 | 13:00 | 2842 | 2013-08-18 | 13 | 32.43 | 1 | 33.43 | 95008.06
8 | 18 | 14:00 | 2669 | 2013-08-18 | 14 | 30.61 | 1 | 31.61 | 84367.09
8 | 18 | 15:00 | 2253 | 2013-08-18 | 15 | 28.43 | 1 | 29.43 | 66305.79
8 | 18 | 16:00 | 1632 | 2013-08-18 | 16 | 26.38 | 1 | 27.38 | 44684.16
8 | 18 | 17:00 | 808 | 2013-08-18 | 17 | 27.29 | 1 | 28.29 | 22858.32
8 | 18 | 18:00 | 13 | 2013-08-18 | 18 | 27.29 | 1 | 28.29 | 367.77
8 | 18 | 19:00 | 0 | 2013-08-18 | 19 | 27.62 | 1 | 28.62 | 0
8 | 18 | 20:00 | 0 | 2013-08-18 | 20 | 32.79 | 1 | 33.79 | 0
8 | 18 | 21:00 | 0 | 2013-08-18 | 21 | 29.61 | 1 | 30.61 | 0
8 | 18 | 22:00 | 0 | 2013-08-18 | 22 | 40.66 | 1 | 41.66 | 0
8 | 18 | 23:00 | 0 | 2013-08-18 | 23 | 38.87 | 1 | 39.87 | 0
8 | 18 | 24:00 | 0 | 2013-08-18 | 24 | 23.72 | 1 | 24.72 | 0
8 | 19 | 01:00 | 0 | 2013-08-19 | 1 | 22.43 | 1 | 23.43 | 0
8 | 19 | 02:00 | 0 | 2013-08-19 | 2 | 22.99 | 1 | 23.99 | 0
8 | 19 | 03:00 | 0 | 2013-08-19 | 3 | 23.49 | 1 | 24.49 | 0
8 | 19 | 04:00 | 0 | 2013-08-19 | 4 | 18.78 | 1 | 19.78 | 0
8 | 19 | 05:00 | 0 | 2013-08-19 | 5 | 17.53 | 1 | 18.53 | 0
8 | 19 | 06:00 | 0 | 2013-08-19 | 6 | 22.8 | 1 | 23.8 | 0
8 | 19 | 07:00 | 270 | 2013-08-19 | 7 | 23.27 | 1 | 24.27 | 6552.9
8 | 19 | 08:00 | 1125 | 2013-08-19 | 8 | 25.26 | 1 | 26.26 | 29542.5
8 | 19 | 09:00 | 1842 | 2013-08-19 | 9 | 25.02 | 1 | 26.02 | 47928.84
8 | 19 | 10:00 | 2344 | 2013-08-19 | 10 | 28.52 | 1 | 29.52 | 69194.88
8 | 19 | 11:00 | 2631 | 2013-08-19 | 11 | 30.86 | 1 | 31.86 | 83823.66
8 | 19 | 12:00 | 2598 | 2013-08-19 | 12 | 30.33 | 1 | 31.33 | 81395.34
8 | 19 | 13:00 | 2568 | 2013-08-19 | 13 | 30.64 | 1 | 31.64 | 81251.52
8 | 19 | 14:00 | 2185 | 2013-08-19 | 14 | 32.15 | 1 | 33.15 | 72432.75
8 | 19 | 15:00 | 1819 | 2013-08-19 | 15 | 30.26 | 1 | 31.26 | 56861.94
8 | 19 | 16:00 | 886 | 2013-08-19 | 16 | 29.28 | 1 | 30.28 | 26828.08
8 | 19 | 17:00 | 662 | 2013-08-19 | 17 | 28.36 | 1 | 29.36 | 19436.32
8 | 19 | 18:00 | 25 | 2013-08-19 | 18 | 28.93 | 1 | 29.93 | 748.25
8 | 19 | 19:00 | 0 | 2013-08-19 | 19 | 30.39 | 1 | 31.39 | 0
8 | 19 | 20:00 | 0 | 2013-08-19 | 20 | 29.67 | 1 | 30.67 | 0
8 | 19 | 21:00 | 0 | 2013-08-19 | 21 | 29.79 | 1 | 30.79 | 0
8 | 19 | 22:00 | 0 | 2013-08-19 | 22 | 30.94 | 1 | 31.94 | 0
8 | 19 | 23:00 | 0 | 2013-08-19 | 23 | 25.6 | 1 | 26.6 | 0
8 | 19 | 24:00 | 0 | 2013-08-19 | 24 | 22.65 | 1 | 23.65 | 0
8 | 20 | 01:00 | 0 | 2013-08-20 | 1 | 31.02 | 1 | 32.02 | 0
8 | 20 | 02:00 | 0 | 2013-08-20 | 2 | 31.01 | 1 | 32.01 | 0
8 | 20 | 03:00 | 0 | 2013-08-20 | 3 | 28.91 | 1 | 29.91 | 0
8 | 20 | 04:00 | 0 | 2013-08-20 | 4 | 27.75 | 1 | 28.75 | 0
8 | 20 | 05:00 | 0 | 2013-08-20 | 5 | 28.82 | 1 | 29.82 | 0
8 | 20 | 06:00 | 0 | 2013-08-20 | 6 | 27.9 | 1 | 28.9 | 0
8 | 20 | 07:00 | 288 | 2013-08-20 | 7 | 28.04 | 1 | 29.04 | 8363.52
8 | 20 | 08:00 | 1062 | 2013-08-20 | 8 | 27.55 | 1 | 28.55 | 30320.1
8 | 20 | 09:00 | 1827 | 2013-08-20 | 9 | 28.61 | 1 | 29.61 | 54097.47
8 | 20 | 10:00 | 2292 | 2013-08-20 | 10 | 32.2 | 1 | 33.2 | 76094.4
8 | 20 | 11:00 | 2570 | 2013-08-20 | 11 | 38.25 | 1 | 39.25 | 100872.5
8 | 20 | 12:00 | 2777 | 2013-08-20 | 12 | 55.21 | 1 | 56.21 | 156095.17
8 | 20 | 13:00 | 2286 | 2013-08-20 | 13 | 53.52 | 1 | 54.52 | 124632.72
8 | 20 | 14:00 | 2108 | 2013-08-20 | 14 | 38.33 | 1 | 39.33 | 82907.64
8 | 20 | 15:00 | 2004 | 2013-08-20 | 15 | 36.45 | 1 | 37.45 | 75049.8
8 | 20 | 16:00 | 1355 | 2013-08-20 | 16 | 42.43 | 1 | 43.43 | 58847.65
8 | 20 | 17:00 | 769 | 2013-08-20 | 17 | 88.6 | 1 | 89.6 | 68902.4
8 | 20 | 18:00 | 18 | 2013-08-20 | 18 | 63.54 | 1 | 64.54 | 1161.72
8 | 20 | 19:00 | 0 | 2013-08-20 | 19 | 45.73 | 1 | 46.73 | 0
8 | 20 | 20:00 | 0 | 2013-08-20 | 20 | 50.57 | 1 | 51.57 | 0
8 | 20 | 21:00 | 0 | 2013-08-20 | 21 | 48.97 | 1 | 49.97 | 0
8 | 20 | 22:00 | 0 | 2013-08-20 | 22 | 39.22 | 1 | 40.22 | 0
8 | 20 | 23:00 | 0 | 2013-08-20 | 23 | 38.23 | 1 | 39.23 | 0
8 | 20 | 24:00 | 0 | 2013-08-20 | 24 | 31.18 | 1 | 32.18 | 0
8 | 21 | 01:00 | 0 | 2013-08-21 | 1 | 32.29 | 1 | 33.29 | 0
8 | 21 | 02:00 | 0 | 2013-08-21 | 2 | 31.13 | 1 | 32.13 | 0
8 | 21 | 03:00 | 0 | 2013-08-21 | 3 | 30.54 | 1 | 31.54 | 0
8 | 21 | 04:00 | 0 | 2013-08-21 | 4 | 9.51 | 1 | 10.51 | 0
8 | 21 | 05:00 | 0 | 2013-08-21 | 5 | 29.84 | 1 | 30.84 | 0
8 | 21 | 06:00 | 0 | 2013-08-21 | 6 | 30.25 | 1 | 31.25 | 0
8 | 21 | 07:00 | 257 | 2013-08-21 | 7 | 32.44 | 1 | 33.44 | 8594.08
8 | 21 | 08:00 | 1123 | 2013-08-21 | 8 | 37.99 | 1 | 38.99 | 43785.77
8 | 21 | 09:00 | 1852 | 2013-08-21 | 9 | 34.12 | 1 | 35.12 | 65042.24
8 | 21 | 10:00 | 2318 | 2013-08-21 | 10 | 34.3 | 1 | 35.3 | 81825.4
8 | 21 | 11:00 | 2635 | 2013-08-21 | 11 | 38.49 | 1 | 39.49 | 104056.15
8 | 21 | 12:00 | 2604 | 2013-08-21 | 12 | 57.19 | 1 | 58.19 | 151526.76
8 | 21 | 13:00 | 2310 | 2013-08-21 | 13 | 61.35 | 1 | 62.35 | 144028.5
8 | 21 | 14:00 | 2220 | 2013-08-21 | 14 | 60.12 | 1 | 61.12 | 135686.4
8 | 21 | 15:00 | 2000 | 2013-08-21 | 15 | 36.98 | 1 | 37.98 | 75960
8 | 21 | 16:00 | 1539 | 2013-08-21 | 16 | 53.36 | 1 | 54.36 | 83660.04
8 | 21 | 17:00 | 746 | 2013-08-21 | 17 | 61.55 | 1 | 62.55 | 46662.3
8 | 21 | 18:00 | 14 | 2013-08-21 | 18 | 57.05 | 1 | 58.05 | 812.7
8 | 21 | 19:00 | 0 | 2013-08-21 | 19 | 54.37 | 1 | 55.37 | 0
8 | 21 | 20:00 | 0 | 2013-08-21 | 20 | 50.03 | 1 | 51.03 | 0
8 | 21 | 21:00 | 0 | 2013-08-21 | 21 | 45.03 | 1 | 46.03 | 0
8 | 21 | 22:00 | 0 | 2013-08-21 | 22 | 33.77 | 1 | 34.77 | 0
8 | 21 | 23:00 | 0 | 2013-08-21 | 23 | 34.58 | 1 | 35.58 | 0
8 | 21 | 24:00 | 0 | 2013-08-21 | 24 | 30.65 | 1 | 31.65 | 0
8 | 22 | 01:00 | 0 | 2013-08-22 | 1 | 28.98 | 1 | 29.98 | 0
8 | 22 | 02:00 | 0 | 2013-08-22 | 2 | 26.91 | 1 | 27.91 | 0
8 | 22 | 03:00 | 0 | 2013-08-22 | 3 | 26.72 | 1 | 27.72 | 0
8 | 22 | 04:00 | 0 | 2013-08-22 | 4 | 26.97 | 1 | 27.97 | 0
8 | 22 | 05:00 | 0 | 2013-08-22 | 5 | 26.66 | 1 | 27.66 | 0
8 | 22 | 06:00 | 0 | 2013-08-22 | 6 | 27.84 | 1 | 28.84 | 0
8 | 22 | 07:00 | 330 | 2013-08-22 | 7 | 26.19 | 1 | 27.19 | 8972.7
8 | 22 | 08:00 | 995 | 2013-08-22 | 8 | 31.98 | 1 | 32.98 | 32815.1
8 | 22 | 09:00 | 1560 | 2013-08-22 | 9 | 47.44 | 1 | 48.44 | 75566.4
8 | 22 | 10:00 | 1890 | 2013-08-22 | 10 | 47.53 | 1 | 48.53 | 91721.7
8 | 22 | 11:00 | 2345 | 2013-08-22 | 11 | 41.54 | 1 | 42.54 | 99756.3
8 | 22 | 12:00 | 2154 | 2013-08-22 | 12 | 43.15 | 1 | 44.15 | 95099.1
8 | 22 | 13:00 | 1972 | 2013-08-22 | 13 | 39.68 | 1 | 40.68 | 80220.96
8 | 22 | 14:00 | 1802 | 2013-08-22 | 14 | 36.92 | 1 | 37.92 | 68331.84
8 | 22 | 15:00 | 1546 | 2013-08-22 | 15 | 39.82 | 1 | 40.82 | 63107.72
8 | 22 | 16:00 | 279 | 2013-08-22 | 16 | 37.92 | 1 | 38.92 | 10858.68
8 | 22 | 17:00 | 375 | 2013-08-22 | 17 | 36.96 | 1 | 37.96 | 14235
8 | 22 | 18:00 | 6 | 2013-08-22 | 18 | 38.83 | 1 | 39.83 | 238.98
8 | 22 | 19:00 | 0 | 2013-08-22 | 19 | 40.45 | 1 | 41.45 | 0
8 | 22 | 20:00 | 0 | 2013-08-22 | 20 | 42.8 | 1 | 43.8 | 0
8 | 22 | 21:00 | 0 | 2013-08-22 | 21 | 50.6 | 1 | 51.6 | 0
8 | 22 | 22:00 | 0 | 2013-08-22 | 22 | 44.78 | 1 | 45.78 | 0
8 | 22 | 23:00 | 0 | 2013-08-22 | 23 | 35.76 | 1 | 36.76 | 0
8 | 22 | 24:00 | 0 | 2013-08-22 | 24 | 35.08 | 1 | 36.08 | 0
8 | 23 | 01:00 | 0 | 2013-08-23 | 1 | 33.11 | 1 | 34.11 | 0
8 | 23 | 02:00 | 0 | 2013-08-23 | 2 | 31.24 | 1 | 32.24 | 0
8 | 23 | 03:00 | 0 | 2013-08-23 | 3 | 30.42 | 1 | 31.42 | 0
8 | 23 | 04:00 | 0 | 2013-08-23 | 4 | 30.39 | 1 | 31.39 | 0
8 | 23 | 05:00 | 0 | 2013-08-23 | 5 | 27.65 | 1 | 28.65 | 0
8 | 23 | 06:00 | 1 | 2013-08-23 | 6 | 28.75 | 1 | 29.75 | 29.75
8 | 23 | 07:00 | 281 | 2013-08-23 | 7 | 28.83 | 1 | 29.83 | 8382.23
8 | 23 | 08:00 | 1114 | 2013-08-23 | 8 | 41.16 | 1 | 42.16 | 46966.24
8 | 23 | 09:00 | 1798 | 2013-08-23 | 9 | 44.37 | 1 | 45.37 | 81575.26
8 | 23 | 10:00 | 2314 | 2013-08-23 | 10 | 43.8 | 1 | 44.8 | 103667.2
8 | 23 | 11:00 | 2489 | 2013-08-23 | 11 | 39.65 | 1 | 40.65 | 101177.85
8 | 23 | 12:00 | 2546 | 2013-08-23 | 12 | 41.06 | 1 | 42.06 | 107084.76
8 | 23 | 13:00 | 2717 | 2013-08-23 | 13 | 40.61 | 1 | 41.61 | 113054.37
8 | 23 | 14:00 | 2377 | 2013-08-23 | 14 | 35.95 | 1 | 36.95 | 87830.15
8 | 23 | 15:00 | 2016 | 2013-08-23 | 15 | 32.07 | 1 | 33.07 | 66669.12
8 | 23 | 16:00 | 1529 | 2013-08-23 | 16 | 31.08 | 1 | 32.08 | 49050.32
8 | 23 | 17:00 | 727 | 2013-08-23 | 17 | 31.07 | 1 | 32.07 | 23314.89
8 | 23 | 18:00 | 6 | 2013-08-23 | 18 | 35.26 | 1 | 36.26 | 217.56
8 | 23 | 19:00 | 0 | 2013-08-23 | 19 | 31.05 | 1 | 32.05 | 0
8 | 23 | 20:00 | 0 | 2013-08-23 | 20 | 28.82 | 1 | 29.82 | 0
8 | 23 | 21:00 | 0 | 2013-08-23 | 21 | 29.39 | 1 | 30.39 | 0
8 | 23 | 22:00 | 0 | 2013-08-23 | 22 | 28.7 | 1 | 29.7 | 0
8 | 23 | 23:00 | 0 | 2013-08-23 | 23 | 28.32 | 1 | 29.32 | 0
8 | 23 | 24:00 | 0 | 2013-08-23 | 24 | 24.46 | 1 | 25.46 | 0
8 | 24 | 01:00 | 0 | 2013-08-24 | 1 | 24.21 | 1 | 25.21 | 0
8 | 24 | 02:00 | 0 | 2013-08-24 | 2 | 25.06 | 1 | 26.06 | 0
8 | 24 | 03:00 | 0 | 2013-08-24 | 3 | 24.4 | 1 | 25.4 | 0
8 | 24 | 04:00 | 0 | 2013-08-24 | 4 | 24.8 | 1 | 25.8 | 0
8 | 24 | 05:00 | 0 | 2013-08-24 | 5 | 24.23 | 1 | 25.23 | 0
8 | 24 | 06:00 | 0 | 2013-08-24 | 6 | 23.51 | 1 | 24.51 | 0
8 | 24 | 07:00 | 12 | 2013-08-24 | 7 | 26.19 | 1 | 27.19 | 326.28
8 | 24 | 08:00 | 476 | 2013-08-24 | 8 | 29.4 | 1 | 30.4 | 14470.4
8 | 24 | 09:00 | 574 | 2013-08-24 | 9 | 33.1 | 1 | 34.1 | 19573.4
8 | 24 | 10:00 | 900 | 2013-08-24 | 10 | 41.65 | 1 | 42.65 | 38385
8 | 24 | 11:00 | 832 | 2013-08-24 | 11 | 37.73 | 1 | 38.73 | 32223.36
8 | 24 | 12:00 | 960 | 2013-08-24 | 12 | 31.13 | 1 | 32.13 | 30844.8
8 | 24 | 13:00 | 1068 | 2013-08-24 | 13 | 33.27 | 1 | 34.27 | 36600.36
8 | 24 | 14:00 | 520 | 2013-08-24 | 14 | 34.98 | 1 | 35.98 | 18709.6
8 | 24 | 15:00 | 487 | 2013-08-24 | 15 | 37.52 | 1 | 38.52 | 18759.24
8 | 24 | 16:00 | 365 | 2013-08-24 | 16 | 34.82 | 1 | 35.82 | 13074.3
8 | 24 | 17:00 | 61 | 2013-08-24 | 17 | 37.05 | 1 | 38.05 | 2321.05
8 | 24 | 18:00 | 4 | 2013-08-24 | 18 | 37.18 | 1 | 38.18 | 152.72
8 | 24 | 19:00 | 0 | 2013-08-24 | 19 | 41.61 | 1 | 42.61 | 0
8 | 24 | 20:00 | 0 | 2013-08-24 | 20 | 40.02 | 1 | 41.02 | 0
8 | 24 | 21:00 | 0 | 2013-08-24 | 21 | 37.75 | 1 | 38.75 | 0
8 | 24 | 22:00 | 0 | 2013-08-24 | 22 | 32.22 | 1 | 33.22 | 0
8 | 24 | 23:00 | 0 | 2013-08-24 | 23 | 31.06 | 1 | 32.06 | 0
8 | 24 | 24:00 | 0 | 2013-08-24 | 24 | 26.8 | 1 | 27.8 | 0
8 | 25 | 01:00 | 0 | 2013-08-25 | 1 | 23.26 | 1 | 24.26 | 0
8 | 25 | 02:00 | 0 | 2013-08-25 | 2 | 23.38 | 1 | 24.38 | 0
8 | 25 | 03:00 | 0 | 2013-08-25 | 3 | 21.49 | 1 | 22.49 | 0
8 | 25 | 04:00 | 0 | 2013-08-25 | 4 | 23.74 | 1 | 24.74 | 0
8 | 25 | 05:00 | 0 | 2013-08-25 | 5 | 24.8 | 1 | 25.8 | 0
8 | 25 | 06:00 | 0 | 2013-08-25 | 6 | 24.82 | 1 | 25.82 | 0
8 | 25 | 07:00 | 48 | 2013-08-25 | 7 | 23.69 | 1 | 24.69 | 1185.12
8 | 25 | 08:00 | 426 | 2013-08-25 | 8 | 23.86 | 1 | 24.86 | 10590.36
8 | 25 | 09:00 | 755 | 2013-08-25 | 9 | 23.99 | 1 | 24.99 | 18867.45
8 | 25 | 10:00 | 1005 | 2013-08-25 | 10 | 25.68 | 1 | 26.68 | 26813.4
8 | 25 | 11:00 | 1041 | 2013-08-25 | 11 | 28.28 | 1 | 29.28 | 30480.48
8 | 25 | 12:00 | 1132 | 2013-08-25 | 12 | 31.09 | 1 | 32.09 | 36325.88
8 | 25 | 13:00 | 1187 | 2013-08-25 | 13 | 32.19 | 1 | 33.19 | 39396.53
8 | 25 | 14:00 | 1415 | 2013-08-25 | 14 | 31.87 | 1 | 32.87 | 46511.05
8 | 25 | 15:00 | 1417 | 2013-08-25 | 15 | 35.35 | 1 | 36.35 | 51507.95
8 | 25 | 16:00 | 933 | 2013-08-25 | 16 | 42.39 | 1 | 43.39 | 40482.87
8 | 25 | 17:00 | 573 | 2013-08-25 | 17 | 43.96 | 1 | 44.96 | 25762.08
8 | 25 | 18:00 | 4 | 2013-08-25 | 18 | 41.51 | 1 | 42.51 | 170.04
8 | 25 | 19:00 | 0 | 2013-08-25 | 19 | 40.53 | 1 | 41.53 | 0
8 | 25 | 20:00 | 0 | 2013-08-25 | 20 | 41.16 | 1 | 42.16 | 0
8 | 25 | 21:00 | 0 | 2013-08-25 | 21 | 42.37 | 1 | 43.37 | 0
8 | 25 | 22:00 | 0 | 2013-08-25 | 22 | 35.98 | 1 | 36.98 | 0
8 | 25 | 23:00 | 0 | 2013-08-25 | 23 | 31.7 | 1 | 32.7 | 0
8 | 25 | 24:00 | 0 | 2013-08-25 | 24 | 29.95 | 1 | 30.95 | 0
8 | 26 | 01:00 | 0 | 2013-08-26 | 1 | 26.69 | 1 | 27.69 | 0
8 | 26 | 02:00 | 0 | 2013-08-26 | 2 | 25.55 | 1 | 26.55 | 0
8 | 26 | 03:00 | 0 | 2013-08-26 | 3 | 26.56 | 1 | 27.56 | 0
8 | 26 | 04:00 | 0 | 2013-08-26 | 4 | 24.66 | 1 | 25.66 | 0
8 | 26 | 05:00 | 0 | 2013-08-26 | 5 | 24.73 | 1 | 25.73 | 0
8 | 26 | 06:00 | 0 | 2013-08-26 | 6 | 24.61 | 1 | 25.61 | 0
8 | 26 | 07:00 | 95 | 2013-08-26 | 7 | 31.16 | 1 | 32.16 | 3055.2
8 | 26 | 08:00 | 398 | 2013-08-26 | 8 | 33.98 | 1 | 34.98 | 13922.04
8 | 26 | 09:00 | 647 | 2013-08-26 | 9 | 31.23 | 1 | 32.23 | 20852.81
8 | 26 | 10:00 | 2364 | 2013-08-26 | 10 | 31.65 | 1 | 32.65 | 77184.6
8 | 26 | 11:00 | 2696 | 2013-08-26 | 11 | 35.62 | 1 | 36.62 | 98727.52
8 | 26 | 12:00 | 2872 | 2013-08-26 | 12 | 42.42 | 1 | 43.42 | 124702.24
8 | 26 | 13:00 | 2745 | 2013-08-26 | 13 | 41.69 | 1 | 42.69 | 117184.05
8 | 26 | 14:00 | 2509 | 2013-08-26 | 14 | 47.6 | 1 | 48.6 | 121937.4
8 | 26 | 15:00 | 2143 | 2013-08-26 | 15 | 37.36 | 1 | 38.36 | 82205.48
8 | 26 | 16:00 | 1523 | 2013-08-26 | 16 | 33.63 | 1 | 34.63 | 52741.49
8 | 26 | 17:00 | 707 | 2013-08-26 | 17 | 40.98 | 1 | 41.98 | 29679.86
8 | 26 | 18:00 | 13 | 2013-08-26 | 18 | 51.5 | 1 | 52.5 | 682.5
8 | 26 | 19:00 | 0 | 2013-08-26 | 19 | 45.4 | 1 | 46.4 | 0
8 | 26 | 20:00 | 0 | 2013-08-26 | 20 | 61.18 | 1 | 62.18 | 0
8 | 26 | 21:00 | 0 | 2013-08-26 | 21 | 72.95 | 1 | 73.95 | 0
8 | 26 | 22:00 | 0 | 2013-08-26 | 22 | 61.3 | 1 | 62.3 | 0
8 | 26 | 23:00 | 0 | 2013-08-26 | 23 | 53.05 | 1 | 54.05 | 0
8 | 26 | 24:00 | 0 | 2013-08-26 | 24 | 37.61 | 1 | 38.61 | 0
8 | 27 | 01:00 | 0 | 2013-08-27 | 1 | 34.9 | 1 | 35.9 | 0
8 | 27 | 02:00 | 0 | 2013-08-27 | 2 | 32.14 | 1 | 33.14 | 0
8 | 27 | 03:00 | 0 | 2013-08-27 | 3 | 34.93 | 1 | 35.93 | 0
8 | 27 | 04:00 | 0 | 2013-08-27 | 4 | 30.94 | 1 | 31.94 | 0
8 | 27 | 05:00 | 0 | 2013-08-27 | 5 | 29.91 | 1 | 30.91 | 0
8 | 27 | 06:00 | 0 | 2013-08-27 | 6 | 39.6 | 1 | 40.6 | 0
8 | 27 | 07:00 | 20 | 2013-08-27 | 7 | 37.85 | 1 | 38.85 | 777
8 | 27 | 08:00 | 661 | 2013-08-27 | 8 | 51.76 | 1 | 52.76 | 34874.36
8 | 27 | 09:00 | 1536 | 2013-08-27 | 9 | 46.92 | 1 | 47.92 | 73605.12
8 | 27 | 10:00 | 2241 | 2013-08-27 | 10 | 47.29 | 1 | 48.29 | 108217.89
8 | 27 | 11:00 | 2417 | 2013-08-27 | 11 | 42.78 | 1 | 43.78 | 105816.26
8 | 27 | 12:00 | 2502 | 2013-08-27 | 12 | 47.91 | 1 | 48.91 | 122372.82
8 | 27 | 13:00 | 704 | 2013-08-27 | 13 | 57.99 | 1 | 58.99 | 41528.96
8 | 27 | 14:00 | 848 | 2013-08-27 | 14 | 69.04 | 1 | 70.04 | 59393.92
8 | 27 | 15:00 | 255 | 2013-08-27 | 15 | 69.16 | 1 | 70.16 | 17890.8
8 | 27 | 16:00 | 958 | 2013-08-27 | 16 | 89.62 | 1 | 90.62 | 86813.96
8 | 27 | 17:00 | 728 | 2013-08-27 | 17 | 92.97 | 1 | 93.97 | 68410.16
8 | 27 | 18:00 | 8 | 2013-08-27 | 18 | 92.2 | 1 | 93.2 | 745.6
8 | 27 | 19:00 | 0 | 2013-08-27 | 19 | 71.88 | 1 | 72.88 | 0
8 | 27 | 20:00 | 0 | 2013-08-27 | 20 | 93.36 | 1 | 94.36 | 0
8 | 27 | 21:00 | 0 | 2013-08-27 | 21 | 92.04 | 1 | 93.04 | 0
8 | 27 | 22:00 | 0 | 2013-08-27 | 22 | 38.48 | 1 | 39.48 | 0
8 | 27 | 23:00 | 0 | 2013-08-27 | 23 | 31.14 | 1 | 32.14 | 0
8 | 27 | 24:00 | 0 | 2013-08-27 | 24 | 31.29 | 1 | 32.29 | 0
8 | 28 | 01:00 | 0 | 2013-08-28 | 1 | 30.57 | 1 | 31.57 | 0
8 | 28 | 02:00 | 0 | 2013-08-28 | 2 | 29.59 | 1 | 30.59 | 0
8 | 28 | 03:00 | 0 | 2013-08-28 | 3 | 28.11 | 1 | 29.11 | 0
8 | 28 | 04:00 | 0 | 2013-08-28 | 4 | 28.04 | 1 | 29.04 | 0
8 | 28 | 05:00 | 0 | 2013-08-28 | 5 | 27.94 | 1 | 28.94 | 0
8 | 28 | 06:00 | 0 | 2013-08-28 | 6 | 28.47 | 1 | 29.47 | 0
8 | 28 | 07:00 | 68 | 2013-08-28 | 7 | 31.12 | 1 | 32.12 | 2184.16
8 | 28 | 08:00 | 892 | 2013-08-28 | 8 | 37.56 | 1 | 38.56 | 34395.52
8 | 28 | 09:00 | 1924 | 2013-08-28 | 9 | 38.51 | 1 | 39.51 | 76017.24
8 | 28 | 10:00 | 2223 | 2013-08-28 | 10 | 51.02 | 1 | 52.02 | 115640.46
8 | 28 | 11:00 | 2530 | 2013-08-28 | 11 | 53.9 | 1 | 54.9 | 138897
8 | 28 | 12:00 | 2644 | 2013-08-28 | 12 | 63.79 | 1 | 64.79 | 171304.76
8 | 28 | 13:00 | 2722 | 2013-08-28 | 13 | 67.94 | 1 | 68.94 | 187654.68
8 | 28 | 14:00 | 2425 | 2013-08-28 | 14 | 107.6 | 1 | 108.6 | 263355
8 | 28 | 15:00 | 2063 | 2013-08-28 | 15 | 52.16 | 1 | 53.16 | 109669.08
8 | 28 | 16:00 | 1296 | 2013-08-28 | 16 | 55.44 | 1 | 56.44 | 73146.24
8 | 28 | 17:00 | 714 | 2013-08-28 | 17 | 97.94 | 1 | 98.94 | 70643.16
8 | 28 | 18:00 | 12 | 2013-08-28 | 18 | 43.97 | 1 | 44.97 | 539.64
8 | 28 | 19:00 | 0 | 2013-08-28 | 19 | 38.34 | 1 | 39.34 | 0
8 | 28 | 20:00 | 0 | 2013-08-28 | 20 | 67.23 | 1 | 68.23 | 0
8 | 28 | 21:00 | 0 | 2013-08-28 | 21 | 49.44 | 1 | 50.44 | 0
8 | 28 | 22:00 | 0 | 2013-08-28 | 22 | 42.37 | 1 | 43.37 | 0
8 | 28 | 23:00 | 0 | 2013-08-28 | 23 | 32.01 | 1 | 33.01 | 0
8 | 28 | 24:00 | 0 | 2013-08-28 | 24 | 28.58 | 1 | 29.58 | 0
8 | 29 | 01:00 | 0 | 2013-08-29 | 1 | 30.45 | 1 | 31.45 | 0
8 | 29 | 02:00 | 0 | 2013-08-29 | 2 | 28.95 | 1 | 29.95 | 0
8 | 29 | 03:00 | 0 | 2013-08-29 | 3 | 28.28 | 1 | 29.28 | 0
8 | 29 | 04:00 | 0 | 2013-08-29 | 4 | 28.04 | 1 | 29.04 | 0
8 | 29 | 05:00 | 0 | 2013-08-29 | 5 | 28.57 | 1 | 29.57 | 0
8 | 29 | 06:00 | 0 | 2013-08-29 | 6 | 30.21 | 1 | 31.21 | 0
8 | 29 | 07:00 | 243 | 2013-08-29 | 7 | 38.81 | 1 | 39.81 | 9673.83
8 | 29 | 08:00 | 1071 | 2013-08-29 | 8 | 48.86 | 1 | 49.86 | 53400.06
8 | 29 | 09:00 | 1722 | 2013-08-29 | 9 | 41.65 | 1 | 42.65 | 73443.3
8 | 29 | 10:00 | 2313 | 2013-08-29 | 10 | 34.59 | 1 | 35.59 | 82319.67
8 | 29 | 11:00 | 2690 | 2013-08-29 | 11 | 33.33 | 1 | 34.33 | 92347.7
8 | 29 | 12:00 | 2803 | 2013-08-29 | 12 | 34.77 | 1 | 35.77 | 100263.31
8 | 29 | 13:00 | 2775 | 2013-08-29 | 13 | 37.14 | 1 | 38.14 | 105838.5
8 | 29 | 14:00 | 2362 | 2013-08-29 | 14 | 34.86 | 1 | 35.86 | 84701.32
8 | 29 | 15:00 | 1842 | 2013-08-29 | 15 | 33.15 | 1 | 34.15 | 62904.3
8 | 29 | 16:00 | 1329 | 2013-08-29 | 16 | 32.75 | 1 | 33.75 | 44853.75
8 | 29 | 17:00 | 636 | 2013-08-29 | 17 | 32.41 | 1 | 33.41 | 21248.76
8 | 29 | 18:00 | 16 | 2013-08-29 | 18 | 33.76 | 1 | 34.76 | 556.16
8 | 29 | 19:00 | 0 | 2013-08-29 | 19 | 34.3 | 1 | 35.3 | 0
8 | 29 | 20:00 | 0 | 2013-08-29 | 20 | 39 | 1 | 40 | 0
8 | 29 | 21:00 | 0 | 2013-08-29 | 21 | 34.22 | 1 | 35.22 | 0
8 | 29 | 22:00 | 0 | 2013-08-29 | 22 | 31.96 | 1 | 32.96 | 0
8 | 29 | 23:00 | 0 | 2013-08-29 | 23 | 30.48 | 1 | 31.48 | 0
8 | 29 | 24:00 | 0 | 2013-08-29 | 24 | 26.39 | 1 | 27.39 | 0
8 | 30 | 01:00 | 0 | 2013-08-30 | 1 | 23.12 | 1 | 24.12 | 0
8 | 30 | 02:00 | 0 | 2013-08-30 | 2 | 22.77 | 1 | 23.77 | 0
8 | 30 | 03:00 | 0 | 2013-08-30 | 3 | 10.46 | 1 | 11.46 | 0
8 | 30 | 04:00 | 0 | 2013-08-30 | 4 | 25.69 | 1 | 26.69 | 0
8 | 30 | 05:00 | 0 | 2013-08-30 | 5 | 26.35 | 1 | 27.35 | 0
8 | 30 | 06:00 | 0 | 2013-08-30 | 6 | 27.42 | 1 | 28.42 | 0
8 | 30 | 07:00 | 40 | 2013-08-30 | 7 | 27.01 | 1 | 28.01 | 1120.4
8 | 30 | 08:00 | 814 | 2013-08-30 | 8 | 35.01 | 1 | 36.01 | 29312.14
8 | 30 | 09:00 | 1157 | 2013-08-30 | 9 | 38.32 | 1 | 39.32 | 45493.24
8 | 30 | 10:00 | 1986 | 2013-08-30 | 10 | 31.48 | 1 | 32.48 | 64505.28
8 | 30 | 11:00 | 2566 | 2013-08-30 | 11 | 29.57 | 1 | 30.57 | 78442.62
8 | 30 | 12:00 | 1639 | 2013-08-30 | 12 | 40.64 | 1 | 41.64 | 68247.96
8 | 30 | 13:00 | 1807 | 2013-08-30 | 13 | 45.76 | 1 | 46.76 | 84495.32
8 | 30 | 14:00 | 1240 | 2013-08-30 | 14 | 60.38 | 1 | 61.38 | 76111.2
8 | 30 | 15:00 | 1535 | 2013-08-30 | 15 | 89.05 | 1 | 90.05 | 138226.75
8 | 30 | 16:00 | 533 | 2013-08-30 | 16 | 309.6 | 1 | 310.6 | 165549.8
8 | 30 | 17:00 | 12 | 2013-08-30 | 17 | 437.17 | 1 | 438.17 | 5258.04
8 | 30 | 18:00 | 0 | 2013-08-30 | 18 | 339.87 | 1 | 340.87 | 0
8 | 30 | 19:00 | 0 | 2013-08-30 | 19 | 50.8 | 1 | 51.8 | 0
8 | 30 | 20:00 | 0 | 2013-08-30 | 20 | 54.21 | 1 | 55.21 | 0
8 | 30 | 21:00 | 0 | 2013-08-30 | 21 | 76.52 | 1 | 77.52 | 0
8 | 30 | 22:00 | 0 | 2013-08-30 | 22 | 104.83 | 1 | 105.83 | 0
8 | 30 | 23:00 | 0 | 2013-08-30 | 23 | 63.71 | 1 | 64.71 | 0
8 | 30 | 24:00 | 0 | 2013-08-30 | 24 | 33.39 | 1 | 34.39 | 0
8 | 31 | 01:00 | 0 | 2013-08-31 | 1 | 28.17 | 1 | 29.17 | 0
8 | 31 | 02:00 | 0 | 2013-08-31 | 2 | 29.22 | 1 | 30.22 | 0
8 | 31 | 03:00 | 0 | 2013-08-31 | 3 | 30.1 | 1 | 31.1 | 0
8 | 31 | 04:00 | 0 | 2013-08-31 | 4 | 32.31 | 1 | 33.31 | 0
8 | 31 | 05:00 | 0 | 2013-08-31 | 5 | 33.11 | 1 | 34.11 | 0
8 | 31 | 06:00 | 0 | 2013-08-31 | 6 | 28.64 | 1 | 29.64 | 0
8 | 31 | 07:00 | 91 | 2013-08-31 | 7 | 27.06 | 1 | 28.06 | 2553.46
8 | 31 | 08:00 | 397 | 2013-08-31 | 8 | 28.69 | 1 | 29.69 | 11786.93
8 | 31 | 09:00 | 780 | 2013-08-31 | 9 | 30.68 | 1 | 31.68 | 24710.4
8 | 31 | 10:00 | 1766 | 2013-08-31 | 10 | 33.7 | 1 | 34.7 | 61280.2
8 | 31 | 11:00 | 2406 | 2013-08-31 | 11 | 44.59 | 1 | 45.59 | 109689.54
8 | 31 | 12:00 | 1821 | 2013-08-31 | 12 | 50.07 | 1 | 51.07 | 92998.47
8 | 31 | 13:00 | 1631 | 2013-08-31 | 13 | 46.91 | 1 | 47.91 | 78141.21
8 | 31 | 14:00 | 1020 | 2013-08-31 | 14 | 44.83 | 1 | 45.83 | 46746.6
8 | 31 | 15:00 | 935 | 2013-08-31 | 15 | 45.54 | 1 | 46.54 | 43514.9
8 | 31 | 16:00 | 652 | 2013-08-31 | 16 | 43.2 | 1 | 44.2 | 28818.4
8 | 31 | 17:00 | 677 | 2013-08-31 | 17 | 50.68 | 1 | 51.68 | 34987.36
8 | 31 | 18:00 | 11 | 2013-08-31 | 18 | 52.54 | 1 | 53.54 | 588.94
8 | 31 | 19:00 | 0 | 2013-08-31 | 19 | 55.15 | 1 | 56.15 | 0
8 | 31 | 20:00 | 0 | 2013-08-31 | 20 | 186.06 | 1 | 187.06 | 0
8 | 31 | 21:00 | 0 | 2013-08-31 | 21 | 59.18 | 1 | 60.18 | 0
8 | 31 | 22:00 | 0 | 2013-08-31 | 22 | 66.24 | 1 | 67.24 | 0
8 | 31 | 23:00 | 0 | 2013-08-31 | 23 | 54.29 | 1 | 55.29 | 0
8 | 31 | 24:00 | 0 | 2013-08-31 | 24 | 30.3 | 1 | 31.3 | 0
9 | 1 | 01:00 | 0 | 2013-09-01 | 1 | 32.38 | 1 | 33.38 | 0
9 | 1 | 02:00 | 0 | 2013-09-01 | 2 | 32.15 | 1 | 33.15 | 0
9 | 1 | 03:00 | 0 | 2013-09-01 | 3 | 32.8 | 1 | 33.8 | 0
9 | 1 | 04:00 | 0 | 2013-09-01 | 4 | 33.06 | 1 | 34.06 | 0
9 | 1 | 05:00 | 0 | 2013-09-01 | 5 | 28.11 | 1 | 29.11 | 0
9 | 1 | 06:00 | 0 | 2013-09-01 | 6 | 27.94 | 1 | 28.94 | 0
9 | 1 | 07:00 | 280 | 2013-09-01 | 7 | 27.98 | 1 | 28.98 | 8114.4
9 | 1 | 08:00 | 1184 | 2013-09-01 | 8 | 28.42 | 1 | 29.42 | 34833.28
9 | 1 | 09:00 | 1951 | 2013-09-01 | 9 | 31.8 | 1 | 32.8 | 63992.8
9 | 1 | 10:00 | 2475 | 2013-09-01 | 10 | 31.03 | 1 | 32.03 | 79274.25
9 | 1 | 11:00 | 2519 | 2013-09-01 | 11 | 34.23 | 1 | 35.23 | 88744.37
9 | 1 | 12:00 | 2706 | 2013-09-01 | 12 | 43.02 | 1 | 44.02 | 119118.12
9 | 1 | 13:00 | 2574 | 2013-09-01 | 13 | 54.06 | 1 | 55.06 | 141724.44
9 | 1 | 14:00 | 2398 | 2013-09-01 | 14 | 48.67 | 1 | 49.67 | 119108.66
9 | 1 | 15:00 | 1840 | 2013-09-01 | 15 | 50.49 | 1 | 51.49 | 94741.6
9 | 1 | 16:00 | 1383 | 2013-09-01 | 16 | 45.72 | 1 | 46.72 | 64613.76
9 | 1 | 17:00 | 620 | 2013-09-01 | 17 | 35.05 | 1 | 36.05 | 22351
9 | 1 | 18:00 | 13 | 2013-09-01 | 18 | 35.07 | 1 | 36.07 | 468.91
9 | 1 | 19:00 | 0 | 2013-09-01 | 19 | 46.38 | 1 | 47.38 | 0
9 | 1 | 20:00 | 0 | 2013-09-01 | 20 | 40.1 | 1 | 41.1 | 0
9 | 1 | 21:00 | 0 | 2013-09-01 | 21 | 38.72 | 1 | 39.72 | 0
9 | 1 | 22:00 | 0 | 2013-09-01 | 22 | 45.5 | 1 | 46.5 | 0
9 | 1 | 23:00 | 0 | 2013-09-01 | 23 | 41.7 | 1 | 42.7 | 0
9 | 1 | 24:00 | 0 | 2013-09-01 | 24 | 35.52 | 1 | 36.52 | 0
9 | 2 | 01:00 | 0 | 2013-09-02 | 1 | 31.42 | 1 | 32.42 | 0
9 | 2 | 02:00 | 0 | 2013-09-02 | 2 | 55.74 | 1 | 56.74 | 0
9 | 2 | 03:00 | 0 | 2013-09-02 | 3 | 33.8 | 1 | 34.8 | 0
9 | 2 | 04:00 | 0 | 2013-09-02 | 4 | 28.62 | 1 | 29.62 | 0
9 | 2 | 05:00 | 0 | 2013-09-02 | 5 | 28.7 | 1 | 29.7 | 0
9 | 2 | 06:00 | 0 | 2013-09-02 | 6 | 33.58 | 1 | 34.58 | 0
9 | 2 | 07:00 | 4 | 2013-09-02 | 7 | 38.05 | 1 | 39.05 | 156.2
9 | 2 | 08:00 | 76 | 2013-09-02 | 8 | 29.52 | 1 | 30.52 | 2319.52
9 | 2 | 09:00 | 559 | 2013-09-02 | 9 | 28.49 | 1 | 29.49 | 16484.91
9 | 2 | 10:00 | 538 | 2013-09-02 | 10 | 29.44 | 1 | 30.44 | 16376.72
9 | 2 | 11:00 | 814 | 2013-09-02 | 11 | 37.73 | 1 | 38.73 | 31526.22
9 | 2 | 12:00 | 1212 | 2013-09-02 | 12 | 56.7 | 1 | 57.7 | 69932.4
9 | 2 | 13:00 | 1062 | 2013-09-02 | 13 | 59.54 | 1 | 60.54 | 64293.48
9 | 2 | 14:00 | 863 | 2013-09-02 | 14 | 55.27 | 1 | 56.27 | 48561.01
9 | 2 | 15:00 | 1547 | 2013-09-02 | 15 | 45.89 | 1 | 46.89 | 72538.83
9 | 2 | 16:00 | 1363 | 2013-09-02 | 16 | 39.59 | 1 | 40.59 | 55324.17
9 | 2 | 17:00 | 634 | 2013-09-02 | 17 | 56.02 | 1 | 57.02 | 36150.68
9 | 2 | 18:00 | 6 | 2013-09-02 | 18 | 64.2 | 1 | 65.2 | 391.2
9 | 2 | 19:00 | 0 | 2013-09-02 | 19 | 69.31 | 1 | 70.31 | 0
9 | 2 | 20:00 | 0 | 2013-09-02 | 20 | 71.27 | 1 | 72.27 | 0
9 | 2 | 21:00 | 0 | 2013-09-02 | 21 | 55.19 | 1 | 56.19 | 0
9 | 2 | 22:00 | 0 | 2013-09-02 | 22 | 46.31 | 1 | 47.31 | 0
9 | 2 | 23:00 | 0 | 2013-09-02 | 23 | 30.83 | 1 | 31.83 | 0
9 | 2 | 24:00 | 0 | 2013-09-02 | 24 | 28.88 | 1 | 29.88 | 0
9 | 3 | 01:00 | 0 | 2013-09-03 | 1 | 30.85 | 1 | 31.85 | 0
9 | 3 | 02:00 | 0 | 2013-09-03 | 2 | 29.33 | 1 | 30.33 | 0
9 | 3 | 03:00 | 0 | 2013-09-03 | 3 | 28.04 | 1 | 29.04 | 0
9 | 3 | 04:00 | 0 | 2013-09-03 | 4 | 27.58 | 1 | 28.58 | 0
9 | 3 | 05:00 | 0 | 2013-09-03 | 5 | 27.32 | 1 | 28.32 | 0
9 | 3 | 06:00 | 0 | 2013-09-03 | 6 | 29.89 | 1 | 30.89 | 0
9 | 3 | 07:00 | 12 | 2013-09-03 | 7 | 36.73 | 1 | 37.73 | 452.76
9 | 3 | 08:00 | 390 | 2013-09-03 | 8 | 67.03 | 1 | 68.03 | 26531.7
9 | 3 | 09:00 | 545 | 2013-09-03 | 9 | 66.8 | 1 | 67.8 | 36951
9 | 3 | 10:00 | 732 | 2013-09-03 | 10 | 57.24 | 1 | 58.24 | 42631.68
9 | 3 | 11:00 | 833 | 2013-09-03 | 11 | 65.04 | 1 | 66.04 | 55011.32
9 | 3 | 12:00 | 928 | 2013-09-03 | 12 | 62.31 | 1 | 63.31 | 58751.68
9 | 3 | 13:00 | 925 | 2013-09-03 | 13 | 62.8 | 1 | 63.8 | 59015
9 | 3 | 14:00 | 1032 | 2013-09-03 | 14 | 56.5 | 1 | 57.5 | 59340
9 | 3 | 15:00 | 1179 | 2013-09-03 | 15 | 55.58 | 1 | 56.58 | 66707.82
9 | 3 | 16:00 | 1313 | 2013-09-03 | 16 | 52 | 1 | 53 | 69589
9 | 3 | 17:00 | 132 | 2013-09-03 | 17 | 68.53 | 1 | 69.53 | 9177.96
9 | 3 | 18:00 | 1 | 2013-09-03 | 18 | 58.49 | 1 | 59.49 | 59.49
9 | 3 | 19:00 | 0 | 2013-09-03 | 19 | 30.47 | 1 | 31.47 | 0
9 | 3 | 20:00 | 0 | 2013-09-03 | 20 | 30.05 | 1 | 31.05 | 0
9 | 3 | 21:00 | 0 | 2013-09-03 | 21 | 30.74 | 1 | 31.74 | 0
9 | 3 | 22:00 | 0 | 2013-09-03 | 22 | 28.47 | 1 | 29.47 | 0
9 | 3 | 23:00 | 0 | 2013-09-03 | 23 | 27.07 | 1 | 28.07 | 0
9 | 3 | 24:00 | 0 | 2013-09-03 | 24 | 26.93 | 1 | 27.93 | 0
9 | 4 | 01:00 | 0 | 2013-09-04 | 1 | 28.21 | 1 | 29.21 | 0
9 | 4 | 02:00 | 0 | 2013-09-04 | 2 | 25.72 | 1 | 26.72 | 0
9 | 4 | 03:00 | 0 | 2013-09-04 | 3 | 23.9 | 1 | 24.9 | 0
9 | 4 | 04:00 | 0 | 2013-09-04 | 4 | 24.13 | 1 | 25.13 | 0
9 | 4 | 05:00 | 0 | 2013-09-04 | 5 | 27.65 | 1 | 28.65 | 0
9 | 4 | 06:00 | 0 | 2013-09-04 | 6 | 28.34 | 1 | 29.34 | 0
9 | 4 | 07:00 | 20 | 2013-09-04 | 7 | 18.68 | 1 | 19.68 | 393.6
9 | 4 | 08:00 | 309 | 2013-09-04 | 8 | 26.37 | 1 | 27.37 | 8457.33
9 | 4 | 09:00 | 340 | 2013-09-04 | 9 | 27.56 | 1 | 28.56 | 9710.4
9 | 4 | 10:00 | 1415 | 2013-09-04 | 10 | 26.46 | 1 | 27.46 | 38855.9
9 | 4 | 11:00 | 1125 | 2013-09-04 | 11 | 25.55 | 1 | 26.55 | 29868.75
9 | 4 | 12:00 | 1586 | 2013-09-04 | 12 | 27.73 | 1 | 28.73 | 45565.78
9 | 4 | 13:00 | 1884 | 2013-09-04 | 13 | 28.69 | 1 | 29.69 | 55935.96
9 | 4 | 14:00 | 2346 | 2013-09-04 | 14 | 30.28 | 1 | 31.28 | 73382.88
9 | 4 | 15:00 | 1861 | 2013-09-04 | 15 | 36.48 | 1 | 37.48 | 69750.28
9 | 4 | 16:00 | 819 | 2013-09-04 | 16 | 36.17 | 1 | 37.17 | 30442.23
9 | 4 | 17:00 | 443 | 2013-09-04 | 17 | 55.08 | 1 | 56.08 | 24843.44
9 | 4 | 18:00 | 2 | 2013-09-04 | 18 | 47.41 | 1 | 48.41 | 96.82
9 | 4 | 19:00 | 0 | 2013-09-04 | 19 | 33.55 | 1 | 34.55 | 0
9 | 4 | 20:00 | 0 | 2013-09-04 | 20 | 39.26 | 1 | 40.26 | 0
9 | 4 | 21:00 | 0 | 2013-09-04 | 21 | 36.45 | 1 | 37.45 | 0
9 | 4 | 22:00 | 0 | 2013-09-04 | 22 | 28.46 | 1 | 29.46 | 0
9 | 4 | 23:00 | 0 | 2013-09-04 | 23 | 26.39 | 1 | 27.39 | 0
9 | 4 | 24:00 | 0 | 2013-09-04 | 24 | 23.27 | 1 | 24.27 | 0
9 | 5 | 01:00 | 0 | 2013-09-05 | 1 | 26.4 | 1 | 27.4 | 0
9 | 5 | 02:00 | 0 | 2013-09-05 | 2 | 28.18 | 1 | 29.18 | 0
9 | 5 | 03:00 | 0 | 2013-09-05 | 3 | 27.37 | 1 | 28.37 | 0
9 | 5 | 04:00 | 0 | 2013-09-05 | 4 | 23.97 | 1 | 24.97 | 0
9 | 5 | 05:00 | 0 | 2013-09-05 | 5 | 27.53 | 1 | 28.53 | 0
9 | 5 | 06:00 | 0 | 2013-09-05 | 6 | 26.17 | 1 | 27.17 | 0
9 | 5 | 07:00 | 152 | 2013-09-05 | 7 | 28.57 | 1 | 29.57 | 4494.64
9 | 5 | 08:00 | 724 | 2013-09-05 | 8 | 37.34 | 1 | 38.34 | 27758.16
9 | 5 | 09:00 | 1007 | 2013-09-05 | 9 | 43.68 | 1 | 44.68 | 44992.76
9 | 5 | 10:00 | 1686 | 2013-09-05 | 10 | 40.97 | 1 | 41.97 | 70761.42
9 | 5 | 11:00 | 2336 | 2013-09-05 | 11 | 40.41 | 1 | 41.41 | 96733.76
9 | 5 | 12:00 | 2350 | 2013-09-05 | 12 | 44.24 | 1 | 45.24 | 106314
9 | 5 | 13:00 | 1935 | 2013-09-05 | 13 | 48.5 | 1 | 49.5 | 95782.5
9 | 5 | 14:00 | 1807 | 2013-09-05 | 14 | 40.56 | 1 | 41.56 | 75098.92
9 | 5 | 15:00 | 1198 | 2013-09-05 | 15 | 32.72 | 1 | 33.72 | 40396.56
9 | 5 | 16:00 | 689 | 2013-09-05 | 16 | 31 | 1 | 32 | 22048
9 | 5 | 17:00 | 336 | 2013-09-05 | 17 | 33.5 | 1 | 34.5 | 11592
9 | 5 | 18:00 | 0 | 2013-09-05 | 18 | 38.08 | 1 | 39.08 | 0
9 | 5 | 19:00 | 0 | 2013-09-05 | 19 | 31.09 | 1 | 32.09 | 0
9 | 5 | 20:00 | 0 | 2013-09-05 | 20 | 33.57 | 1 | 34.57 | 0
9 | 5 | 21:00 | 0 | 2013-09-05 | 21 | 35.44 | 1 | 36.44 | 0
9 | 5 | 22:00 | 0 | 2013-09-05 | 22 | 29.25 | 1 | 30.25 | 0
9 | 5 | 23:00 | 0 | 2013-09-05 | 23 | 36.63 | 1 | 37.63 | 0
9 | 5 | 24:00 | 0 | 2013-09-05 | 24 | 26.48 | 1 | 27.48 | 0
9 | 6 | 01:00 | 0 | 2013-09-06 | 1 | 25.93 | 1 | 26.93 | 0
9 | 6 | 02:00 | 0 | 2013-09-06 | 2 | 26.29 | 1 | 27.29 | 0
9 | 6 | 03:00 | 0 | 2013-09-06 | 3 | 28.68 | 1 | 29.68 | 0
9 | 6 | 04:00 | 0 | 2013-09-06 | 4 | 27.3 | 1 | 28.3 | 0
9 | 6 | 05:00 | 0 | 2013-09-06 | 5 | 22.82 | 1 | 23.82 | 0
9 | 6 | 06:00 | 0 | 2013-09-06 | 6 | 18.96 | 1 | 19.96 | 0
9 | 6 | 07:00 | 1 | 2013-09-06 | 7 | 18.48 | 1 | 19.48 | 19.48
9 | 6 | 08:00 | 28 | 2013-09-06 | 8 | 28.92 | 1 | 29.92 | 837.76
9 | 6 | 09:00 | 136 | 2013-09-06 | 9 | 28.75 | 1 | 29.75 | 4046
9 | 6 | 10:00 | 390 | 2013-09-06 | 10 | 29.22 | 1 | 30.22 | 11785.8
9 | 6 | 11:00 | 460 | 2013-09-06 | 11 | 29.3 | 1 | 30.3 | 13938
9 | 6 | 12:00 | 578 | 2013-09-06 | 12 | 29.97 | 1 | 30.97 | 17900.66
9 | 6 | 13:00 | 599 | 2013-09-06 | 13 | 30.6 | 1 | 31.6 | 18928.4
9 | 6 | 14:00 | 499 | 2013-09-06 | 14 | 30.34 | 1 | 31.34 | 15638.66
9 | 6 | 15:00 | 462 | 2013-09-06 | 15 | 31.37 | 1 | 32.37 | 14954.94
9 | 6 | 16:00 | 137 | 2013-09-06 | 16 | 29.11 | 1 | 30.11 | 4125.07
9 | 6 | 17:00 | 29 | 2013-09-06 | 17 | 28.34 | 1 | 29.34 | 850.86
9 | 6 | 18:00 | 0 | 2013-09-06 | 18 | 28.45 | 1 | 29.45 | 0
9 | 6 | 19:00 | 0 | 2013-09-06 | 19 | 28.05 | 1 | 29.05 | 0
9 | 6 | 20:00 | 0 | 2013-09-06 | 20 | 29.95 | 1 | 30.95 | 0
9 | 6 | 21:00 | 0 | 2013-09-06 | 21 | 29.29 | 1 | 30.29 | 0
9 | 6 | 22:00 | 0 | 2013-09-06 | 22 | 27.6 | 1 | 28.6 | 0
9 | 6 | 23:00 | 0 | 2013-09-06 | 23 | 27.28 | 1 | 28.28 | 0
9 | 6 | 24:00 | 0 | 2013-09-06 | 24 | 26.77 | 1 | 27.77 | 0
9 | 7 | 01:00 | 0 | 2013-09-07 | 1 | 21.94 | 1 | 22.94 | 0
9 | 7 | 02:00 | 0 | 2013-09-07 | 2 | 20.57 | 1 | 21.57 | 0
9 | 7 | 03:00 | 0 | 2013-09-07 | 3 | 15.58 | 1 | 16.58 | 0
9 | 7 | 04:00 | 0 | 2013-09-07 | 4 | 19.99 | 1 | 20.99 | 0
9 | 7 | 05:00 | 0 | 2013-09-07 | 5 | 20.92 | 1 | 21.92 | 0
9 | 7 | 06:00 | 0 | 2013-09-07 | 6 | 20.97 | 1 | 21.97 | 0
9 | 7 | 07:00 | 32 | 2013-09-07 | 7 | 21.36 | 1 | 22.36 | 715.52
9 | 7 | 08:00 | 380 | 2013-09-07 | 8 | 22.07 | 1 | 23.07 | 8766.6
9 | 7 | 09:00 | 636 | 2013-09-07 | 9 | 26.36 | 1 | 27.36 | 17400.96
9 | 7 | 10:00 | 926 | 2013-09-07 | 10 | 26.75 | 1 | 27.75 | 25696.5
9 | 7 | 11:00 | 912 | 2013-09-07 | 11 | 26.54 | 1 | 27.54 | 25116.48
9 | 7 | 12:00 | 1545 | 2013-09-07 | 12 | 27.17 | 1 | 28.17 | 43522.65
9 | 7 | 13:00 | 680 | 2013-09-07 | 13 | 26.94 | 1 | 27.94 | 18999.2
9 | 7 | 14:00 | 653 | 2013-09-07 | 14 | 29.4 | 1 | 30.4 | 19851.2
9 | 7 | 15:00 | 905 | 2013-09-07 | 15 | 29.11 | 1 | 30.11 | 27249.55
9 | 7 | 16:00 | 389 | 2013-09-07 | 16 | 27.43 | 1 | 28.43 | 11059.27
9 | 7 | 17:00 | 247 | 2013-09-07 | 17 | 27.39 | 1 | 28.39 | 7012.33
9 | 7 | 18:00 | 1 | 2013-09-07 | 18 | 28.61 | 1 | 29.61 | 29.61
9 | 7 | 19:00 | 0 | 2013-09-07 | 19 | 29.37 | 1 | 30.37 | 0
9 | 7 | 20:00 | 0 | 2013-09-07 | 20 | 29.85 | 1 | 30.85 | 0
9 | 7 | 21:00 | 0 | 2013-09-07 | 21 | 37.74 | 1 | 38.74 | 0
9 | 7 | 22:00 | 0 | 2013-09-07 | 22 | 46.03 | 1 | 47.03 | 0
9 | 7 | 23:00 | 0 | 2013-09-07 | 23 | 64.33 | 1 | 65.33 | 0
9 | 7 | 24:00 | 0 | 2013-09-07 | 24 | 31.97 | 1 | 32.97 | 0
9 | 8 | 01:00 | 0 | 2013-09-08 | 1 | 41.62 | 1 | 42.62 | 0
9 | 8 | 02:00 | 0 | 2013-09-08 | 2 | 83.88 | 1 | 84.88 | 0
9 | 8 | 03:00 | 0 | 2013-09-08 | 3 | 35.62 | 1 | 36.62 | 0
9 | 8 | 04:00 | 0 | 2013-09-08 | 4 | 26.25 | 1 | 27.25 | 0
9 | 8 | 05:00 | 0 | 2013-09-08 | 5 | 29.71 | 1 | 30.71 | 0
9 | 8 | 06:00 | 0 | 2013-09-08 | 6 | 69.24 | 1 | 70.24 | 0
9 | 8 | 07:00 | 46 | 2013-09-08 | 7 | 32.25 | 1 | 33.25 | 1529.5
9 | 8 | 08:00 | 847 | 2013-09-08 | 8 | 24.94 | 1 | 25.94 | 21971.18
9 | 8 | 09:00 | 1821 | 2013-09-08 | 9 | 29.3 | 1 | 30.3 | 55176.3
9 | 8 | 10:00 | 1902 | 2013-09-08 | 10 | 47.35 | 1 | 48.35 | 91961.7
9 | 8 | 11:00 | 2393 | 2013-09-08 | 11 | 53.59 | 1 | 54.59 | 130633.87
9 | 8 | 12:00 | 2401 | 2013-09-08 | 12 | 68.61 | 1 | 69.61 | 167133.61
9 | 8 | 13:00 | 2212 | 2013-09-08 | 13 | 75.25 | 1 | 76.25 | 168665
9 | 8 | 14:00 | 2239 | 2013-09-08 | 14 | 78.83 | 1 | 79.83 | 178739.37
9 | 8 | 15:00 | 1732 | 2013-09-08 | 15 | 73.58 | 1 | 74.58 | 129172.56
9 | 8 | 16:00 | 1015 | 2013-09-08 | 16 | 32.28 | 1 | 33.28 | 33779.2
9 | 8 | 17:00 | 623 | 2013-09-08 | 17 | 34.55 | 1 | 35.55 | 22147.65
9 | 8 | 18:00 | 1 | 2013-09-08 | 18 | 32.26 | 1 | 33.26 | 33.26
9 | 8 | 19:00 | 0 | 2013-09-08 | 19 | 34.78 | 1 | 35.78 | 0
9 | 8 | 20:00 | 0 | 2013-09-08 | 20 | 75.39 | 1 | 76.39 | 0
9 | 8 | 21:00 | 0 | 2013-09-08 | 21 | 72.89 | 1 | 73.89 | 0
9 | 8 | 22:00 | 0 | 2013-09-08 | 22 | 36.93 | 1 | 37.93 | 0
9 | 8 | 23:00 | 0 | 2013-09-08 | 23 | 27.99 | 1 | 28.99 | 0
9 | 8 | 24:00 | 0 | 2013-09-08 | 24 | 31.07 | 1 | 32.07 | 0
9 | 9 | 01:00 | 0 | 2013-09-09 | 1 | 33.68 | 1 | 34.68 | 0
9 | 9 | 02:00 | 0 | 2013-09-09 | 2 | 56.6 | 1 | 57.6 | 0
9 | 9 | 03:00 | 0 | 2013-09-09 | 3 | 32.39 | 1 | 33.39 | 0
9 | 9 | 04:00 | 0 | 2013-09-09 | 4 | 25.74 | 1 | 26.74 | 0
9 | 9 | 05:00 | 0 | 2013-09-09 | 5 | 16.5 | 1 | 17.5 | 0
9 | 9 | 06:00 | 0 | 2013-09-09 | 6 | 26.45 | 1 | 27.45 | 0
9 | 9 | 07:00 | 75 | 2013-09-09 | 7 | 32.08 | 1 | 33.08 | 2481
9 | 9 | 08:00 | 497 | 2013-09-09 | 8 | 33.87 | 1 | 34.87 | 17330.39
9 | 9 | 09:00 | 439 | 2013-09-09 | 9 | 36.39 | 1 | 37.39 | 16414.21
9 | 9 | 10:00 | 1299 | 2013-09-09 | 10 | 33.86 | 1 | 34.86 | 45283.14
9 | 9 | 11:00 | 768 | 2013-09-09 | 11 | 32.74 | 1 | 33.74 | 25912.32
9 | 9 | 12:00 | 817 | 2013-09-09 | 12 | 33.2 | 1 | 34.2 | 27941.4
9 | 9 | 13:00 | 896 | 2013-09-09 | 13 | 32.71 | 1 | 33.71 | 30204.16
9 | 9 | 14:00 | 936 | 2013-09-09 | 14 | 31.34 | 1 | 32.34 | 30270.24
9 | 9 | 15:00 | 377 | 2013-09-09 | 15 | 32.01 | 1 | 33.01 | 12444.77
9 | 9 | 16:00 | 173 | 2013-09-09 | 16 | 41.29 | 1 | 42.29 | 7316.17
9 | 9 | 17:00 | 9 | 2013-09-09 | 17 | 50.42 | 1 | 51.42 | 462.78
9 | 9 | 18:00 | 0 | 2013-09-09 | 18 | 36.35 | 1 | 37.35 | 0
9 | 9 | 19:00 | 0 | 2013-09-09 | 19 | 31.46 | 1 | 32.46 | 0
9 | 9 | 20:00 | 0 | 2013-09-09 | 20 | 48.33 | 1 | 49.33 | 0
9 | 9 | 21:00 | 0 | 2013-09-09 | 21 | 30.86 | 1 | 31.86 | 0
9 | 9 | 22:00 | 0 | 2013-09-09 | 22 | 40.97 | 1 | 41.97 | 0
9 | 9 | 23:00 | 0 | 2013-09-09 | 23 | 33.19 | 1 | 34.19 | 0
9 | 9 | 24:00 | 0 | 2013-09-09 | 24 | 49.67 | 1 | 50.67 | 0
9 | 10 | 01:00 | 0 | 2013-09-10 | 1 | 70.41 | 1 | 71.41 | 0
9 | 10 | 02:00 | 0 | 2013-09-10 | 2 | 40.95 | 1 | 41.95 | 0
9 | 10 | 03:00 | 0 | 2013-09-10 | 3 | 37.94 | 1 | 38.94 | 0
9 | 10 | 04:00 | 0 | 2013-09-10 | 4 | 30.54 | 1 | 31.54 | 0
9 | 10 | 05:00 | 0 | 2013-09-10 | 5 | 34.62 | 1 | 35.62 | 0
9 | 10 | 06:00 | 0 | 2013-09-10 | 6 | 31.37 | 1 | 32.37 | 0
9 | 10 | 07:00 | 3 | 2013-09-10 | 7 | 34.04 | 1 | 35.04 | 105.12
9 | 10 | 08:00 | 86 | 2013-09-10 | 8 | 29.29 | 1 | 30.29 | 2604.94
9 | 10 | 09:00 | 400 | 2013-09-10 | 9 | 34.36 | 1 | 35.36 | 14144
9 | 10 | 10:00 | 845 | 2013-09-10 | 10 | 32.87 | 1 | 33.87 | 28620.15
9 | 10 | 11:00 | 952 | 2013-09-10 | 11 | 34.13 | 1 | 35.13 | 33443.76
9 | 10 | 12:00 | 1147 | 2013-09-10 | 12 | 34.87 | 1 | 35.87 | 41142.89
9 | 10 | 13:00 | 1140 | 2013-09-10 | 13 | 37.05 | 1 | 38.05 | 43377
9 | 10 | 14:00 | 998 | 2013-09-10 | 14 | 38.43 | 1 | 39.43 | 39351.14
9 | 10 | 15:00 | 769 | 2013-09-10 | 15 | 34.44 | 1 | 35.44 | 27253.36
9 | 10 | 16:00 | 174 | 2013-09-10 | 16 | 36 | 1 | 37 | 6438
9 | 10 | 17:00 | 30 | 2013-09-10 | 17 | 38.16 | 1 | 39.16 | 1174.8
9 | 10 | 18:00 | 1 | 2013-09-10 | 18 | 44.87 | 1 | 45.87 | 45.87
9 | 10 | 19:00 | 0 | 2013-09-10 | 19 | 47.99 | 1 | 48.99 | 0
9 | 10 | 20:00 | 0 | 2013-09-10 | 20 | 64.41 | 1 | 65.41 | 0
9 | 10 | 21:00 | 0 | 2013-09-10 | 21 | 57.65 | 1 | 58.65 | 0
9 | 10 | 22:00 | 0 | 2013-09-10 | 22 | 43.87 | 1 | 44.87 | 0
9 | 10 | 23:00 | 0 | 2013-09-10 | 23 | 30.93 | 1 | 31.93 | 0
9 | 10 | 24:00 | 0 | 2013-09-10 | 24 | 28.93 | 1 | 29.93 | 0
9 | 11 | 01:00 | 0 | 2013-09-11 | 1 | 33.22 | 1 | 34.22 | 0
9 | 11 | 02:00 | 0 | 2013-09-11 | 2 | 34.09 | 1 | 35.09 | 0
9 | 11 | 03:00 | 0 | 2013-09-11 | 3 | 32.81 | 1 | 33.81 | 0
9 | 11 | 04:00 | 0 | 2013-09-11 | 4 | 32.08 | 1 | 33.08 | 0
9 | 11 | 05:00 | 0 | 2013-09-11 | 5 | 20.47 | 1 | 21.47 | 0
9 | 11 | 06:00 | 0 | 2013-09-11 | 6 | 33.92 | 1 | 34.92 | 0
9 | 11 | 07:00 | 110 | 2013-09-11 | 7 | 33.67 | 1 | 34.67 | 3813.7
9 | 11 | 08:00 | 1025 | 2013-09-11 | 8 | 33.29 | 1 | 34.29 | 35147.25
9 | 11 | 09:00 | 1863 | 2013-09-11 | 9 | 40.24 | 1 | 41.24 | 76830.12
9 | 11 | 10:00 | 2519 | 2013-09-11 | 10 | 43.95 | 1 | 44.95 | 113229.05
9 | 11 | 11:00 | 2870 | 2013-09-11 | 11 | 77.91 | 1 | 78.91 | 226471.7
9 | 11 | 12:00 | 2927 | 2013-09-11 | 12 | 200.57 | 1 | 201.57 | 589995.39
9 | 11 | 13:00 | 2845 | 2013-09-11 | 13 | 170.12 | 1 | 171.12 | 486836.4
9 | 11 | 14:00 | 2411 | 2013-09-11 | 14 | 433.48 | 1 | 434.48 | 1047531.28
9 | 11 | 15:00 | 2150 | 2013-09-11 | 15 | 333.49 | 1 | 334.49 | 719153.5
9 | 11 | 16:00 | 1463 | 2013-09-11 | 16 | 433.31 | 1 | 434.31 | 635395.53
9 | 11 | 17:00 | 661 | 2013-09-11 | 17 | 582.4 | 1 | 583.4 | 385627.4
9 | 11 | 18:00 | 1 | 2013-09-11 | 18 | 320.89 | 1 | 321.89 | 321.89
9 | 11 | 19:00 | 0 | 2013-09-11 | 19 | 70.85 | 1 | 71.85 | 0
9 | 11 | 20:00 | 0 | 2013-09-11 | 20 | 108.29 | 1 | 109.29 | 0
9 | 11 | 21:00 | 0 | 2013-09-11 | 21 | 113.56 | 1 | 114.56 | 0
9 | 11 | 22:00 | 0 | 2013-09-11 | 22 | 43.58 | 1 | 44.58 | 0
9 | 11 | 23:00 | 0 | 2013-09-11 | 23 | 39.09 | 1 | 40.09 | 0
9 | 11 | 24:00 | 0 | 2013-09-11 | 24 | 38.13 | 1 | 39.13 | 0
9 | 12 | 01:00 | 0 | 2013-09-12 | 1 | 36.56 | 1 | 37.56 | 0
9 | 12 | 02:00 | 0 | 2013-09-12 | 2 | 35.33 | 1 | 36.33 | 0
9 | 12 | 03:00 | 0 | 2013-09-12 | 3 | 32.18 | 1 | 33.18 | 0
9 | 12 | 04:00 | 0 | 2013-09-12 | 4 | 31.42 | 1 | 32.42 | 0
9 | 12 | 05:00 | 0 | 2013-09-12 | 5 | 31.59 | 1 | 32.59 | 0
9 | 12 | 06:00 | 0 | 2013-09-12 | 6 | 32.91 | 1 | 33.91 | 0
9 | 12 | 07:00 | 310 | 2013-09-12 | 7 | 36.21 | 1 | 37.21 | 11535.1
9 | 12 | 08:00 | 1170 | 2013-09-12 | 8 | 36.5 | 1 | 37.5 | 43875
9 | 12 | 09:00 | 1880 | 2013-09-12 | 9 | 35.97 | 1 | 36.97 | 69503.6
9 | 12 | 10:00 | 2083 | 2013-09-12 | 10 | 44.99 | 1 | 45.99 | 95797.17
9 | 12 | 11:00 | 1942 | 2013-09-12 | 11 | 56.87 | 1 | 57.87 | 112383.54
9 | 12 | 12:00 | 2364 | 2013-09-12 | 12 | 64.56 | 1 | 65.56 | 154983.84
9 | 12 | 13:00 | 1658 | 2013-09-12 | 13 | 62.24 | 1 | 63.24 | 104851.92
9 | 12 | 14:00 | 1893 | 2013-09-12 | 14 | 61.08 | 1 | 62.08 | 117517.44
9 | 12 | 15:00 | 1915 | 2013-09-12 | 15 | 68.14 | 1 | 69.14 | 132403.1
9 | 12 | 16:00 | 893 | 2013-09-12 | 16 | 55.49 | 1 | 56.49 | 50445.57
9 | 12 | 17:00 | 378 | 2013-09-12 | 17 | 50.79 | 1 | 51.79 | 19576.62
9 | 12 | 18:00 | 0 | 2013-09-12 | 18 | 51.72 | 1 | 52.72 | 0
9 | 12 | 19:00 | 0 | 2013-09-12 | 19 | 45.22 | 1 | 46.22 | 0
9 | 12 | 20:00 | 0 | 2013-09-12 | 20 | 49.92 | 1 | 50.92 | 0
9 | 12 | 21:00 | 0 | 2013-09-12 | 21 | 40.68 | 1 | 41.68 | 0
9 | 12 | 22:00 | 0 | 2013-09-12 | 22 | 36.39 | 1 | 37.39 | 0
9 | 12 | 23:00 | 0 | 2013-09-12 | 23 | 36.45 | 1 | 37.45 | 0
9 | 12 | 24:00 | 0 | 2013-09-12 | 24 | 28.14 | 1 | 29.14 | 0
9 | 13 | 01:00 | 0 | 2013-09-13 | 1 | 28.52 | 1 | 29.52 | 0
9 | 13 | 02:00 | 0 | 2013-09-13 | 2 | 29.29 | 1 | 30.29 | 0
9 | 13 | 03:00 | 0 | 2013-09-13 | 3 | 28.93 | 1 | 29.93 | 0
9 | 13 | 04:00 | 0 | 2013-09-13 | 4 | 27.95 | 1 | 28.95 | 0
9 | 13 | 05:00 | 0 | 2013-09-13 | 5 | 28.47 | 1 | 29.47 | 0
9 | 13 | 06:00 | 0 | 2013-09-13 | 6 | 29.44 | 1 | 30.44 | 0
9 | 13 | 07:00 | 323 | 2013-09-13 | 7 | 34.56 | 1 | 35.56 | 11485.88
9 | 13 | 08:00 | 1208 | 2013-09-13 | 8 | 40.01 | 1 | 41.01 | 49540.08
9 | 13 | 09:00 | 2029 | 2013-09-13 | 9 | 38.43 | 1 | 39.43 | 80003.47
9 | 13 | 10:00 | 2516 | 2013-09-13 | 10 | 44.41 | 1 | 45.41 | 114251.56
9 | 13 | 11:00 | 2170 | 2013-09-13 | 11 | 54.6 | 1 | 55.6 | 120652
9 | 13 | 12:00 | 2908 | 2013-09-13 | 12 | 49.29 | 1 | 50.29 | 146243.32
9 | 13 | 13:00 | 2137 | 2013-09-13 | 13 | 47.26 | 1 | 48.26 | 103131.62
9 | 13 | 14:00 | 2323 | 2013-09-13 | 14 | 48.51 | 1 | 49.51 | 115011.73
9 | 13 | 15:00 | 1665 | 2013-09-13 | 15 | 42.16 | 1 | 43.16 | 71861.4
9 | 13 | 16:00 | 1340 | 2013-09-13 | 16 | 46.57 | 1 | 47.57 | 63743.8
9 | 13 | 17:00 | 646 | 2013-09-13 | 17 | 39.15 | 1 | 40.15 | 25936.9
9 | 13 | 18:00 | 1 | 2013-09-13 | 18 | 36.29 | 1 | 37.29 | 37.29
9 | 13 | 19:00 | 0 | 2013-09-13 | 19 | 32.83 | 1 | 33.83 | 0
9 | 13 | 20:00 | 0 | 2013-09-13 | 20 | 36.24 | 1 | 37.24 | 0
9 | 13 | 21:00 | 0 | 2013-09-13 | 21 | 30.43 | 1 | 31.43 | 0
9 | 13 | 22:00 | 0 | 2013-09-13 | 22 | 28.39 | 1 | 29.39 | 0
9 | 13 | 23:00 | 0 | 2013-09-13 | 23 | 26.73 | 1 | 27.73 | 0
9 | 13 | 24:00 | 0 | 2013-09-13 | 24 | 22.47 | 1 | 23.47 | 0
9 | 14 | 01:00 | 0 | 2013-09-14 | 1 | 26.32 | 1 | 27.32 | 0
9 | 14 | 02:00 | 0 | 2013-09-14 | 2 | 28.66 | 1 | 29.66 | 0
9 | 14 | 03:00 | 0 | 2013-09-14 | 3 | 25.7 | 1 | 26.7 | 0
9 | 14 | 04:00 | 0 | 2013-09-14 | 4 | 25.26 | 1 | 26.26 | 0
9 | 14 | 05:00 | 0 | 2013-09-14 | 5 | 26.37 | 1 | 27.37 | 0
9 | 14 | 06:00 | 0 | 2013-09-14 | 6 | 27.17 | 1 | 28.17 | 0
9 | 14 | 07:00 | 282 | 2013-09-14 | 7 | 27.48 | 1 | 28.48 | 8031.36
9 | 14 | 08:00 | 1126 | 2013-09-14 | 8 | 25.91 | 1 | 26.91 | 30300.66
9 | 14 | 09:00 | 1950 | 2013-09-14 | 9 | 29.52 | 1 | 30.52 | 59514
9 | 14 | 10:00 | 2406 | 2013-09-14 | 10 | 39.99 | 1 | 40.99 | 98621.94
9 | 14 | 11:00 | 2756 | 2013-09-14 | 11 | 40.39 | 1 | 41.39 | 114070.84
9 | 14 | 12:00 | 3024 | 2013-09-14 | 12 | 28.54 | 1 | 29.54 | 89328.96
9 | 14 | 13:00 | 2956 | 2013-09-14 | 13 | 28.84 | 1 | 29.84 | 88207.04
9 | 14 | 14:00 | 2661 | 2013-09-14 | 14 | 31.55 | 1 | 32.55 | 86615.55
9 | 14 | 15:00 | 2182 | 2013-09-14 | 15 | 32.13 | 1 | 33.13 | 72289.66
9 | 14 | 16:00 | 1337 | 2013-09-14 | 16 | 30.66 | 1 | 31.66 | 42329.42
9 | 14 | 17:00 | 585 | 2013-09-14 | 17 | 30.79 | 1 | 31.79 | 18597.15
9 | 14 | 18:00 | 0 | 2013-09-14 | 18 | 30.86 | 1 | 31.86 | 0
9 | 14 | 19:00 | 0 | 2013-09-14 | 19 | 29.66 | 1 | 30.66 | 0
9 | 14 | 20:00 | 0 | 2013-09-14 | 20 | 30.49 | 1 | 31.49 | 0
9 | 14 | 21:00 | 0 | 2013-09-14 | 21 | 30.06 | 1 | 31.06 | 0
9 | 14 | 22:00 | 0 | 2013-09-14 | 22 | 25.33 | 1 | 26.33 | 0
9 | 14 | 23:00 | 0 | 2013-09-14 | 23 | 23.69 | 1 | 24.69 | 0
9 | 14 | 24:00 | 0 | 2013-09-14 | 24 | 24.62 | 1 | 25.62 | 0
9 | 15 | 01:00 | 0 | 2013-09-15 | 1 | 25.84 | 1 | 26.84 | 0
9 | 15 | 02:00 | 0 | 2013-09-15 | 2 | 23.62 | 1 | 24.62 | 0
9 | 15 | 03:00 | 0 | 2013-09-15 | 3 | 25 | 1 | 26 | 0
9 | 15 | 04:00 | 0 | 2013-09-15 | 4 | 21.33 | 1 | 22.33 | 0
9 | 15 | 05:00 | 0 | 2013-09-15 | 5 | 20.02 | 1 | 21.02 | 0
9 | 15 | 06:00 | 0 | 2013-09-15 | 6 | 21.77 | 1 | 22.77 | 0
9 | 15 | 07:00 | 171 | 2013-09-15 | 7 | 24.26 | 1 | 25.26 | 4319.46
9 | 15 | 08:00 | 832 | 2013-09-15 | 8 | 21.23 | 1 | 22.23 | 18495.36
9 | 15 | 09:00 | 1571 | 2013-09-15 | 9 | 9.34 | 1 | 10.34 | 16244.14
9 | 15 | 10:00 | 2184 | 2013-09-15 | 10 | 14.98 | 1 | 15.98 | 34900.32
9 | 15 | 11:00 | 2413 | 2013-09-15 | 11 | 15.28 | 1 | 16.28 | 39283.64
9 | 15 | 12:00 | 2703 | 2013-09-15 | 12 | 22.3 | 1 | 23.3 | 62979.9
9 | 15 | 13:00 | 2654 | 2013-09-15 | 13 | 23.11 | 1 | 24.11 | 63987.94
9 | 15 | 14:00 | 2072 | 2013-09-15 | 14 | 21.14 | 1 | 22.14 | 45874.08
9 | 15 | 15:00 | 2060 | 2013-09-15 | 15 | 21.15 | 1 | 22.15 | 45629
9 | 15 | 16:00 | 1339 | 2013-09-15 | 16 | 21.55 | 1 | 22.55 | 30194.45
9 | 15 | 17:00 | 548 | 2013-09-15 | 17 | 24.5 | 1 | 25.5 | 13974
9 | 15 | 18:00 | 0 | 2013-09-15 | 18 | 26.12 | 1 | 27.12 | 0
9 | 15 | 19:00 | 0 | 2013-09-15 | 19 | 26.93 | 1 | 27.93 | 0
9 | 15 | 20:00 | 0 | 2013-09-15 | 20 | 31.91 | 1 | 32.91 | 0
9 | 15 | 21:00 | 0 | 2013-09-15 | 21 | 26.07 | 1 | 27.07 | 0
9 | 15 | 22:00 | 0 | 2013-09-15 | 22 | 25.7 | 1 | 26.7 | 0
9 | 15 | 23:00 | 0 | 2013-09-15 | 23 | 23.86 | 1 | 24.86 | 0
9 | 15 | 24:00 | 0 | 2013-09-15 | 24 | 17.12 | 1 | 18.12 | 0
9 | 16 | 01:00 | 0 | 2013-09-16 | 1 | 25.34 | 1 | 26.34 | 0
9 | 16 | 02:00 | 0 | 2013-09-16 | 2 | 23.5 | 1 | 24.5 | 0
9 | 16 | 03:00 | 0 | 2013-09-16 | 3 | 21.85 | 1 | 22.85 | 0
9 | 16 | 04:00 | 0 | 2013-09-16 | 4 | 20.5 | 1 | 21.5 | 0
9 | 16 | 05:00 | 0 | 2013-09-16 | 5 | 20.35 | 1 | 21.35 | 0
9 | 16 | 06:00 | 0 | 2013-09-16 | 6 | 13.08 | 1 | 14.08 | 0
9 | 16 | 07:00 | 164 | 2013-09-16 | 7 | 28.15 | 1 | 29.15 | 4780.6
9 | 16 | 08:00 | 1024 | 2013-09-16 | 8 | 35.15 | 1 | 36.15 | 37017.6
9 | 16 | 09:00 | 1874 | 2013-09-16 | 9 | 39.65 | 1 | 40.65 | 76178.1
9 | 16 | 10:00 | 2386 | 2013-09-16 | 10 | 37.11 | 1 | 38.11 | 90930.46
9 | 16 | 11:00 | 2602 | 2013-09-16 | 11 | 35.82 | 1 | 36.82 | 95805.64
9 | 16 | 12:00 | 2721 | 2013-09-16 | 12 | 35.15 | 1 | 36.15 | 98364.15
9 | 16 | 13:00 | 2645 | 2013-09-16 | 13 | 37.18 | 1 | 38.18 | 100986.1
9 | 16 | 14:00 | 2266 | 2013-09-16 | 14 | 37.69 | 1 | 38.69 | 87671.54
9 | 16 | 15:00 | 1877 | 2013-09-16 | 15 | 36.37 | 1 | 37.37 | 70143.49
9 | 16 | 16:00 | 1188 | 2013-09-16 | 16 | 31.2 | 1 | 32.2 | 38253.6
9 | 16 | 17:00 | 446 | 2013-09-16 | 17 | 31.22 | 1 | 32.22 | 14370.12
9 | 16 | 18:00 | 1 | 2013-09-16 | 18 | 31.24 | 1 | 32.24 | 32.24
9 | 16 | 19:00 | 0 | 2013-09-16 | 19 | 30.02 | 1 | 31.02 | 0
9 | 16 | 20:00 | 0 | 2013-09-16 | 20 | 32.58 | 1 | 33.58 | 0
9 | 16 | 21:00 | 0 | 2013-09-16 | 21 | 37.6 | 1 | 38.6 | 0
9 | 16 | 22:00 | 0 | 2013-09-16 | 22 | 21.57 | 1 | 22.57 | 0
9 | 16 | 23:00 | 0 | 2013-09-16 | 23 | 22.55 | 1 | 23.55 | 0
9 | 16 | 24:00 | 0 | 2013-09-16 | 24 | 26.07 | 1 | 27.07 | 0
9 | 17 | 01:00 | 0 | 2013-09-17 | 1 | 27.75 | 1 | 28.75 | 0
9 | 17 | 02:00 | 0 | 2013-09-17 | 2 | 28.05 | 1 | 29.05 | 0
9 | 17 | 03:00 | 0 | 2013-09-17 | 3 | 37.79 | 1 | 38.79 | 0
9 | 17 | 04:00 | 0 | 2013-09-17 | 4 | 23.99 | 1 | 24.99 | 0
9 | 17 | 05:00 | 0 | 2013-09-17 | 5 | 22.72 | 1 | 23.72 | 0
9 | 17 | 06:00 | 0 | 2013-09-17 | 6 | 27.14 | 1 | 28.14 | 0
9 | 17 | 07:00 | 2 | 2013-09-17 | 7 | 39.3 | 1 | 40.3 | 80.6
9 | 17 | 08:00 | 116 | 2013-09-17 | 8 | 34.61 | 1 | 35.61 | 4130.76
9 | 17 | 09:00 | 1923 | 2013-09-17 | 9 | 29.81 | 1 | 30.81 | 59247.63
9 | 17 | 10:00 | 2191 | 2013-09-17 | 10 | 30.16 | 1 | 31.16 | 68271.56
9 | 17 | 11:00 | 2512 | 2013-09-17 | 11 | 28.62 | 1 | 29.62 | 74405.44
9 | 17 | 12:00 | 2630 | 2013-09-17 | 12 | 27.47 | 1 | 28.47 | 74876.1
9 | 17 | 13:00 | 2734 | 2013-09-17 | 13 | 28.84 | 1 | 29.84 | 81582.56
9 | 17 | 14:00 | 2395 | 2013-09-17 | 14 | 28.57 | 1 | 29.57 | 70820.15
9 | 17 | 15:00 | 1823 | 2013-09-17 | 15 | 28.83 | 1 | 29.83 | 54380.09
9 | 17 | 16:00 | 1231 | 2013-09-17 | 16 | 21.61 | 1 | 22.61 | 27832.91
9 | 17 | 17:00 | 484 | 2013-09-17 | 17 | 29.51 | 1 | 30.51 | 14766.84
9 | 17 | 18:00 | 1 | 2013-09-17 | 18 | 32.43 | 1 | 33.43 | 33.43
9 | 17 | 19:00 | 0 | 2013-09-17 | 19 | 42.06 | 1 | 43.06 | 0
9 | 17 | 20:00 | 0 | 2013-09-17 | 20 | 50.05 | 1 | 51.05 | 0
9 | 17 | 21:00 | 0 | 2013-09-17 | 21 | 38.12 | 1 | 39.12 | 0
9 | 17 | 22:00 | 0 | 2013-09-17 | 22 | 34.32 | 1 | 35.32 | 0
9 | 17 | 23:00 | 0 | 2013-09-17 | 23 | 30.61 | 1 | 31.61 | 0
9 | 17 | 24:00 | 0 | 2013-09-17 | 24 | 26.48 | 1 | 27.48 | 0
9 | 18 | 01:00 | 0 | 2013-09-18 | 1 | 27.61 | 1 | 28.61 | 0
9 | 18 | 02:00 | 0 | 2013-09-18 | 2 | 29.33 | 1 | 30.33 | 0
9 | 18 | 03:00 | 0 | 2013-09-18 | 3 | 20.33 | 1 | 21.33 | 0
9 | 18 | 04:00 | 0 | 2013-09-18 | 4 | 20.55 | 1 | 21.55 | 0
9 | 18 | 05:00 | 0 | 2013-09-18 | 5 | 18.74 | 1 | 19.74 | 0
9 | 18 | 06:00 | 0 | 2013-09-18 | 6 | 21.73 | 1 | 22.73 | 0
9 | 18 | 07:00 | 24 | 2013-09-18 | 7 | 30.59 | 1 | 31.59 | 758.16
9 | 18 | 08:00 | 113 | 2013-09-18 | 8 | 33.97 | 1 | 34.97 | 3951.61
9 | 18 | 09:00 | 1280 | 2013-09-18 | 9 | 30.97 | 1 | 31.97 | 40921.6
9 | 18 | 10:00 | 1945 | 2013-09-18 | 10 | 30.64 | 1 | 31.64 | 61539.8
9 | 18 | 11:00 | 2256 | 2013-09-18 | 11 | 27.06 | 1 | 28.06 | 63303.36
9 | 18 | 12:00 | 1833 | 2013-09-18 | 12 | 24.4 | 1 | 25.4 | 46558.2
9 | 18 | 13:00 | 2152 | 2013-09-18 | 13 | 27.69 | 1 | 28.69 | 61740.88
9 | 18 | 14:00 | 2130 | 2013-09-18 | 14 | 28.1 | 1 | 29.1 | 61983
9 | 18 | 15:00 | 1157 | 2013-09-18 | 15 | 28.11 | 1 | 29.11 | 33680.27
9 | 18 | 16:00 | 1253 | 2013-09-18 | 16 | 22.09 | 1 | 23.09 | 28931.77
9 | 18 | 17:00 | 491 | 2013-09-18 | 17 | 24.41 | 1 | 25.41 | 12476.31
9 | 18 | 18:00 | 0 | 2013-09-18 | 18 | 31.21 | 1 | 32.21 | 0
9 | 18 | 19:00 | 0 | 2013-09-18 | 19 | 29.54 | 1 | 30.54 | 0
9 | 18 | 20:00 | 0 | 2013-09-18 | 20 | 29.32 | 1 | 30.32 | 0
9 | 18 | 21:00 | 0 | 2013-09-18 | 21 | 28.81 | 1 | 29.81 | 0
9 | 18 | 22:00 | 0 | 2013-09-18 | 22 | 28.45 | 1 | 29.45 | 0
9 | 18 | 23:00 | 0 | 2013-09-18 | 23 | 32.99 | 1 | 33.99 | 0
9 | 18 | 24:00 | 0 | 2013-09-18 | 24 | 28.5 | 1 | 29.5 | 0
9 | 19 | 01:00 | 0 | 2013-09-19 | 1 | 23.32 | 1 | 24.32 | 0
9 | 19 | 02:00 | 0 | 2013-09-19 | 2 | 23.32 | 1 | 24.32 | 0
9 | 19 | 03:00 | 0 | 2013-09-19 | 3 | 19.11 | 1 | 20.11 | 0
9 | 19 | 04:00 | 0 | 2013-09-19 | 4 | 17.25 | 1 | 18.25 | 0
9 | 19 | 05:00 | 0 | 2013-09-19 | 5 | 15.79 | 1 | 16.79 | 0
9 | 19 | 06:00 | 0 | 2013-09-19 | 6 | 24.72 | 1 | 25.72 | 0
9 | 19 | 07:00 | 212 | 2013-09-19 | 7 | 28.56 | 1 | 29.56 | 6266.72
9 | 19 | 08:00 | 1115 | 2013-09-19 | 8 | 26.99 | 1 | 27.99 | 31208.85
9 | 19 | 09:00 | 1903 | 2013-09-19 | 9 | 28.85 | 1 | 29.85 | 56804.55
9 | 19 | 10:00 | 2397 | 2013-09-19 | 10 | 33.12 | 1 | 34.12 | 81785.64
9 | 19 | 11:00 | 2668 | 2013-09-19 | 11 | 39.97 | 1 | 40.97 | 109307.96
9 | 19 | 12:00 | 2718 | 2013-09-19 | 12 | 37.77 | 1 | 38.77 | 105376.86
9 | 19 | 13:00 | 2686 | 2013-09-19 | 13 | 35.98 | 1 | 36.98 | 99328.28
9 | 19 | 14:00 | 2398 | 2013-09-19 | 14 | 34.56 | 1 | 35.56 | 85272.88
9 | 19 | 15:00 | 2004 | 2013-09-19 | 15 | 37.29 | 1 | 38.29 | 76733.16
9 | 19 | 16:00 | 1325 | 2013-09-19 | 16 | 38.66 | 1 | 39.66 | 52549.5
9 | 19 | 17:00 | 530 | 2013-09-19 | 17 | 42.09 | 1 | 43.09 | 22837.7
9 | 19 | 18:00 | 0 | 2013-09-19 | 18 | 37.47 | 1 | 38.47 | 0
9 | 19 | 19:00 | 0 | 2013-09-19 | 19 | 34.12 | 1 | 35.12 | 0
9 | 19 | 20:00 | 0 | 2013-09-19 | 20 | 37.1 | 1 | 38.1 | 0
9 | 19 | 21:00 | 0 | 2013-09-19 | 21 | 35.63 | 1 | 36.63 | 0
9 | 19 | 22:00 | 0 | 2013-09-19 | 22 | 28.51 | 1 | 29.51 | 0
9 | 19 | 23:00 | 0 | 2013-09-19 | 23 | 24.38 | 1 | 25.38 | 0
9 | 19 | 24:00 | 0 | 2013-09-19 | 24 | 22.92 | 1 | 23.92 | 0
9 | 20 | 01:00 | 0 | 2013-09-20 | 1 | 26.07 | 1 | 27.07 | 0
9 | 20 | 02:00 | 0 | 2013-09-20 | 2 | 23.7 | 1 | 24.7 | 0
9 | 20 | 03:00 | 0 | 2013-09-20 | 3 | 22.22 | 1 | 23.22 | 0
9 | 20 | 04:00 | 0 | 2013-09-20 | 4 | 20.24 | 1 | 21.24 | 0
9 | 20 | 05:00 | 0 | 2013-09-20 | 5 | 19.94 | 1 | 20.94 | 0
9 | 20 | 06:00 | 0 | 2013-09-20 | 6 | 24.92 | 1 | 25.92 | 0
9 | 20 | 07:00 | 145 | 2013-09-20 | 7 | 26.11 | 1 | 27.11 | 3930.95
9 | 20 | 08:00 | 847 | 2013-09-20 | 8 | 29.71 | 1 | 30.71 | 26011.37
9 | 20 | 09:00 | 1607 | 2013-09-20 | 9 | 30.24 | 1 | 31.24 | 50202.68
9 | 20 | 10:00 | 2333 | 2013-09-20 | 10 | 33.69 | 1 | 34.69 | 80931.77
9 | 20 | 11:00 | 2641 | 2013-09-20 | 11 | 39.61 | 1 | 40.61 | 107251.01
9 | 20 | 12:00 | 2723 | 2013-09-20 | 12 | 39.34 | 1 | 40.34 | 109845.82
9 | 20 | 13:00 | 2668 | 2013-09-20 | 13 | 32.42 | 1 | 33.42 | 89164.56
9 | 20 | 14:00 | 2422 | 2013-09-20 | 14 | 35.64 | 1 | 36.64 | 88742.08
9 | 20 | 15:00 | 1987 | 2013-09-20 | 15 | 30.43 | 1 | 31.43 | 62451.41
9 | 20 | 16:00 | 1324 | 2013-09-20 | 16 | 25.86 | 1 | 26.86 | 35562.64
9 | 20 | 17:00 | 531 | 2013-09-20 | 17 | 32.85 | 1 | 33.85 | 17974.35
9 | 20 | 18:00 | 0 | 2013-09-20 | 18 | 32.38 | 1 | 33.38 | 0
9 | 20 | 19:00 | 0 | 2013-09-20 | 19 | 25.57 | 1 | 26.57 | 0
9 | 20 | 20:00 | 0 | 2013-09-20 | 20 | 27.65 | 1 | 28.65 | 0
9 | 20 | 21:00 | 0 | 2013-09-20 | 21 | 27.42 | 1 | 28.42 | 0
9 | 20 | 22:00 | 0 | 2013-09-20 | 22 | 25.52 | 1 | 26.52 | 0
9 | 20 | 23:00 | 0 | 2013-09-20 | 23 | 25.36 | 1 | 26.36 | 0
9 | 20 | 24:00 | 0 | 2013-09-20 | 24 | 23.34 | 1 | 24.34 | 0
9 | 21 | 01:00 | 0 | 2013-09-21 | 1 | 24.62 | 1 | 25.62 | 0
9 | 21 | 02:00 | 0 | 2013-09-21 | 2 | 17.37 | 1 | 18.37 | 0
9 | 21 | 03:00 | 0 | 2013-09-21 | 3 | 18.74 | 1 | 19.74 | 0
9 | 21 | 04:00 | 0 | 2013-09-21 | 4 | 15.23 | 1 | 16.23 | 0
9 | 21 | 05:00 | 0 | 2013-09-21 | 5 | 15.23 | 1 | 16.23 | 0
9 | 21 | 06:00 | 0 | 2013-09-21 | 6 | 25.05 | 1 | 26.05 | 0
9 | 21 | 07:00 | 294 | 2013-09-21 | 7 | 25.85 | 1 | 26.85 | 7893.9
9 | 21 | 08:00 | 1133 | 2013-09-21 | 8 | 24.52 | 1 | 25.52 | 28914.16
9 | 21 | 09:00 | 1848 | 2013-09-21 | 9 | 25.63 | 1 | 26.63 | 49212.24
9 | 21 | 10:00 | 2365 | 2013-09-21 | 10 | 25.01 | 1 | 26.01 | 61513.65
9 | 21 | 11:00 | 2623 | 2013-09-21 | 11 | 25.12 | 1 | 26.12 | 68512.76
9 | 21 | 12:00 | 2791 | 2013-09-21 | 12 | 26.13 | 1 | 27.13 | 75719.83
9 | 21 | 13:00 | 2572 | 2013-09-21 | 13 | 24.99 | 1 | 25.99 | 66846.28
9 | 21 | 14:00 | 1262 | 2013-09-21 | 14 | 27.21 | 1 | 28.21 | 35601.02
9 | 21 | 15:00 | 931 | 2013-09-21 | 15 | 26.37 | 1 | 27.37 | 25481.47
9 | 21 | 16:00 | 150 | 2013-09-21 | 16 | 26.89 | 1 | 27.89 | 4183.5
9 | 21 | 17:00 | 68 | 2013-09-21 | 17 | 27.92 | 1 | 28.92 | 1966.56
9 | 21 | 18:00 | 0 | 2013-09-21 | 18 | 28.53 | 1 | 29.53 | 0
9 | 21 | 19:00 | 0 | 2013-09-21 | 19 | 29.53 | 1 | 30.53 | 0
9 | 21 | 20:00 | 0 | 2013-09-21 | 20 | 30.97 | 1 | 31.97 | 0
9 | 21 | 21:00 | 0 | 2013-09-21 | 21 | 37.43 | 1 | 38.43 | 0
9 | 21 | 22:00 | 0 | 2013-09-21 | 22 | 24.41 | 1 | 25.41 | 0
9 | 21 | 23:00 | 0 | 2013-09-21 | 23 | 26.86 | 1 | 27.86 | 0
9 | 21 | 24:00 | 0 | 2013-09-21 | 24 | 27.3 | 1 | 28.3 | 0
9 | 22 | 01:00 | 0 | 2013-09-22 | 1 | 32.31 | 1 | 33.31 | 0
9 | 22 | 02:00 | 0 | 2013-09-22 | 2 | 26.87 | 1 | 27.87 | 0
9 | 22 | 03:00 | 0 | 2013-09-22 | 3 | 21.74 | 1 | 22.74 | 0
9 | 22 | 04:00 | 0 | 2013-09-22 | 4 | 19.89 | 1 | 20.89 | 0
9 | 22 | 05:00 | 0 | 2013-09-22 | 5 | 20.64 | 1 | 21.64 | 0
9 | 22 | 06:00 | 0 | 2013-09-22 | 6 | 19.76 | 1 | 20.76 | 0
9 | 22 | 07:00 | 13 | 2013-09-22 | 7 | 25.22 | 1 | 26.22 | 340.86
9 | 22 | 08:00 | 881 | 2013-09-22 | 8 | 13.83 | 1 | 14.83 | 13065.23
9 | 22 | 09:00 | 1193 | 2013-09-22 | 9 | 18.69 | 1 | 19.69 | 23490.17
9 | 22 | 10:00 | 1356 | 2013-09-22 | 10 | 25.81 | 1 | 26.81 | 36354.36
9 | 22 | 11:00 | 1015 | 2013-09-22 | 11 | 18.3 | 1 | 19.3 | 19589.5
9 | 22 | 12:00 | 2295 | 2013-09-22 | 12 | 25.46 | 1 | 26.46 | 60725.7
9 | 22 | 13:00 | 2731 | 2013-09-22 | 13 | 26.72 | 1 | 27.72 | 75703.32
9 | 22 | 14:00 | 2036 | 2013-09-22 | 14 | 24 | 1 | 25 | 50900
9 | 22 | 15:00 | 1661 | 2013-09-22 | 15 | 22.19 | 1 | 23.19 | 38518.59
9 | 22 | 16:00 | 699 | 2013-09-22 | 16 | 21.55 | 1 | 22.55 | 15762.45
9 | 22 | 17:00 | 369 | 2013-09-22 | 17 | 20.25 | 1 | 21.25 | 7841.25
9 | 22 | 18:00 | 0 | 2013-09-22 | 18 | 22.86 | 1 | 23.86 | 0
9 | 22 | 19:00 | 0 | 2013-09-22 | 19 | 23.24 | 1 | 24.24 | 0
9 | 22 | 20:00 | 0 | 2013-09-22 | 20 | 18.16 | 1 | 19.16 | 0
9 | 22 | 21:00 | 0 | 2013-09-22 | 21 | 20.72 | 1 | 21.72 | 0
9 | 22 | 22:00 | 0 | 2013-09-22 | 22 | 23.98 | 1 | 24.98 | 0
9 | 22 | 23:00 | 0 | 2013-09-22 | 23 | 2 | 1 | 3 | 0
9 | 22 | 24:00 | 0 | 2013-09-22 | 24 | 0 | 1 | 1 | 0
9 | 23 | 01:00 | 0 | 2013-09-23 | 1 | 0 | 1 | 1 | 0
9 | 23 | 02:00 | 0 | 2013-09-23 | 2 | 0 | 1 | 1 | 0
9 | 23 | 03:00 | 0 | 2013-09-23 | 3 | 0 | 1 | 1 | 0
9 | 23 | 04:00 | 0 | 2013-09-23 | 4 | 0 | 1 | 1 | 0
9 | 23 | 05:00 | 0 | 2013-09-23 | 5 | 0 | 1 | 1 | 0
9 | 23 | 06:00 | 0 | 2013-09-23 | 6 | 11.51 | 1 | 12.51 | 0
9 | 23 | 07:00 | 1 | 2013-09-23 | 7 | 25.74 | 1 | 26.74 | 26.74
9 | 23 | 08:00 | 265 | 2013-09-23 | 8 | 26.64 | 1 | 27.64 | 7324.6
9 | 23 | 09:00 | 631 | 2013-09-23 | 9 | 26.99 | 1 | 27.99 | 17661.69
9 | 23 | 10:00 | 785 | 2013-09-23 | 10 | 27.05 | 1 | 28.05 | 22019.25
9 | 23 | 11:00 | 885 | 2013-09-23 | 11 | 27.12 | 1 | 28.12 | 24886.2
9 | 23 | 12:00 | 971 | 2013-09-23 | 12 | 26.9 | 1 | 27.9 | 27090.9
9 | 23 | 13:00 | 881 | 2013-09-23 | 13 | 23.56 | 1 | 24.56 | 21637.36
9 | 23 | 14:00 | 755 | 2013-09-23 | 14 | 22.63 | 1 | 23.63 | 17840.65
9 | 23 | 15:00 | 680 | 2013-09-23 | 15 | 24.31 | 1 | 25.31 | 17210.8
9 | 23 | 16:00 | 476 | 2013-09-23 | 16 | 25.68 | 1 | 26.68 | 12699.68
9 | 23 | 17:00 | 67 | 2013-09-23 | 17 | 26.41 | 1 | 27.41 | 1836.47
9 | 23 | 18:00 | 0 | 2013-09-23 | 18 | 27.23 | 1 | 28.23 | 0
9 | 23 | 19:00 | 0 | 2013-09-23 | 19 | 29.86 | 1 | 30.86 | 0
9 | 23 | 20:00 | 0 | 2013-09-23 | 20 | 35.32 | 1 | 36.32 | 0
9 | 23 | 21:00 | 0 | 2013-09-23 | 21 | 36.64 | 1 | 37.64 | 0
9 | 23 | 22:00 | 0 | 2013-09-23 | 22 | 25.78 | 1 | 26.78 | 0
9 | 23 | 23:00 | 0 | 2013-09-23 | 23 | 30.9 | 1 | 31.9 | 0
9 | 23 | 24:00 | 0 | 2013-09-23 | 24 | 26.4 | 1 | 27.4 | 0
9 | 24 | 01:00 | 0 | 2013-09-24 | 1 | 27.97 | 1 | 28.97 | 0
9 | 24 | 02:00 | 0 | 2013-09-24 | 2 | 22.27 | 1 | 23.27 | 0
9 | 24 | 03:00 | 0 | 2013-09-24 | 3 | 12.45 | 1 | 13.45 | 0
9 | 24 | 04:00 | 0 | 2013-09-24 | 4 | 20.74 | 1 | 21.74 | 0
9 | 24 | 05:00 | 0 | 2013-09-24 | 5 | 20.51 | 1 | 21.51 | 0
9 | 24 | 06:00 | 0 | 2013-09-24 | 6 | 17.26 | 1 | 18.26 | 0
9 | 24 | 07:00 | 11 | 2013-09-24 | 7 | 32.73 | 1 | 33.73 | 371.03
9 | 24 | 08:00 | 317 | 2013-09-24 | 8 | 37.08 | 1 | 38.08 | 12071.36
9 | 24 | 09:00 | 335 | 2013-09-24 | 9 | 36.33 | 1 | 37.33 | 12505.55
9 | 24 | 10:00 | 818 | 2013-09-24 | 10 | 33.62 | 1 | 34.62 | 28319.16
9 | 24 | 11:00 | 567 | 2013-09-24 | 11 | 33.89 | 1 | 34.89 | 19782.63
9 | 24 | 12:00 | 566 | 2013-09-24 | 12 | 31.69 | 1 | 32.69 | 18502.54
9 | 24 | 13:00 | 498 | 2013-09-24 | 13 | 32.48 | 1 | 33.48 | 16673.04
9 | 24 | 14:00 | 483 | 2013-09-24 | 14 | 36.94 | 1 | 37.94 | 18325.02
9 | 24 | 15:00 | 368 | 2013-09-24 | 15 | 30.94 | 1 | 31.94 | 11753.92
9 | 24 | 16:00 | 426 | 2013-09-24 | 16 | 31.01 | 1 | 32.01 | 13636.26
9 | 24 | 17:00 | 26 | 2013-09-24 | 17 | 38.02 | 1 | 39.02 | 1014.52
9 | 24 | 18:00 | 0 | 2013-09-24 | 18 | 37.21 | 1 | 38.21 | 0
9 | 24 | 19:00 | 0 | 2013-09-24 | 19 | 39.41 | 1 | 40.41 | 0
9 | 24 | 20:00 | 0 | 2013-09-24 | 20 | 48.59 | 1 | 49.59 | 0
9 | 24 | 21:00 | 0 | 2013-09-24 | 21 | 40.66 | 1 | 41.66 | 0
9 | 24 | 22:00 | 0 | 2013-09-24 | 22 | 36.21 | 1 | 37.21 | 0
9 | 24 | 23:00 | 0 | 2013-09-24 | 23 | 35.3 | 1 | 36.3 | 0
9 | 24 | 24:00 | 0 | 2013-09-24 | 24 | 33.15 | 1 | 34.15 | 0
9 | 25 | 01:00 | 0 | 2013-09-25 | 1 | 35.24 | 1 | 36.24 | 0
9 | 25 | 02:00 | 0 | 2013-09-25 | 2 | 30.55 | 1 | 31.55 | 0
9 | 25 | 03:00 | 0 | 2013-09-25 | 3 | 27.44 | 1 | 28.44 | 0
9 | 25 | 04:00 | 0 | 2013-09-25 | 4 | 28.8 | 1 | 29.8 | 0
9 | 25 | 05:00 | 0 | 2013-09-25 | 5 | 23.56 | 1 | 24.56 | 0
9 | 25 | 06:00 | 0 | 2013-09-25 | 6 | 23.47 | 1 | 24.47 | 0
9 | 25 | 07:00 | 219 | 2013-09-25 | 7 | 36.55 | 1 | 37.55 | 8223.45
9 | 25 | 08:00 | 1158 | 2013-09-25 | 8 | 45.96 | 1 | 46.96 | 54379.68
9 | 25 | 09:00 | 1856 | 2013-09-25 | 9 | 55.57 | 1 | 56.57 | 104993.92
9 | 25 | 10:00 | 2231 | 2013-09-25 | 10 | 44.27 | 1 | 45.27 | 100997.37
9 | 25 | 11:00 | 2750 | 2013-09-25 | 11 | 35.77 | 1 | 36.77 | 101117.5
9 | 25 | 12:00 | 2667 | 2013-09-25 | 12 | 29.94 | 1 | 30.94 | 82516.98
9 | 25 | 13:00 | 2695 | 2013-09-25 | 13 | 29.92 | 1 | 30.92 | 83329.4
9 | 25 | 14:00 | 2503 | 2013-09-25 | 14 | 32.87 | 1 | 33.87 | 84776.61
9 | 25 | 15:00 | 1554 | 2013-09-25 | 15 | 38.4 | 1 | 39.4 | 61227.6
9 | 25 | 16:00 | 867 | 2013-09-25 | 16 | 32.9 | 1 | 33.9 | 29391.3
9 | 25 | 17:00 | 205 | 2013-09-25 | 17 | 32.87 | 1 | 33.87 | 6943.35
9 | 25 | 18:00 | 0 | 2013-09-25 | 18 | 34.35 | 1 | 35.35 | 0
9 | 25 | 19:00 | 0 | 2013-09-25 | 19 | 31.92 | 1 | 32.92 | 0
9 | 25 | 20:00 | 0 | 2013-09-25 | 20 | 34.59 | 1 | 35.59 | 0
9 | 25 | 21:00 | 0 | 2013-09-25 | 21 | 35.33 | 1 | 36.33 | 0
9 | 25 | 22:00 | 0 | 2013-09-25 | 22 | 29.21 | 1 | 30.21 | 0
9 | 25 | 23:00 | 0 | 2013-09-25 | 23 | 24.35 | 1 | 25.35 | 0
9 | 25 | 24:00 | 0 | 2013-09-25 | 24 | 25.29 | 1 | 26.29 | 0
9 | 26 | 01:00 | 0 | 2013-09-26 | 1 | 23.71 | 1 | 24.71 | 0
9 | 26 | 02:00 | 0 | 2013-09-26 | 2 | 22.77 | 1 | 23.77 | 0
9 | 26 | 03:00 | 0 | 2013-09-26 | 3 | 23.62 | 1 | 24.62 | 0
9 | 26 | 04:00 | 0 | 2013-09-26 | 4 | 22.26 | 1 | 23.26 | 0
9 | 26 | 05:00 | 0 | 2013-09-26 | 5 | 17.39 | 1 | 18.39 | 0
9 | 26 | 06:00 | 0 | 2013-09-26 | 6 | 16.49 | 1 | 17.49 | 0
9 | 26 | 07:00 | 26 | 2013-09-26 | 7 | 22.72 | 1 | 23.72 | 616.72
9 | 26 | 08:00 | 433 | 2013-09-26 | 8 | 32.16 | 1 | 33.16 | 14358.28
9 | 26 | 09:00 | 1593 | 2013-09-26 | 9 | 28.17 | 1 | 29.17 | 46467.81
9 | 26 | 10:00 | 2127 | 2013-09-26 | 10 | 28.11 | 1 | 29.11 | 61916.97
9 | 26 | 11:00 | 2436 | 2013-09-26 | 11 | 31.5 | 1 | 32.5 | 79170
9 | 26 | 12:00 | 2677 | 2013-09-26 | 12 | 32.13 | 1 | 33.13 | 88689.01
9 | 26 | 13:00 | 1405 | 2013-09-26 | 13 | 34.54 | 1 | 35.54 | 49933.7
9 | 26 | 14:00 | 878 | 2013-09-26 | 14 | 35.18 | 1 | 36.18 | 31766.04
9 | 26 | 15:00 | 985 | 2013-09-26 | 15 | 30.43 | 1 | 31.43 | 30958.55
9 | 26 | 16:00 | 217 | 2013-09-26 | 16 | 29.47 | 1 | 30.47 | 6611.99
9 | 26 | 17:00 | 2 | 2013-09-26 | 17 | 30.96 | 1 | 31.96 | 63.92
9 | 26 | 18:00 | 0 | 2013-09-26 | 18 | 31.05 | 1 | 32.05 | 0
9 | 26 | 19:00 | 0 | 2013-09-26 | 19 | 32.3 | 1 | 33.3 | 0
9 | 26 | 20:00 | 0 | 2013-09-26 | 20 | 33.26 | 1 | 34.26 | 0
9 | 26 | 21:00 | 0 | 2013-09-26 | 21 | 30.4 | 1 | 31.4 | 0
9 | 26 | 22:00 | 0 | 2013-09-26 | 22 | 25.68 | 1 | 26.68 | 0
9 | 26 | 23:00 | 0 | 2013-09-26 | 23 | 23.55 | 1 | 24.55 | 0
9 | 26 | 24:00 | 0 | 2013-09-26 | 24 | 25.13 | 1 | 26.13 | 0
9 | 27 | 01:00 | 0 | 2013-09-27 | 1 | 31.48 | 1 | 32.48 | 0
9 | 27 | 02:00 | 0 | 2013-09-27 | 2 | 22.46 | 1 | 23.46 | 0
9 | 27 | 03:00 | 0 | 2013-09-27 | 3 | 22.2 | 1 | 23.2 | 0
9 | 27 | 04:00 | 0 | 2013-09-27 | 4 | 20.9 | 1 | 21.9 | 0
9 | 27 | 05:00 | 0 | 2013-09-27 | 5 | 22.27 | 1 | 23.27 | 0
9 | 27 | 06:00 | 0 | 2013-09-27 | 6 | 21.96 | 1 | 22.96 | 0
9 | 27 | 07:00 | 6 | 2013-09-27 | 7 | 30.56 | 1 | 31.56 | 189.36
9 | 27 | 08:00 | 238 | 2013-09-27 | 8 | 37.47 | 1 | 38.47 | 9155.86
9 | 27 | 09:00 | 383 | 2013-09-27 | 9 | 32.03 | 1 | 33.03 | 12650.49
9 | 27 | 10:00 | 403 | 2013-09-27 | 10 | 33.79 | 1 | 34.79 | 14020.37
9 | 27 | 11:00 | 480 | 2013-09-27 | 11 | 31.41 | 1 | 32.41 | 15556.8
9 | 27 | 12:00 | 595 | 2013-09-27 | 12 | 30.25 | 1 | 31.25 | 18593.75
9 | 27 | 13:00 | 501 | 2013-09-27 | 13 | 32.4 | 1 | 33.4 | 16733.4
9 | 27 | 14:00 | 498 | 2013-09-27 | 14 | 30.99 | 1 | 31.99 | 15931.02
9 | 27 | 15:00 | 367 | 2013-09-27 | 15 | 28.58 | 1 | 29.58 | 10855.86
9 | 27 | 16:00 | 59 | 2013-09-27 | 16 | 27.54 | 1 | 28.54 | 1683.86
9 | 27 | 17:00 | 37 | 2013-09-27 | 17 | 26.83 | 1 | 27.83 | 1029.71
9 | 27 | 18:00 | 0 | 2013-09-27 | 18 | 27.17 | 1 | 28.17 | 0
9 | 27 | 19:00 | 0 | 2013-09-27 | 19 | 27.85 | 1 | 28.85 | 0
9 | 27 | 20:00 | 0 | 2013-09-27 | 20 | 27.01 | 1 | 28.01 | 0
9 | 27 | 21:00 | 0 | 2013-09-27 | 21 | 29.01 | 1 | 30.01 | 0
9 | 27 | 22:00 | 0 | 2013-09-27 | 22 | 29.16 | 1 | 30.16 | 0
9 | 27 | 23:00 | 0 | 2013-09-27 | 23 | 31.48 | 1 | 32.48 | 0
9 | 27 | 24:00 | 0 | 2013-09-27 | 24 | 28.17 | 1 | 29.17 | 0
9 | 28 | 01:00 | 0 | 2013-09-28 | 1 | 27.7 | 1 | 28.7 | 0
9 | 28 | 02:00 | 0 | 2013-09-28 | 2 | 23.27 | 1 | 24.27 | 0
9 | 28 | 03:00 | 0 | 2013-09-28 | 3 | 19.83 | 1 | 20.83 | 0
9 | 28 | 04:00 | 0 | 2013-09-28 | 4 | 19.72 | 1 | 20.72 | 0
9 | 28 | 05:00 | 0 | 2013-09-28 | 5 | 21.13 | 1 | 22.13 | 0
9 | 28 | 06:00 | 0 | 2013-09-28 | 6 | 21.52 | 1 | 22.52 | 0
9 | 28 | 07:00 | 66 | 2013-09-28 | 7 | 24.56 | 1 | 25.56 | 1686.96
9 | 28 | 08:00 | 121 | 2013-09-28 | 8 | 34.81 | 1 | 35.81 | 4333.01
9 | 28 | 09:00 | 919 | 2013-09-28 | 9 | 37.18 | 1 | 38.18 | 35087.42
9 | 28 | 10:00 | 1570 | 2013-09-28 | 10 | 28.02 | 1 | 29.02 | 45561.4
9 | 28 | 11:00 | 1605 | 2013-09-28 | 11 | 27.24 | 1 | 28.24 | 45325.2
9 | 28 | 12:00 | 2136 | 2013-09-28 | 12 | 27.21 | 1 | 28.21 | 60256.56
9 | 28 | 13:00 | 2103 | 2013-09-28 | 13 | 27.12 | 1 | 28.12 | 59136.36
9 | 28 | 14:00 | 2391 | 2013-09-28 | 14 | 27.03 | 1 | 28.03 | 67019.73
9 | 28 | 15:00 | 2031 | 2013-09-28 | 15 | 25.59 | 1 | 26.59 | 54004.29
9 | 28 | 16:00 | 1282 | 2013-09-28 | 16 | 24.64 | 1 | 25.64 | 32870.48
9 | 28 | 17:00 | 442 | 2013-09-28 | 17 | 25.32 | 1 | 26.32 | 11633.44
9 | 28 | 18:00 | 0 | 2013-09-28 | 18 | 27.95 | 1 | 28.95 | 0
9 | 28 | 19:00 | 0 | 2013-09-28 | 19 | 28.34 | 1 | 29.34 | 0
9 | 28 | 20:00 | 0 | 2013-09-28 | 20 | 30.97 | 1 | 31.97 | 0
9 | 28 | 21:00 | 0 | 2013-09-28 | 21 | 31.61 | 1 | 32.61 | 0
9 | 28 | 22:00 | 0 | 2013-09-28 | 22 | 24.62 | 1 | 25.62 | 0
9 | 28 | 23:00 | 0 | 2013-09-28 | 23 | 34.84 | 1 | 35.84 | 0
9 | 28 | 24:00 | 0 | 2013-09-28 | 24 | 29.5 | 1 | 30.5 | 0
9 | 29 | 01:00 | 0 | 2013-09-29 | 1 | 32.13 | 1 | 33.13 | 0
9 | 29 | 02:00 | 0 | 2013-09-29 | 2 | 25.81 | 1 | 26.81 | 0
9 | 29 | 03:00 | 0 | 2013-09-29 | 3 | 22.87 | 1 | 23.87 | 0
9 | 29 | 04:00 | 0 | 2013-09-29 | 4 | 21.56 | 1 | 22.56 | 0
9 | 29 | 05:00 | 0 | 2013-09-29 | 5 | 18.46 | 1 | 19.46 | 0
9 | 29 | 06:00 | 0 | 2013-09-29 | 6 | 19.6 | 1 | 20.6 | 0
9 | 29 | 07:00 | 217 | 2013-09-29 | 7 | 15.1 | 1 | 16.1 | 3493.7
9 | 29 | 08:00 | 1132 | 2013-09-29 | 8 | 19.59 | 1 | 20.59 | 23307.88
9 | 29 | 09:00 | 1789 | 2013-09-29 | 9 | 22.31 | 1 | 23.31 | 41701.59
9 | 29 | 10:00 | 2220 | 2013-09-29 | 10 | 21.53 | 1 | 22.53 | 50016.6
9 | 29 | 11:00 | 2318 | 2013-09-29 | 11 | 25.03 | 1 | 26.03 | 60337.54
9 | 29 | 12:00 | 2641 | 2013-09-29 | 12 | 25.72 | 1 | 26.72 | 70567.52
9 | 29 | 13:00 | 1875 | 2013-09-29 | 13 | 25.77 | 1 | 26.77 | 50193.75
9 | 29 | 14:00 | 2175 | 2013-09-29 | 14 | 25.78 | 1 | 26.78 | 58246.5
9 | 29 | 15:00 | 1667 | 2013-09-29 | 15 | 25.8 | 1 | 26.8 | 44675.6
9 | 29 | 16:00 | 1140 | 2013-09-29 | 16 | 25.87 | 1 | 26.87 | 30631.8
9 | 29 | 17:00 | 388 | 2013-09-29 | 17 | 27.99 | 1 | 28.99 | 11248.12
9 | 29 | 18:00 | 0 | 2013-09-29 | 18 | 26.45 | 1 | 27.45 | 0
9 | 29 | 19:00 | 0 | 2013-09-29 | 19 | 32.34 | 1 | 33.34 | 0
9 | 29 | 20:00 | 0 | 2013-09-29 | 20 | 32.72 | 1 | 33.72 | 0
9 | 29 | 21:00 | 0 | 2013-09-29 | 21 | 27.77 | 1 | 28.77 | 0
9 | 29 | 22:00 | 0 | 2013-09-29 | 22 | 25.78 | 1 | 26.78 | 0
9 | 29 | 23:00 | 0 | 2013-09-29 | 23 | 32.18 | 1 | 33.18 | 0
9 | 29 | 24:00 | 0 | 2013-09-29 | 24 | 26.77 | 1 | 27.77 | 0
9 | 30 | 01:00 | 0 | 2013-09-30 | 1 | 24.76 | 1 | 25.76 | 0
9 | 30 | 02:00 | 0 | 2013-09-30 | 2 | 23.95 | 1 | 24.95 | 0
9 | 30 | 03:00 | 0 | 2013-09-30 | 3 | 24.95 | 1 | 25.95 | 0
9 | 30 | 04:00 | 0 | 2013-09-30 | 4 | 22.54 | 1 | 23.54 | 0
9 | 30 | 05:00 | 0 | 2013-09-30 | 5 | 21.56 | 1 | 22.56 | 0
9 | 30 | 06:00 | 0 | 2013-09-30 | 6 | 21.83 | 1 | 22.83 | 0
9 | 30 | 07:00 | 1 | 2013-09-30 | 7 | 24.36 | 1 | 25.36 | 25.36
9 | 30 | 08:00 | 300 | 2013-09-30 | 8 | 33.98 | 1 | 34.98 | 10494
9 | 30 | 09:00 | 843 | 2013-09-30 | 9 | 31.22 | 1 | 32.22 | 27161.46
9 | 30 | 10:00 | 2415 | 2013-09-30 | 10 | 27.78 | 1 | 28.78 | 69503.7
9 | 30 | 11:00 | 2526 | 2013-09-30 | 11 | 38.66 | 1 | 39.66 | 100181.16
9 | 30 | 12:00 | 2357 | 2013-09-30 | 12 | 42.35 | 1 | 43.35 | 102175.95
9 | 30 | 13:00 | 2573 | 2013-09-30 | 13 | 40.03 | 1 | 41.03 | 105570.19
9 | 30 | 14:00 | 2237 | 2013-09-30 | 14 | 43.8 | 1 | 44.8 | 100217.6
9 | 30 | 15:00 | 1852 | 2013-09-30 | 15 | 41.68 | 1 | 42.68 | 79043.36
9 | 30 | 16:00 | 1118 | 2013-09-30 | 16 | 38.31 | 1 | 39.31 | 43948.58
9 | 30 | 17:00 | 430 | 2013-09-30 | 17 | 43.79 | 1 | 44.79 | 19259.7
9 | 30 | 18:00 | 0 | 2013-09-30 | 18 | 40.33 | 1 | 41.33 | 0
9 | 30 | 19:00 | 0 | 2013-09-30 | 19 | 48.3 | 1 | 49.3 | 0
9 | 30 | 20:00 | 0 | 2013-09-30 | 20 | 47.98 | 1 | 48.98 | 0
9 | 30 | 21:00 | 0 | 2013-09-30 | 21 | 40.74 | 1 | 41.74 | 0
9 | 30 | 22:00 | 0 | 2013-09-30 | 22 | 27.74 | 1 | 28.74 | 0
9 | 30 | 23:00 | 0 | 2013-09-30 | 23 | 25.66 | 1 | 26.66 | 0
9 | 30 | 24:00 | 0 | 2013-09-30 | 24 | 20.5 | 1 | 21.5 | 0
10 | 1 | 01:00 | 0 | 2013-10-01 | 1 | 36.42 | 1 | 37.42 | 0
10 | 1 | 02:00 | 0 | 2013-10-01 | 2 | 33.84 | 1 | 34.84 | 0
10 | 1 | 03:00 | 0 | 2013-10-01 | 3 | 24.93 | 1 | 25.93 | 0
10 | 1 | 04:00 | 0 | 2013-10-01 | 4 | 24.78 | 1 | 25.78 | 0
10 | 1 | 05:00 | 0 | 2013-10-01 | 5 | 24.84 | 1 | 25.84 | 0
10 | 1 | 06:00 | 0 | 2013-10-01 | 6 | 24.9 | 1 | 25.9 | 0
10 | 1 | 07:00 | 39 | 2013-10-01 | 7 | 32.09 | 1 | 33.09 | 1290.51
10 | 1 | 08:00 | 842 | 2013-10-01 | 8 | 37.13 | 1 | 38.13 | 32105.46
10 | 1 | 09:00 | 1145 | 2013-10-01 | 9 | 49.35 | 1 | 50.35 | 57650.75
10 | 1 | 10:00 | 1745 | 2013-10-01 | 10 | 44.23 | 1 | 45.23 | 78926.35
10 | 1 | 11:00 | 1784 | 2013-10-01 | 11 | 39.29 | 1 | 40.29 | 71877.36
10 | 1 | 12:00 | 2717 | 2013-10-01 | 12 | 52.29 | 1 | 53.29 | 144788.93
10 | 1 | 13:00 | 1708 | 2013-10-01 | 13 | 44.32 | 1 | 45.32 | 77406.56
10 | 1 | 14:00 | 1005 | 2013-10-01 | 14 | 41.77 | 1 | 42.77 | 42983.85
10 | 1 | 15:00 | 1179 | 2013-10-01 | 15 | 47.23 | 1 | 48.23 | 56863.17
10 | 1 | 16:00 | 1202 | 2013-10-01 | 16 | 43.05 | 1 | 44.05 | 52948.1
10 | 1 | 17:00 | 461 | 2013-10-01 | 17 | 54.09 | 1 | 55.09 | 25396.49
10 | 1 | 18:00 | 0 | 2013-10-01 | 18 | 45.82 | 1 | 46.82 | 0
10 | 1 | 19:00 | 0 | 2013-10-01 | 19 | 51.41 | 1 | 52.41 | 0
10 | 1 | 20:00 | 0 | 2013-10-01 | 20 | 56.53 | 1 | 57.53 | 0
10 | 1 | 21:00 | 0 | 2013-10-01 | 21 | 45.18 | 1 | 46.18 | 0
10 | 1 | 22:00 | 0 | 2013-10-01 | 22 | 31.99 | 1 | 32.99 | 0
10 | 1 | 23:00 | 0 | 2013-10-01 | 23 | 26.43 | 1 | 27.43 | 0
10 | 1 | 24:00 | 0 | 2013-10-01 | 24 | 23.37 | 1 | 24.37 | 0
10 | 2 | 01:00 | 0 | 2013-10-02 | 1 | 20.95 | 1 | 21.95 | 0
10 | 2 | 02:00 | 0 | 2013-10-02 | 2 | 23.8 | 1 | 24.8 | 0
10 | 2 | 03:00 | 0 | 2013-10-02 | 3 | 23.99 | 1 | 24.99 | 0
10 | 2 | 04:00 | 0 | 2013-10-02 | 4 | 23.76 | 1 | 24.76 | 0
10 | 2 | 05:00 | 0 | 2013-10-02 | 5 | 23.75 | 1 | 24.75 | 0
10 | 2 | 06:00 | 0 | 2013-10-02 | 6 | 17.76 | 1 | 18.76 | 0
10 | 2 | 07:00 | 8 | 2013-10-02 | 7 | 27.29 | 1 | 28.29 | 226.32
10 | 2 | 08:00 | 409 | 2013-10-02 | 8 | 29.32 | 1 | 30.32 | 12400.88
10 | 2 | 09:00 | 715 | 2013-10-02 | 9 | 28.72 | 1 | 29.72 | 21249.8
10 | 2 | 10:00 | 750 | 2013-10-02 | 10 | 28.97 | 1 | 29.97 | 22477.5
10 | 2 | 11:00 | 643 | 2013-10-02 | 11 | 31.96 | 1 | 32.96 | 21193.28
10 | 2 | 12:00 | 390 | 2013-10-02 | 12 | 36.88 | 1 | 37.88 | 14773.2
10 | 2 | 13:00 | 669 | 2013-10-02 | 13 | 40.09 | 1 | 41.09 | 27489.21
10 | 2 | 14:00 | 306 | 2013-10-02 | 14 | 35.57 | 1 | 36.57 | 11190.42
10 | 2 | 15:00 | 200 | 2013-10-02 | 15 | 34.48 | 1 | 35.48 | 7096
10 | 2 | 16:00 | 372 | 2013-10-02 | 16 | 44.25 | 1 | 45.25 | 16833
10 | 2 | 17:00 | 1 | 2013-10-02 | 17 | 50.76 | 1 | 51.76 | 51.76
10 | 2 | 18:00 | 0 | 2013-10-02 | 18 | 52.35 | 1 | 53.35 | 0
10 | 2 | 19:00 | 0 | 2013-10-02 | 19 | 54.36 | 1 | 55.36 | 0
10 | 2 | 20:00 | 0 | 2013-10-02 | 20 | 41.15 | 1 | 42.15 | 0
10 | 2 | 21:00 | 0 | 2013-10-02 | 21 | 42.64 | 1 | 43.64 | 0
10 | 2 | 22:00 | 0 | 2013-10-02 | 22 | 27.53 | 1 | 28.53 | 0
10 | 2 | 23:00 | 0 | 2013-10-02 | 23 | 21.56 | 1 | 22.56 | 0
10 | 2 | 24:00 | 0 | 2013-10-02 | 24 | 22.85 | 1 | 23.85 | 0
10 | 3 | 01:00 | 0 | 2013-10-03 | 1 | 27.01 | 1 | 28.01 | 0
10 | 3 | 02:00 | 0 | 2013-10-03 | 2 | 24.76 | 1 | 25.76 | 0
10 | 3 | 03:00 | 0 | 2013-10-03 | 3 | 25.51 | 1 | 26.51 | 0
10 | 3 | 04:00 | 0 | 2013-10-03 | 4 | 24.27 | 1 | 25.27 | 0
10 | 3 | 05:00 | 0 | 2013-10-03 | 5 | 24.87 | 1 | 25.87 | 0
10 | 3 | 06:00 | 0 | 2013-10-03 | 6 | 22.54 | 1 | 23.54 | 0
10 | 3 | 07:00 | 18 | 2013-10-03 | 7 | 24.34 | 1 | 25.34 | 456.12
10 | 3 | 08:00 | 634 | 2013-10-03 | 8 | 28.85 | 1 | 29.85 | 18924.9
10 | 3 | 09:00 | 1241 | 2013-10-03 | 9 | 33.49 | 1 | 34.49 | 42802.09
10 | 3 | 10:00 | 1050 | 2013-10-03 | 10 | 39.49 | 1 | 40.49 | 42514.5
10 | 3 | 11:00 | 442 | 2013-10-03 | 11 | 48.85 | 1 | 49.85 | 22033.7
10 | 3 | 12:00 | 627 | 2013-10-03 | 12 | 48.34 | 1 | 49.34 | 30936.18
10 | 3 | 13:00 | 686 | 2013-10-03 | 13 | 44.6 | 1 | 45.6 | 31281.6
10 | 3 | 14:00 | 530 | 2013-10-03 | 14 | 36.07 | 1 | 37.07 | 19647.1
10 | 3 | 15:00 | 512 | 2013-10-03 | 15 | 43.7 | 1 | 44.7 | 22886.4
10 | 3 | 16:00 | 7 | 2013-10-03 | 16 | 47.61 | 1 | 48.61 | 340.27
10 | 3 | 17:00 | 0 | 2013-10-03 | 17 | 42.27 | 1 | 43.27 | 0
10 | 3 | 18:00 | 0 | 2013-10-03 | 18 | 37.5 | 1 | 38.5 | 0
10 | 3 | 19:00 | 0 | 2013-10-03 | 19 | 112.19 | 1 | 113.19 | 0
10 | 3 | 20:00 | 0 | 2013-10-03 | 20 | 56.91 | 1 | 57.91 | 0
10 | 3 | 21:00 | 0 | 2013-10-03 | 21 | 44.71 | 1 | 45.71 | 0
10 | 3 | 22:00 | 0 | 2013-10-03 | 22 | 32.1 | 1 | 33.1 | 0
10 | 3 | 23:00 | 0 | 2013-10-03 | 23 | 26.4 | 1 | 27.4 | 0
10 | 3 | 24:00 | 0 | 2013-10-03 | 24 | 22.21 | 1 | 23.21 | 0
10 | 4 | 01:00 | 0 | 2013-10-04 | 1 | 24.54 | 1 | 25.54 | 0
10 | 4 | 02:00 | 0 | 2013-10-04 | 2 | 24.44 | 1 | 25.44 | 0
10 | 4 | 03:00 | 0 | 2013-10-04 | 3 | 24.47 | 1 | 25.47 | 0
10 | 4 | 04:00 | 0 | 2013-10-04 | 4 | 24.66 | 1 | 25.66 | 0
10 | 4 | 05:00 | 0 | 2013-10-04 | 5 | 25.82 | 1 | 26.82 | 0
10 | 4 | 06:00 | 0 | 2013-10-04 | 6 | 23.36 | 1 | 24.36 | 0
10 | 4 | 07:00 | 4 | 2013-10-04 | 7 | 28.39 | 1 | 29.39 | 117.56
10 | 4 | 08:00 | 376 | 2013-10-04 | 8 | 32.08 | 1 | 33.08 | 12438.08
10 | 4 | 09:00 | 1459 | 2013-10-04 | 9 | 45.38 | 1 | 46.38 | 67668.42
10 | 4 | 10:00 | 2204 | 2013-10-04 | 10 | 51.76 | 1 | 52.76 | 116283.04
10 | 4 | 11:00 | 1891 | 2013-10-04 | 11 | 51.53 | 1 | 52.53 | 99334.23
10 | 4 | 12:00 | 1488 | 2013-10-04 | 12 | 51.97 | 1 | 52.97 | 78819.36
10 | 4 | 13:00 | 1920 | 2013-10-04 | 13 | 66.22 | 1 | 67.22 | 129062.4
10 | 4 | 14:00 | 1565 | 2013-10-04 | 14 | 55.25 | 1 | 56.25 | 88031.25
10 | 4 | 15:00 | 736 | 2013-10-04 | 15 | 47.96 | 1 | 48.96 | 36034.56
10 | 4 | 16:00 | 6 | 2013-10-04 | 16 | 29.23 | 1 | 30.23 | 181.38
10 | 4 | 17:00 | 1 | 2013-10-04 | 17 | 40.47 | 1 | 41.47 | 41.47
10 | 4 | 18:00 | 0 | 2013-10-04 | 18 | 56.13 | 1 | 57.13 | 0
10 | 4 | 19:00 | 0 | 2013-10-04 | 19 | 251.65 | 1 | 252.65 | 0
10 | 4 | 20:00 | 0 | 2013-10-04 | 20 | 100.16 | 1 | 101.16 | 0
10 | 4 | 21:00 | 0 | 2013-10-04 | 21 | 41.8 | 1 | 42.8 | 0
10 | 4 | 22:00 | 0 | 2013-10-04 | 22 | 35.17 | 1 | 36.17 | 0
10 | 4 | 23:00 | 0 | 2013-10-04 | 23 | 35.65 | 1 | 36.65 | 0
10 | 4 | 24:00 | 0 | 2013-10-04 | 24 | 24.22 | 1 | 25.22 | 0
10 | 5 | 01:00 | 0 | 2013-10-05 | 1 | 38.81 | 1 | 39.81 | 0
10 | 5 | 02:00 | 0 | 2013-10-05 | 2 | 30.24 | 1 | 31.24 | 0
10 | 5 | 03:00 | 0 | 2013-10-05 | 3 | 27.09 | 1 | 28.09 | 0
10 | 5 | 04:00 | 0 | 2013-10-05 | 4 | 25.15 | 1 | 26.15 | 0
10 | 5 | 05:00 | 0 | 2013-10-05 | 5 | 25.83 | 1 | 26.83 | 0
10 | 5 | 06:00 | 0 | 2013-10-05 | 6 | 93.07 | 1 | 94.07 | 0
10 | 5 | 07:00 | 18 | 2013-10-05 | 7 | 112.43 | 1 | 113.43 | 2041.74
10 | 5 | 08:00 | 652 | 2013-10-05 | 8 | 23.18 | 1 | 24.18 | 15765.36
10 | 5 | 09:00 | 875 | 2013-10-05 | 9 | 24.26 | 1 | 25.26 | 22102.5
10 | 5 | 10:00 | 1700 | 2013-10-05 | 10 | 25.98 | 1 | 26.98 | 45866
10 | 5 | 11:00 | 2964 | 2013-10-05 | 11 | 261.64 | 1 | 262.64 | 778464.96
10 | 5 | 12:00 | 2300 | 2013-10-05 | 12 | 155.69 | 1 | 156.69 | 360387
10 | 5 | 13:00 | 2128 | 2013-10-05 | 13 | 26.04 | 1 | 27.04 | 57541.12
10 | 5 | 14:00 | 2011 | 2013-10-05 | 14 | 22.47 | 1 | 23.47 | 47198.17
10 | 5 | 15:00 | 1495 | 2013-10-05 | 15 | 21.91 | 1 | 22.91 | 34250.45
10 | 5 | 16:00 | 655 | 2013-10-05 | 16 | 22.33 | 1 | 23.33 | 15281.15
10 | 5 | 17:00 | 82 | 2013-10-05 | 17 | 22.69 | 1 | 23.69 | 1942.58
10 | 5 | 18:00 | 0 | 2013-10-05 | 18 | 25.13 | 1 | 26.13 | 0
10 | 5 | 19:00 | 0 | 2013-10-05 | 19 | 315.28 | 1 | 316.28 | 0
10 | 5 | 20:00 | 0 | 2013-10-05 | 20 | 163.17 | 1 | 164.17 | 0
10 | 5 | 21:00 | 0 | 2013-10-05 | 21 | 25.25 | 1 | 26.25 | 0
10 | 5 | 22:00 | 0 | 2013-10-05 | 22 | 25.63 | 1 | 26.63 | 0
10 | 5 | 23:00 | 0 | 2013-10-05 | 23 | 25.23 | 1 | 26.23 | 0
10 | 5 | 24:00 | 0 | 2013-10-05 | 24 | 24.25 | 1 | 25.25 | 0
10 | 6 | 01:00 | 0 | 2013-10-06 | 1 | 24.8 | 1 | 25.8 | 0
10 | 6 | 02:00 | 0 | 2013-10-06 | 2 | 23.67 | 1 | 24.67 | 0
10 | 6 | 03:00 | 0 | 2013-10-06 | 3 | 23.63 | 1 | 24.63 | 0
10 | 6 | 04:00 | 0 | 2013-10-06 | 4 | 23.86 | 1 | 24.86 | 0
10 | 6 | 05:00 | 0 | 2013-10-06 | 5 | 23.55 | 1 | 24.55 | 0
10 | 6 | 06:00 | 0 | 2013-10-06 | 6 | 21.67 | 1 | 22.67 | 0
10 | 6 | 07:00 | 45 | 2013-10-06 | 7 | 16.45 | 1 | 17.45 | 785.25
10 | 6 | 08:00 | 1102 | 2013-10-06 | 8 | 22.32 | 1 | 23.32 | 25698.64
10 | 6 | 09:00 | 1805 | 2013-10-06 | 9 | 23.58 | 1 | 24.58 | 44366.9
10 | 6 | 10:00 | 1864 | 2013-10-06 | 10 | 24.43 | 1 | 25.43 | 47401.52
10 | 6 | 11:00 | 1857 | 2013-10-06 | 11 | 26.98 | 1 | 27.98 | 51958.86
10 | 6 | 12:00 | 2055 | 2013-10-06 | 12 | 27.09 | 1 | 28.09 | 57724.95
10 | 6 | 13:00 | 2327 | 2013-10-06 | 13 | 31.32 | 1 | 32.32 | 75208.64
10 | 6 | 14:00 | 710 | 2013-10-06 | 14 | 30.66 | 1 | 31.66 | 22478.6
10 | 6 | 15:00 | 421 | 2013-10-06 | 15 | 28.75 | 1 | 29.75 | 12524.75
10 | 6 | 16:00 | 577 | 2013-10-06 | 16 | 26.28 | 1 | 27.28 | 15740.56
10 | 6 | 17:00 | 23 | 2013-10-06 | 17 | 28.56 | 1 | 29.56 | 679.88
10 | 6 | 18:00 | 0 | 2013-10-06 | 18 | 34.67 | 1 | 35.67 | 0
10 | 6 | 19:00 | 0 | 2013-10-06 | 19 | 35.02 | 1 | 36.02 | 0
10 | 6 | 20:00 | 0 | 2013-10-06 | 20 | 27.49 | 1 | 28.49 | 0
10 | 6 | 21:00 | 0 | 2013-10-06 | 21 | 28.55 | 1 | 29.55 | 0
10 | 6 | 22:00 | 0 | 2013-10-06 | 22 | 26.86 | 1 | 27.86 | 0
10 | 6 | 23:00 | 0 | 2013-10-06 | 23 | 21.16 | 1 | 22.16 | 0
10 | 6 | 24:00 | 0 | 2013-10-06 | 24 | 21.21 | 1 | 22.21 | 0
10 | 7 | 01:00 | 0 | 2013-10-07 | 1 | 21.45 | 1 | 22.45 | 0
10 | 7 | 02:00 | 0 | 2013-10-07 | 2 | 21.15 | 1 | 22.15 | 0
10 | 7 | 03:00 | 0 | 2013-10-07 | 3 | 16.04 | 1 | 17.04 | 0
10 | 7 | 04:00 | 0 | 2013-10-07 | 4 | 19.28 | 1 | 20.28 | 0
10 | 7 | 05:00 | 0 | 2013-10-07 | 5 | 21.85 | 1 | 22.85 | 0
10 | 7 | 06:00 | 0 | 2013-10-07 | 6 | 18.61 | 1 | 19.61 | 0
10 | 7 | 07:00 | 17 | 2013-10-07 | 7 | 24.41 | 1 | 25.41 | 431.97
10 | 7 | 08:00 | 503 | 2013-10-07 | 8 | 29.81 | 1 | 30.81 | 15497.43
10 | 7 | 09:00 | 1637 | 2013-10-07 | 9 | 34.24 | 1 | 35.24 | 57687.88
10 | 7 | 10:00 | 1616 | 2013-10-07 | 10 | 35.3 | 1 | 36.3 | 58660.8
10 | 7 | 11:00 | 2969 | 2013-10-07 | 11 | 37.51 | 1 | 38.51 | 114336.19
10 | 7 | 12:00 | 3047 | 2013-10-07 | 12 | 39.63 | 1 | 40.63 | 123799.61
10 | 7 | 13:00 | 2963 | 2013-10-07 | 13 | 45.4 | 1 | 46.4 | 137483.2
10 | 7 | 14:00 | 2637 | 2013-10-07 | 14 | 41.42 | 1 | 42.42 | 111861.54
10 | 7 | 15:00 | 2056 | 2013-10-07 | 15 | 33.84 | 1 | 34.84 | 71631.04
10 | 7 | 16:00 | 1224 | 2013-10-07 | 16 | 30.64 | 1 | 31.64 | 38727.36
10 | 7 | 17:00 | 324 | 2013-10-07 | 17 | 44.32 | 1 | 45.32 | 14683.68
10 | 7 | 18:00 | 0 | 2013-10-07 | 18 | 43.13 | 1 | 44.13 | 0
10 | 7 | 19:00 | 0 | 2013-10-07 | 19 | 370.71 | 1 | 371.71 | 0
10 | 7 | 20:00 | 0 | 2013-10-07 | 20 | 160.27 | 1 | 161.27 | 0
10 | 7 | 21:00 | 0 | 2013-10-07 | 21 | 31.62 | 1 | 32.62 | 0
10 | 7 | 22:00 | 0 | 2013-10-07 | 22 | 28.19 | 1 | 29.19 | 0
10 | 7 | 23:00 | 0 | 2013-10-07 | 23 | 21.96 | 1 | 22.96 | 0
10 | 7 | 24:00 | 0 | 2013-10-07 | 24 | 21.01 | 1 | 22.01 | 0
10 | 8 | 01:00 | 0 | 2013-10-08 | 1 | 24.52 | 1 | 25.52 | 0
10 | 8 | 02:00 | 0 | 2013-10-08 | 2 | 24.1 | 1 | 25.1 | 0
10 | 8 | 03:00 | 0 | 2013-10-08 | 3 | 23.78 | 1 | 24.78 | 0
10 | 8 | 04:00 | 0 | 2013-10-08 | 4 | 22.64 | 1 | 23.64 | 0
10 | 8 | 05:00 | 0 | 2013-10-08 | 5 | 22.71 | 1 | 23.71 | 0
10 | 8 | 06:00 | 0 | 2013-10-08 | 6 | 18.66 | 1 | 19.66 | 0
10 | 8 | 07:00 | 274 | 2013-10-08 | 7 | 24.48 | 1 | 25.48 | 6981.52
10 | 8 | 08:00 | 1256 | 2013-10-08 | 8 | 24.69 | 1 | 25.69 | 32266.64
10 | 8 | 09:00 | 2061 | 2013-10-08 | 9 | 26.31 | 1 | 27.31 | 56285.91
10 | 8 | 10:00 | 2505 | 2013-10-08 | 10 | 26.58 | 1 | 27.58 | 69087.9
10 | 8 | 11:00 | 2916 | 2013-10-08 | 11 | 26.7 | 1 | 27.7 | 80773.2
10 | 8 | 12:00 | 2872 | 2013-10-08 | 12 | 27.98 | 1 | 28.98 | 83230.56
10 | 8 | 13:00 | 2758 | 2013-10-08 | 13 | 27.54 | 1 | 28.54 | 78713.32
10 | 8 | 14:00 | 2106 | 2013-10-08 | 14 | 29.11 | 1 | 30.11 | 63411.66
10 | 8 | 15:00 | 1605 | 2013-10-08 | 15 | 27.23 | 1 | 28.23 | 45309.15
10 | 8 | 16:00 | 836 | 2013-10-08 | 16 | 26.47 | 1 | 27.47 | 22964.92
10 | 8 | 17:00 | 291 | 2013-10-08 | 17 | 26.93 | 1 | 27.93 | 8127.63
10 | 8 | 18:00 | 0 | 2013-10-08 | 18 | 27.13 | 1 | 28.13 | 0
10 | 8 | 19:00 | 0 | 2013-10-08 | 19 | 28.09 | 1 | 29.09 | 0
10 | 8 | 20:00 | 0 | 2013-10-08 | 20 | 30.14 | 1 | 31.14 | 0
10 | 8 | 21:00 | 0 | 2013-10-08 | 21 | 29.66 | 1 | 30.66 | 0
10 | 8 | 22:00 | 0 | 2013-10-08 | 22 | 26.41 | 1 | 27.41 | 0
10 | 8 | 23:00 | 0 | 2013-10-08 | 23 | 24.05 | 1 | 25.05 | 0
10 | 8 | 24:00 | 0 | 2013-10-08 | 24 | 23.73 | 1 | 24.73 | 0
10 | 9 | 01:00 | 0 | 2013-10-09 | 1 | 23.02 | 1 | 24.02 | 0
10 | 9 | 02:00 | 0 | 2013-10-09 | 2 | 23.82 | 1 | 24.82 | 0
10 | 9 | 03:00 | 0 | 2013-10-09 | 3 | 23.02 | 1 | 24.02 | 0
10 | 9 | 04:00 | 0 | 2013-10-09 | 4 | 22.78 | 1 | 23.78 | 0
10 | 9 | 05:00 | 0 | 2013-10-09 | 5 | 23.08 | 1 | 24.08 | 0
10 | 9 | 06:00 | 0 | 2013-10-09 | 6 | 13.1 | 1 | 14.1 | 0
10 | 9 | 07:00 | 102 | 2013-10-09 | 7 | 29.04 | 1 | 30.04 | 3064.08
10 | 9 | 08:00 | 1083 | 2013-10-09 | 8 | 30.36 | 1 | 31.36 | 33962.88
10 | 9 | 09:00 | 1511 | 2013-10-09 | 9 | 32 | 1 | 33 | 49863
10 | 9 | 10:00 | 1475 | 2013-10-09 | 10 | 35.15 | 1 | 36.15 | 53321.25
10 | 9 | 11:00 | 1461 | 2013-10-09 | 11 | 47.29 | 1 | 48.29 | 70551.69
10 | 9 | 12:00 | 702 | 2013-10-09 | 12 | 39.87 | 1 | 40.87 | 28690.74
10 | 9 | 13:00 | 559 | 2013-10-09 | 13 | 36.1 | 1 | 37.1 | 20738.9
10 | 9 | 14:00 | 641 | 2013-10-09 | 14 | 31.47 | 1 | 32.47 | 20813.27
10 | 9 | 15:00 | 446 | 2013-10-09 | 15 | 34.77 | 1 | 35.77 | 15953.42
10 | 9 | 16:00 | 168 | 2013-10-09 | 16 | 37.25 | 1 | 38.25 | 6426
10 | 9 | 17:00 | 0 | 2013-10-09 | 17 | 32.39 | 1 | 33.39 | 0
10 | 9 | 18:00 | 0 | 2013-10-09 | 18 | 37.3 | 1 | 38.3 | 0
10 | 9 | 19:00 | 0 | 2013-10-09 | 19 | 317.3 | 1 | 318.3 | 0
10 | 9 | 20:00 | 0 | 2013-10-09 | 20 | 74.22 | 1 | 75.22 | 0
10 | 9 | 21:00 | 0 | 2013-10-09 | 21 | 29.88 | 1 | 30.88 | 0
10 | 9 | 22:00 | 0 | 2013-10-09 | 22 | 30.95 | 1 | 31.95 | 0
10 | 9 | 23:00 | 0 | 2013-10-09 | 23 | 27.67 | 1 | 28.67 | 0
10 | 9 | 24:00 | 0 | 2013-10-09 | 24 | 22.87 | 1 | 23.87 | 0
10 | 10 | 01:00 | 0 | 2013-10-10 | 1 | 24.88 | 1 | 25.88 | 0
10 | 10 | 02:00 | 0 | 2013-10-10 | 2 | 25.22 | 1 | 26.22 | 0
10 | 10 | 03:00 | 0 | 2013-10-10 | 3 | 24.57 | 1 | 25.57 | 0
10 | 10 | 04:00 | 0 | 2013-10-10 | 4 | 23.24 | 1 | 24.24 | 0
10 | 10 | 05:00 | 0 | 2013-10-10 | 5 | 24.23 | 1 | 25.23 | 0
10 | 10 | 06:00 | 0 | 2013-10-10 | 6 | 23.26 | 1 | 24.26 | 0
10 | 10 | 07:00 | 109 | 2013-10-10 | 7 | 31.3 | 1 | 32.3 | 3520.7
10 | 10 | 08:00 | 1214 | 2013-10-10 | 8 | 34.56 | 1 | 35.56 | 43169.84
10 | 10 | 09:00 | 2102 | 2013-10-10 | 9 | 28.12 | 1 | 29.12 | 61210.24
10 | 10 | 10:00 | 2672 | 2013-10-10 | 10 | 29.47 | 1 | 30.47 | 81415.84
10 | 10 | 11:00 | 3033 | 2013-10-10 | 11 | 30.62 | 1 | 31.62 | 95903.46
10 | 10 | 12:00 | 3056 | 2013-10-10 | 12 | 32.47 | 1 | 33.47 | 102284.32
10 | 10 | 13:00 | 2934 | 2013-10-10 | 13 | 30.05 | 1 | 31.05 | 91100.7
10 | 10 | 14:00 | 2717 | 2013-10-10 | 14 | 29.8 | 1 | 30.8 | 83683.6
10 | 10 | 15:00 | 2107 | 2013-10-10 | 15 | 29.29 | 1 | 30.29 | 63821.03
10 | 10 | 16:00 | 1272 | 2013-10-10 | 16 | 28.84 | 1 | 29.84 | 37956.48
10 | 10 | 17:00 | 345 | 2013-10-10 | 17 | 32.74 | 1 | 33.74 | 11640.3
10 | 10 | 18:00 | 0 | 2013-10-10 | 18 | 27.32 | 1 | 28.32 | 0
10 | 10 | 19:00 | 0 | 2013-10-10 | 19 | 27.24 | 1 | 28.24 | 0
10 | 10 | 20:00 | 0 | 2013-10-10 | 20 | 28.8 | 1 | 29.8 | 0
10 | 10 | 21:00 | 0 | 2013-10-10 | 21 | 31.62 | 1 | 32.62 | 0
10 | 10 | 22:00 | 0 | 2013-10-10 | 22 | 40.58 | 1 | 41.58 | 0
10 | 10 | 23:00 | 0 | 2013-10-10 | 23 | 33.6 | 1 | 34.6 | 0
10 | 10 | 24:00 | 0 | 2013-10-10 | 24 | 22.79 | 1 | 23.79 | 0
10 | 11 | 01:00 | 0 | 2013-10-11 | 1 | 22.6 | 1 | 23.6 | 0
10 | 11 | 02:00 | 0 | 2013-10-11 | 2 | 25.4 | 1 | 26.4 | 0
10 | 11 | 03:00 | 0 | 2013-10-11 | 3 | 23.86 | 1 | 24.86 | 0
10 | 11 | 04:00 | 0 | 2013-10-11 | 4 | 23.19 | 1 | 24.19 | 0
10 | 11 | 05:00 | 0 | 2013-10-11 | 5 | 24.8 | 1 | 25.8 | 0
10 | 11 | 06:00 | 0 | 2013-10-11 | 6 | 7.67 | 1 | 8.67 | 0
10 | 11 | 07:00 | 58 | 2013-10-11 | 7 | 19.15 | 1 | 20.15 | 1168.7
10 | 11 | 08:00 | 1079 | 2013-10-11 | 8 | 30.38 | 1 | 31.38 | 33859.02
10 | 11 | 09:00 | 1901 | 2013-10-11 | 9 | 30.45 | 1 | 31.45 | 59786.45
10 | 11 | 10:00 | 2458 | 2013-10-11 | 10 | 32.25 | 1 | 33.25 | 81728.5
10 | 11 | 11:00 | 2070 | 2013-10-11 | 11 | 36.45 | 1 | 37.45 | 77521.5
10 | 11 | 12:00 | 2304 | 2013-10-11 | 12 | 33.26 | 1 | 34.26 | 78935.04
10 | 11 | 13:00 | 2787 | 2013-10-11 | 13 | 42.65 | 1 | 43.65 | 121652.55
10 | 11 | 14:00 | 1995 | 2013-10-11 | 14 | 41.23 | 1 | 42.23 | 84248.85
10 | 11 | 15:00 | 1689 | 2013-10-11 | 15 | 37.2 | 1 | 38.2 | 64519.8
10 | 11 | 16:00 | 1075 | 2013-10-11 | 16 | 31.81 | 1 | 32.81 | 35270.75
10 | 11 | 17:00 | 113 | 2013-10-11 | 17 | 31.29 | 1 | 32.29 | 3648.77
10 | 11 | 18:00 | 0 | 2013-10-11 | 18 | 31.18 | 1 | 32.18 | 0
10 | 11 | 19:00 | 0 | 2013-10-11 | 19 | 29.82 | 1 | 30.82 | 0
10 | 11 | 20:00 | 0 | 2013-10-11 | 20 | 28.26 | 1 | 29.26 | 0
10 | 11 | 21:00 | 0 | 2013-10-11 | 21 | 32.98 | 1 | 33.98 | 0
10 | 11 | 22:00 | 0 | 2013-10-11 | 22 | 28.14 | 1 | 29.14 | 0
10 | 11 | 23:00 | 0 | 2013-10-11 | 23 | 26.15 | 1 | 27.15 | 0
10 | 11 | 24:00 | 0 | 2013-10-11 | 24 | 23.57 | 1 | 24.57 | 0
10 | 12 | 01:00 | 0 | 2013-10-12 | 1 | 25.64 | 1 | 26.64 | 0
10 | 12 | 02:00 | 0 | 2013-10-12 | 2 | 25.19 | 1 | 26.19 | 0
10 | 12 | 03:00 | 0 | 2013-10-12 | 3 | 25.07 | 1 | 26.07 | 0
10 | 12 | 04:00 | 0 | 2013-10-12 | 4 | 23.53 | 1 | 24.53 | 0
10 | 12 | 05:00 | 0 | 2013-10-12 | 5 | 23.31 | 1 | 24.31 | 0
10 | 12 | 06:00 | 0 | 2013-10-12 | 6 | 23.66 | 1 | 24.66 | 0
10 | 12 | 07:00 | 0 | 2013-10-12 | 7 | 22.75 | 1 | 23.75 | 0
10 | 12 | 08:00 | 263 | 2013-10-12 | 8 | 20.43 | 1 | 21.43 | 5636.09
10 | 12 | 09:00 | 1055 | 2013-10-12 | 9 | 25.44 | 1 | 26.44 | 27894.2
10 | 12 | 10:00 | 2085 | 2013-10-12 | 10 | 35.62 | 1 | 36.62 | 76352.7
10 | 12 | 11:00 | 2041 | 2013-10-12 | 11 | 40.8 | 1 | 41.8 | 85313.8
10 | 12 | 12:00 | 2519 | 2013-10-12 | 12 | 30.83 | 1 | 31.83 | 80179.77
10 | 12 | 13:00 | 2487 | 2013-10-12 | 13 | 28.26 | 1 | 29.26 | 72769.62
10 | 12 | 14:00 | 2023 | 2013-10-12 | 14 | 38.16 | 1 | 39.16 | 79220.68
10 | 12 | 15:00 | 1661 | 2013-10-12 | 15 | 38.13 | 1 | 39.13 | 64994.93
10 | 12 | 16:00 | 807 | 2013-10-12 | 16 | 27.74 | 1 | 28.74 | 23193.18
10 | 12 | 17:00 | 0 | 2013-10-12 | 17 | 33.66 | 1 | 34.66 | 0
10 | 12 | 18:00 | 0 | 2013-10-12 | 18 | 40.36 | 1 | 41.36 | 0
10 | 12 | 19:00 | 0 | 2013-10-12 | 19 | 38.86 | 1 | 39.86 | 0
10 | 12 | 20:00 | 0 | 2013-10-12 | 20 | 39.4 | 1 | 40.4 | 0
10 | 12 | 21:00 | 0 | 2013-10-12 | 21 | 37.28 | 1 | 38.28 | 0
10 | 12 | 22:00 | 0 | 2013-10-12 | 22 | 35.17 | 1 | 36.17 | 0
10 | 12 | 23:00 | 0 | 2013-10-12 | 23 | 23.26 | 1 | 24.26 | 0
10 | 12 | 24:00 | 0 | 2013-10-12 | 24 | 22.83 | 1 | 23.83 | 0
10 | 13 | 01:00 | 0 | 2013-10-13 | 1 | 25.88 | 1 | 26.88 | 0
10 | 13 | 02:00 | 0 | 2013-10-13 | 2 | 24.67 | 1 | 25.67 | 0
10 | 13 | 03:00 | 0 | 2013-10-13 | 3 | 22.02 | 1 | 23.02 | 0
10 | 13 | 04:00 | 0 | 2013-10-13 | 4 | 22.23 | 1 | 23.23 | 0
10 | 13 | 05:00 | 0 | 2013-10-13 | 5 | 25.12 | 1 | 26.12 | 0
10 | 13 | 06:00 | 0 | 2013-10-13 | 6 | 26.12 | 1 | 27.12 | 0
10 | 13 | 07:00 | 0 | 2013-10-13 | 7 | 24.83 | 1 | 25.83 | 0
10 | 13 | 08:00 | 68 | 2013-10-13 | 8 | 25.09 | 1 | 26.09 | 1774.12
10 | 13 | 09:00 | 427 | 2013-10-13 | 9 | 27.72 | 1 | 28.72 | 12263.44
10 | 13 | 10:00 | 502 | 2013-10-13 | 10 | 29.16 | 1 | 30.16 | 15140.32
10 | 13 | 11:00 | 673 | 2013-10-13 | 11 | 47.6 | 1 | 48.6 | 32707.8
10 | 13 | 12:00 | 402 | 2013-10-13 | 12 | 32.08 | 1 | 33.08 | 13298.16
10 | 13 | 13:00 | 446 | 2013-10-13 | 13 | 28.63 | 1 | 29.63 | 13214.98
10 | 13 | 14:00 | 652 | 2013-10-13 | 14 | 28 | 1 | 29 | 18908
10 | 13 | 15:00 | 479 | 2013-10-13 | 15 | 27.12 | 1 | 28.12 | 13469.48
10 | 13 | 16:00 | 352 | 2013-10-13 | 16 | 29.39 | 1 | 30.39 | 10697.28
10 | 13 | 17:00 | 0 | 2013-10-13 | 17 | 37.74 | 1 | 38.74 | 0
10 | 13 | 18:00 | 0 | 2013-10-13 | 18 | 38.28 | 1 | 39.28 | 0
10 | 13 | 19:00 | 0 | 2013-10-13 | 19 | 38.58 | 1 | 39.58 | 0
10 | 13 | 20:00 | 0 | 2013-10-13 | 20 | 36.18 | 1 | 37.18 | 0
10 | 13 | 21:00 | 0 | 2013-10-13 | 21 | 33.98 | 1 | 34.98 | 0
10 | 13 | 22:00 | 0 | 2013-10-13 | 22 | 31.75 | 1 | 32.75 | 0
10 | 13 | 23:00 | 0 | 2013-10-13 | 23 | 28.86 | 1 | 29.86 | 0
10 | 13 | 24:00 | 0 | 2013-10-13 | 24 | 24.54 | 1 | 25.54 | 0
10 | 14 | 01:00 | 0 | 2013-10-14 | 1 | 24.24 | 1 | 25.24 | 0
10 | 14 | 02:00 | 0 | 2013-10-14 | 2 | 24.01 | 1 | 25.01 | 0
10 | 14 | 03:00 | 0 | 2013-10-14 | 3 | 20.4 | 1 | 21.4 | 0
10 | 14 | 04:00 | 0 | 2013-10-14 | 4 | 21.41 | 1 | 22.41 | 0
10 | 14 | 05:00 | 0 | 2013-10-14 | 5 | 24.71 | 1 | 25.71 | 0
10 | 14 | 06:00 | 0 | 2013-10-14 | 6 | 25.1 | 1 | 26.1 | 0
10 | 14 | 07:00 | 0 | 2013-10-14 | 7 | 28 | 1 | 29 | 0
10 | 14 | 08:00 | 19 | 2013-10-14 | 8 | 27.3 | 1 | 28.3 | 537.7
10 | 14 | 09:00 | 142 | 2013-10-14 | 9 | 30.48 | 1 | 31.48 | 4470.16
10 | 14 | 10:00 | 447 | 2013-10-14 | 10 | 33.53 | 1 | 34.53 | 15434.91
10 | 14 | 11:00 | 456 | 2013-10-14 | 11 | 39.38 | 1 | 40.38 | 18413.28
10 | 14 | 12:00 | 491 | 2013-10-14 | 12 | 41.49 | 1 | 42.49 | 20862.59
10 | 14 | 13:00 | 485 | 2013-10-14 | 13 | 39.68 | 1 | 40.68 | 19729.8
10 | 14 | 14:00 | 686 | 2013-10-14 | 14 | 37.59 | 1 | 38.59 | 26472.74
10 | 14 | 15:00 | 602 | 2013-10-14 | 15 | 30.84 | 1 | 31.84 | 19167.68
10 | 14 | 16:00 | 283 | 2013-10-14 | 16 | 33.71 | 1 | 34.71 | 9822.93
10 | 14 | 17:00 | 4 | 2013-10-14 | 17 | 37.82 | 1 | 38.82 | 155.28
10 | 14 | 18:00 | 0 | 2013-10-14 | 18 | 34.64 | 1 | 35.64 | 0
10 | 14 | 19:00 | 0 | 2013-10-14 | 19 | 113.64 | 1 | 114.64 | 0
10 | 14 | 20:00 | 0 | 2013-10-14 | 20 | 175 | 1 | 176 | 0
10 | 14 | 21:00 | 0 | 2013-10-14 | 21 | 42.4 | 1 | 43.4 | 0
10 | 14 | 22:00 | 0 | 2013-10-14 | 22 | 37.71 | 1 | 38.71 | 0
10 | 14 | 23:00 | 0 | 2013-10-14 | 23 | 27.34 | 1 | 28.34 | 0
10 | 14 | 24:00 | 0 | 2013-10-14 | 24 | 28.26 | 1 | 29.26 | 0
10 | 15 | 01:00 | 0 | 2013-10-15 | 1 | 29.01 | 1 | 30.01 | 0
10 | 15 | 02:00 | 0 | 2013-10-15 | 2 | 27.08 | 1 | 28.08 | 0
10 | 15 | 03:00 | 0 | 2013-10-15 | 3 | 26.17 | 1 | 27.17 | 0
10 | 15 | 04:00 | 0 | 2013-10-15 | 4 | 25.91 | 1 | 26.91 | 0
10 | 15 | 05:00 | 0 | 2013-10-15 | 5 | 26.73 | 1 | 27.73 | 0
10 | 15 | 06:00 | 0 | 2013-10-15 | 6 | 26.31 | 1 | 27.31 | 0
10 | 15 | 07:00 | 61 | 2013-10-15 | 7 | 58.23 | 1 | 59.23 | 3613.03
10 | 15 | 08:00 | 1104 | 2013-10-15 | 8 | 47.77 | 1 | 48.77 | 53842.08
10 | 15 | 09:00 | 1968 | 2013-10-15 | 9 | 39.75 | 1 | 40.75 | 80196
10 | 15 | 10:00 | 2459 | 2013-10-15 | 10 | 41.53 | 1 | 42.53 | 104581.27
10 | 15 | 11:00 | 1492 | 2013-10-15 | 11 | 40.88 | 1 | 41.88 | 62484.96
10 | 15 | 12:00 | 1188 | 2013-10-15 | 12 | 40.91 | 1 | 41.91 | 49789.08
10 | 15 | 13:00 | 2128 | 2013-10-15 | 13 | 42.32 | 1 | 43.32 | 92184.96
10 | 15 | 14:00 | 1455 | 2013-10-15 | 14 | 61.92 | 1 | 62.92 | 91548.6
10 | 15 | 15:00 | 1902 | 2013-10-15 | 15 | 62.63 | 1 | 63.63 | 121024.26
10 | 15 | 16:00 | 1015 | 2013-10-15 | 16 | 44.43 | 1 | 45.43 | 46111.45
10 | 15 | 17:00 | 97 | 2013-10-15 | 17 | 43.31 | 1 | 44.31 | 4298.07
10 | 15 | 18:00 | 0 | 2013-10-15 | 18 | 58.88 | 1 | 59.88 | 0
10 | 15 | 19:00 | 0 | 2013-10-15 | 19 | 66.57 | 1 | 67.57 | 0
10 | 15 | 20:00 | 0 | 2013-10-15 | 20 | 56.17 | 1 | 57.17 | 0
10 | 15 | 21:00 | 0 | 2013-10-15 | 21 | 55.03 | 1 | 56.03 | 0
10 | 15 | 22:00 | 0 | 2013-10-15 | 22 | 39 | 1 | 40 | 0
10 | 15 | 23:00 | 0 | 2013-10-15 | 23 | 27.23 | 1 | 28.23 | 0
10 | 15 | 24:00 | 0 | 2013-10-15 | 24 | 27.46 | 1 | 28.46 | 0
10 | 16 | 01:00 | 0 | 2013-10-16 | 1 | 22.66 | 1 | 23.66 | 0
10 | 16 | 02:00 | 0 | 2013-10-16 | 2 | 17.37 | 1 | 18.37 | 0
10 | 16 | 03:00 | 0 | 2013-10-16 | 3 | 0 | 1 | 1 | 0
10 | 16 | 04:00 | 0 | 2013-10-16 | 4 | 0 | 1 | 1 | 0
10 | 16 | 05:00 | 0 | 2013-10-16 | 5 | 2.21 | 1 | 3.21 | 0
10 | 16 | 06:00 | 0 | 2013-10-16 | 6 | 25.26 | 1 | 26.26 | 0
10 | 16 | 07:00 | 7 | 2013-10-16 | 7 | 32.27 | 1 | 33.27 | 232.89
10 | 16 | 08:00 | 600 | 2013-10-16 | 8 | 29.46 | 1 | 30.46 | 18276
10 | 16 | 09:00 | 820 | 2013-10-16 | 9 | 30.04 | 1 | 31.04 | 25452.8
10 | 16 | 10:00 | 1193 | 2013-10-16 | 10 | 31.51 | 1 | 32.51 | 38784.43
10 | 16 | 11:00 | 1500 | 2013-10-16 | 11 | 32.09 | 1 | 33.09 | 49635
10 | 16 | 12:00 | 839 | 2013-10-16 | 12 | 33.36 | 1 | 34.36 | 28828.04
10 | 16 | 13:00 | 705 | 2013-10-16 | 13 | 30.64 | 1 | 31.64 | 22306.2
10 | 16 | 14:00 | 643 | 2013-10-16 | 14 | 29.69 | 1 | 30.69 | 19733.67
10 | 16 | 15:00 | 238 | 2013-10-16 | 15 | 29.84 | 1 | 30.84 | 7339.92
10 | 16 | 16:00 | 15 | 2013-10-16 | 16 | 29.55 | 1 | 30.55 | 458.25
10 | 16 | 17:00 | 0 | 2013-10-16 | 17 | 32.72 | 1 | 33.72 | 0
10 | 16 | 18:00 | 0 | 2013-10-16 | 18 | 32.49 | 1 | 33.49 | 0
10 | 16 | 19:00 | 0 | 2013-10-16 | 19 | 38.87 | 1 | 39.87 | 0
10 | 16 | 20:00 | 0 | 2013-10-16 | 20 | 32.49 | 1 | 33.49 | 0
10 | 16 | 21:00 | 0 | 2013-10-16 | 21 | 33.8 | 1 | 34.8 | 0
10 | 16 | 22:00 | 0 | 2013-10-16 | 22 | 29.22 | 1 | 30.22 | 0
10 | 16 | 23:00 | 0 | 2013-10-16 | 23 | 26.16 | 1 | 27.16 | 0
10 | 16 | 24:00 | 0 | 2013-10-16 | 24 | 23.75 | 1 | 24.75 | 0
10 | 17 | 01:00 | 0 | 2013-10-17 | 1 | 28.05 | 1 | 29.05 | 0
10 | 17 | 02:00 | 0 | 2013-10-17 | 2 | 23.08 | 1 | 24.08 | 0
10 | 17 | 03:00 | 0 | 2013-10-17 | 3 | 0 | 1 | 1 | 0
10 | 17 | 04:00 | 0 | 2013-10-17 | 4 | 3.86 | 1 | 4.86 | 0
10 | 17 | 05:00 | 0 | 2013-10-17 | 5 | 23.57 | 1 | 24.57 | 0
10 | 17 | 06:00 | 0 | 2013-10-17 | 6 | 27.93 | 1 | 28.93 | 0
10 | 17 | 07:00 | 0 | 2013-10-17 | 7 | 31.93 | 1 | 32.93 | 0
10 | 17 | 08:00 | 39 | 2013-10-17 | 8 | 39.86 | 1 | 40.86 | 1593.54
10 | 17 | 09:00 | 213 | 2013-10-17 | 9 | 46.62 | 1 | 47.62 | 10143.06
10 | 17 | 10:00 | 544 | 2013-10-17 | 10 | 39.13 | 1 | 40.13 | 21830.72
10 | 17 | 11:00 | 582 | 2013-10-17 | 11 | 55.53 | 1 | 56.53 | 32900.46
10 | 17 | 12:00 | 693 | 2013-10-17 | 12 | 42.65 | 1 | 43.65 | 30249.45
10 | 17 | 13:00 | 801 | 2013-10-17 | 13 | 38.34 | 1 | 39.34 | 31511.34
10 | 17 | 14:00 | 657 | 2013-10-17 | 14 | 45.52 | 1 | 46.52 | 30563.64
10 | 17 | 15:00 | 460 | 2013-10-17 | 15 | 49.38 | 1 | 50.38 | 23174.8
10 | 17 | 16:00 | 196 | 2013-10-17 | 16 | 48.66 | 1 | 49.66 | 9733.36
10 | 17 | 17:00 | 1 | 2013-10-17 | 17 | 47.74 | 1 | 48.74 | 48.74
10 | 17 | 18:00 | 0 | 2013-10-17 | 18 | 46.67 | 1 | 47.67 | 0
10 | 17 | 19:00 | 0 | 2013-10-17 | 19 | 47.9 | 1 | 48.9 | 0
10 | 17 | 20:00 | 0 | 2013-10-17 | 20 | 46.37 | 1 | 47.37 | 0
10 | 17 | 21:00 | 0 | 2013-10-17 | 21 | 50.98 | 1 | 51.98 | 0
10 | 17 | 22:00 | 0 | 2013-10-17 | 22 | 42.27 | 1 | 43.27 | 0
10 | 17 | 23:00 | 0 | 2013-10-17 | 23 | 33.42 | 1 | 34.42 | 0
10 | 17 | 24:00 | 0 | 2013-10-17 | 24 | 37.13 | 1 | 38.13 | 0
10 | 18 | 01:00 | 0 | 2013-10-18 | 1 | 56.84 | 1 | 57.84 | 0
10 | 18 | 02:00 | 0 | 2013-10-18 | 2 | 29.29 | 1 | 30.29 | 0
10 | 18 | 03:00 | 0 | 2013-10-18 | 3 | 29.35 | 1 | 30.35 | 0
10 | 18 | 04:00 | 0 | 2013-10-18 | 4 | 30.54 | 1 | 31.54 | 0
10 | 18 | 05:00 | 0 | 2013-10-18 | 5 | 31.74 | 1 | 32.74 | 0
10 | 18 | 06:00 | 0 | 2013-10-18 | 6 | 27.24 | 1 | 28.24 | 0
10 | 18 | 07:00 | 3 | 2013-10-18 | 7 | 34.47 | 1 | 35.47 | 106.41
10 | 18 | 08:00 | 280 | 2013-10-18 | 8 | 31.79 | 1 | 32.79 | 9181.2
10 | 18 | 09:00 | 1515 | 2013-10-18 | 9 | 30.24 | 1 | 31.24 | 47328.6
10 | 18 | 10:00 | 2340 | 2013-10-18 | 10 | 31.08 | 1 | 32.08 | 75067.2
10 | 18 | 11:00 | 980 | 2013-10-18 | 11 | 34.66 | 1 | 35.66 | 34946.8
10 | 18 | 12:00 | 985 | 2013-10-18 | 12 | 30.49 | 1 | 31.49 | 31017.65
10 | 18 | 13:00 | 902 | 2013-10-18 | 13 | 34.46 | 1 | 35.46 | 31984.92
10 | 18 | 14:00 | 1969 | 2013-10-18 | 14 | 31.4 | 1 | 32.4 | 63795.6
10 | 18 | 15:00 | 1869 | 2013-10-18 | 15 | 30.12 | 1 | 31.12 | 58163.28
10 | 18 | 16:00 | 1119 | 2013-10-18 | 16 | 31.09 | 1 | 32.09 | 35908.71
10 | 18 | 17:00 | 99 | 2013-10-18 | 17 | 31.17 | 1 | 32.17 | 3184.83
10 | 18 | 18:00 | 0 | 2013-10-18 | 18 | 29.22 | 1 | 30.22 | 0
10 | 18 | 19:00 | 0 | 2013-10-18 | 19 | 28.45 | 1 | 29.45 | 0
10 | 18 | 20:00 | 0 | 2013-10-18 | 20 | 26.02 | 1 | 27.02 | 0
10 | 18 | 21:00 | 0 | 2013-10-18 | 21 | 26.55 | 1 | 27.55 | 0
10 | 18 | 22:00 | 0 | 2013-10-18 | 22 | 25.25 | 1 | 26.25 | 0
10 | 18 | 23:00 | 0 | 2013-10-18 | 23 | 26.56 | 1 | 27.56 | 0
10 | 18 | 24:00 | 0 | 2013-10-18 | 24 | 26.54 | 1 | 27.54 | 0
10 | 19 | 01:00 | 0 | 2013-10-19 | 1 | 23.43 | 1 | 24.43 | 0
10 | 19 | 02:00 | 0 | 2013-10-19 | 2 | 22.81 | 1 | 23.81 | 0
10 | 19 | 03:00 | 0 | 2013-10-19 | 3 | 25.26 | 1 | 26.26 | 0
10 | 19 | 04:00 | 0 | 2013-10-19 | 4 | 27.9 | 1 | 28.9 | 0
10 | 19 | 05:00 | 0 | 2013-10-19 | 5 | 26.98 | 1 | 27.98 | 0
10 | 19 | 06:00 | 0 | 2013-10-19 | 6 | 26.44 | 1 | 27.44 | 0
10 | 19 | 07:00 | 24 | 2013-10-19 | 7 | 26.72 | 1 | 27.72 | 665.28
10 | 19 | 08:00 | 1004 | 2013-10-19 | 8 | 28.65 | 1 | 29.65 | 29768.6
10 | 19 | 09:00 | 1784 | 2013-10-19 | 9 | 32.06 | 1 | 33.06 | 58979.04
10 | 19 | 10:00 | 1554 | 2013-10-19 | 10 | 34.83 | 1 | 35.83 | 55679.82
10 | 19 | 11:00 | 1945 | 2013-10-19 | 11 | 40.04 | 1 | 41.04 | 79822.8
10 | 19 | 12:00 | 2176 | 2013-10-19 | 12 | 40.99 | 1 | 41.99 | 91370.24
10 | 19 | 13:00 | 2451 | 2013-10-19 | 13 | 41.61 | 1 | 42.61 | 104437.11
10 | 19 | 14:00 | 2305 | 2013-10-19 | 14 | 32.98 | 1 | 33.98 | 78323.9
10 | 19 | 15:00 | 1838 | 2013-10-19 | 15 | 29.25 | 1 | 30.25 | 55599.5
10 | 19 | 16:00 | 1059 | 2013-10-19 | 16 | 30.42 | 1 | 31.42 | 33273.78
10 | 19 | 17:00 | 62 | 2013-10-19 | 17 | 29.81 | 1 | 30.81 | 1910.22
10 | 19 | 18:00 | 0 | 2013-10-19 | 18 | 40.91 | 1 | 41.91 | 0
10 | 19 | 19:00 | 0 | 2013-10-19 | 19 | 36.53 | 1 | 37.53 | 0
10 | 19 | 20:00 | 0 | 2013-10-19 | 20 | 40.44 | 1 | 41.44 | 0
10 | 19 | 21:00 | 0 | 2013-10-19 | 21 | 32.25 | 1 | 33.25 | 0
10 | 19 | 22:00 | 0 | 2013-10-19 | 22 | 27 | 1 | 28 | 0
10 | 19 | 23:00 | 0 | 2013-10-19 | 23 | 26.3 | 1 | 27.3 | 0
10 | 19 | 24:00 | 0 | 2013-10-19 | 24 | 25.86 | 1 | 26.86 | 0
10 | 20 | 01:00 | 0 | 2013-10-20 | 1 | 26.05 | 1 | 27.05 | 0
10 | 20 | 02:00 | 0 | 2013-10-20 | 2 | 25.78 | 1 | 26.78 | 0
10 | 20 | 03:00 | 0 | 2013-10-20 | 3 | 26.82 | 1 | 27.82 | 0
10 | 20 | 04:00 | 0 | 2013-10-20 | 4 | 26.74 | 1 | 27.74 | 0
10 | 20 | 05:00 | 0 | 2013-10-20 | 5 | 26.59 | 1 | 27.59 | 0
10 | 20 | 06:00 | 0 | 2013-10-20 | 6 | 27.45 | 1 | 28.45 | 0
10 | 20 | 07:00 | 2 | 2013-10-20 | 7 | 26.55 | 1 | 27.55 | 55.1
10 | 20 | 08:00 | 134 | 2013-10-20 | 8 | 19.9 | 1 | 20.9 | 2800.6
10 | 20 | 09:00 | 759 | 2013-10-20 | 9 | 22.9 | 1 | 23.9 | 18140.1
10 | 20 | 10:00 | 487 | 2013-10-20 | 10 | 24.04 | 1 | 25.04 | 12194.48
10 | 20 | 11:00 | 603 | 2013-10-20 | 11 | 27.19 | 1 | 28.19 | 16998.57
10 | 20 | 12:00 | 2339 | 2013-10-20 | 12 | 27.24 | 1 | 28.24 | 66053.36
10 | 20 | 13:00 | 2519 | 2013-10-20 | 13 | 27.15 | 1 | 28.15 | 70909.85
10 | 20 | 14:00 | 2089 | 2013-10-20 | 14 | 27.11 | 1 | 28.11 | 58721.79
10 | 20 | 15:00 | 1531 | 2013-10-20 | 15 | 25.37 | 1 | 26.37 | 40372.47
10 | 20 | 16:00 | 1039 | 2013-10-20 | 16 | 24.2 | 1 | 25.2 | 26182.8
10 | 20 | 17:00 | 60 | 2013-10-20 | 17 | 25.1 | 1 | 26.1 | 1566
10 | 20 | 18:00 | 0 | 2013-10-20 | 18 | 29.51 | 1 | 30.51 | 0
10 | 20 | 19:00 | 0 | 2013-10-20 | 19 | 31.57 | 1 | 32.57 | 0
10 | 20 | 20:00 | 0 | 2013-10-20 | 20 | 34.82 | 1 | 35.82 | 0
10 | 20 | 21:00 | 0 | 2013-10-20 | 21 | 29.89 | 1 | 30.89 | 0
10 | 20 | 22:00 | 0 | 2013-10-20 | 22 | 26.52 | 1 | 27.52 | 0
10 | 20 | 23:00 | 0 | 2013-10-20 | 23 | 27.35 | 1 | 28.35 | 0
10 | 20 | 24:00 | 0 | 2013-10-20 | 24 | 23.49 | 1 | 24.49 | 0
10 | 21 | 01:00 | 0 | 2013-10-21 | 1 | 22.37 | 1 | 23.37 | 0
10 | 21 | 02:00 | 0 | 2013-10-21 | 2 | 23.67 | 1 | 24.67 | 0
10 | 21 | 03:00 | 0 | 2013-10-21 | 3 | 24.62 | 1 | 25.62 | 0
10 | 21 | 04:00 | 0 | 2013-10-21 | 4 | 9.16 | 1 | 10.16 | 0
10 | 21 | 05:00 | 0 | 2013-10-21 | 5 | 1.82 | 1 | 2.82 | 0
10 | 21 | 06:00 | 0 | 2013-10-21 | 6 | 0 | 1 | 1 | 0
10 | 21 | 07:00 | 0 | 2013-10-21 | 7 | 39.57 | 1 | 40.57 | 0
10 | 21 | 08:00 | 5 | 2013-10-21 | 8 | 51.13 | 1 | 52.13 | 260.65
10 | 21 | 09:00 | 344 | 2013-10-21 | 9 | 43.01 | 1 | 44.01 | 15139.44
10 | 21 | 10:00 | 2260 | 2013-10-21 | 10 | 30.46 | 1 | 31.46 | 71099.6
10 | 21 | 11:00 | 2614 | 2013-10-21 | 11 | 30.72 | 1 | 31.72 | 82916.08
10 | 21 | 12:00 | 2498 | 2013-10-21 | 12 | 31.36 | 1 | 32.36 | 80835.28
10 | 21 | 13:00 | 2079 | 2013-10-21 | 13 | 31.67 | 1 | 32.67 | 67920.93
10 | 21 | 14:00 | 774 | 2013-10-21 | 14 | 31.94 | 1 | 32.94 | 25495.56
10 | 21 | 15:00 | 155 | 2013-10-21 | 15 | 30.9 | 1 | 31.9 | 4944.5
10 | 21 | 16:00 | 1 | 2013-10-21 | 16 | 31.16 | 1 | 32.16 | 32.16
10 | 21 | 17:00 | 0 | 2013-10-21 | 17 | 36.3 | 1 | 37.3 | 0
10 | 21 | 18:00 | 0 | 2013-10-21 | 18 | 57.26 | 1 | 58.26 | 0
10 | 21 | 19:00 | 0 | 2013-10-21 | 19 | 47.81 | 1 | 48.81 | 0
10 | 21 | 20:00 | 0 | 2013-10-21 | 20 | 36.16 | 1 | 37.16 | 0
10 | 21 | 21:00 | 0 | 2013-10-21 | 21 | 32.62 | 1 | 33.62 | 0
10 | 21 | 22:00 | 0 | 2013-10-21 | 22 | 26.52 | 1 | 27.52 | 0
10 | 21 | 23:00 | 0 | 2013-10-21 | 23 | 23.94 | 1 | 24.94 | 0
10 | 21 | 24:00 | 0 | 2013-10-21 | 24 | 26.17 | 1 | 27.17 | 0
10 | 22 | 01:00 | 0 | 2013-10-22 | 1 | 29.4 | 1 | 30.4 | 0
10 | 22 | 02:00 | 0 | 2013-10-22 | 2 | 34.16 | 1 | 35.16 | 0
10 | 22 | 03:00 | 0 | 2013-10-22 | 3 | 40.19 | 1 | 41.19 | 0
10 | 22 | 04:00 | 0 | 2013-10-22 | 4 | 31.65 | 1 | 32.65 | 0
10 | 22 | 05:00 | 0 | 2013-10-22 | 5 | 30.2 | 1 | 31.2 | 0
10 | 22 | 06:00 | 0 | 2013-10-22 | 6 | 32.1 | 1 | 33.1 | 0
10 | 22 | 07:00 | 0 | 2013-10-22 | 7 | 56.59 | 1 | 57.59 | 0
10 | 22 | 08:00 | 1016 | 2013-10-22 | 8 | 38.95 | 1 | 39.95 | 40589.2
10 | 22 | 09:00 | 1686 | 2013-10-22 | 9 | 34.28 | 1 | 35.28 | 59482.08
10 | 22 | 10:00 | 2192 | 2013-10-22 | 10 | 30.76 | 1 | 31.76 | 69617.92
10 | 22 | 11:00 | 2379 | 2013-10-22 | 11 | 34.11 | 1 | 35.11 | 83526.69
10 | 22 | 12:00 | 2583 | 2013-10-22 | 12 | 41.07 | 1 | 42.07 | 108666.81
10 | 22 | 13:00 | 2506 | 2013-10-22 | 13 | 42.6 | 1 | 43.6 | 109261.6
10 | 22 | 14:00 | 2248 | 2013-10-22 | 14 | 46.42 | 1 | 47.42 | 106600.16
10 | 22 | 15:00 | 1857 | 2013-10-22 | 15 | 32.31 | 1 | 33.31 | 61856.67
10 | 22 | 16:00 | 978 | 2013-10-22 | 16 | 38.38 | 1 | 39.38 | 38513.64
10 | 22 | 17:00 | 48 | 2013-10-22 | 17 | 35.51 | 1 | 36.51 | 1752.48
10 | 22 | 18:00 | 0 | 2013-10-22 | 18 | 38.52 | 1 | 39.52 | 0
10 | 22 | 19:00 | 0 | 2013-10-22 | 19 | 34.88 | 1 | 35.88 | 0
10 | 22 | 20:00 | 0 | 2013-10-22 | 20 | 28.7 | 1 | 29.7 | 0
10 | 22 | 21:00 | 0 | 2013-10-22 | 21 | 40.09 | 1 | 41.09 | 0
10 | 22 | 22:00 | 0 | 2013-10-22 | 22 | 34.11 | 1 | 35.11 | 0
10 | 22 | 23:00 | 0 | 2013-10-22 | 23 | 25.33 | 1 | 26.33 | 0
10 | 22 | 24:00 | 0 | 2013-10-22 | 24 | 26.08 | 1 | 27.08 | 0
10 | 23 | 01:00 | 0 | 2013-10-23 | 1 | 24.3 | 1 | 25.3 | 0
10 | 23 | 02:00 | 0 | 2013-10-23 | 2 | 22.52 | 1 | 23.52 | 0
10 | 23 | 03:00 | 0 | 2013-10-23 | 3 | 23.95 | 1 | 24.95 | 0
10 | 23 | 04:00 | 0 | 2013-10-23 | 4 | 1.89 | 1 | 2.89 | 0
10 | 23 | 05:00 | 0 | 2013-10-23 | 5 | 0 | 1 | 1 | 0
10 | 23 | 06:00 | 0 | 2013-10-23 | 6 | 0 | 1 | 1 | 0
10 | 23 | 07:00 | 4 | 2013-10-23 | 7 | 30.32 | 1 | 31.32 | 125.28
10 | 23 | 08:00 | 487 | 2013-10-23 | 8 | 37.35 | 1 | 38.35 | 18676.45
10 | 23 | 09:00 | 835 | 2013-10-23 | 9 | 32.77 | 1 | 33.77 | 28197.95
10 | 23 | 10:00 | 2034 | 2013-10-23 | 10 | 31.91 | 1 | 32.91 | 66938.94
10 | 23 | 11:00 | 832 | 2013-10-23 | 11 | 36.01 | 1 | 37.01 | 30792.32
10 | 23 | 12:00 | 1826 | 2013-10-23 | 12 | 43.07 | 1 | 44.07 | 80471.82
10 | 23 | 13:00 | 1652 | 2013-10-23 | 13 | 40.13 | 1 | 41.13 | 67946.76
10 | 23 | 14:00 | 86 | 2013-10-23 | 14 | 31.27 | 1 | 32.27 | 2775.22
10 | 23 | 15:00 | 455 | 2013-10-23 | 15 | 29.63 | 1 | 30.63 | 13936.65
10 | 23 | 16:00 | 780 | 2013-10-23 | 16 | 32.7 | 1 | 33.7 | 26286
10 | 23 | 17:00 | 6 | 2013-10-23 | 17 | 36.05 | 1 | 37.05 | 222.3
10 | 23 | 18:00 | 0 | 2013-10-23 | 18 | 43.48 | 1 | 44.48 | 0
10 | 23 | 19:00 | 0 | 2013-10-23 | 19 | 35.12 | 1 | 36.12 | 0
10 | 23 | 20:00 | 0 | 2013-10-23 | 20 | 44.64 | 1 | 45.64 | 0
10 | 23 | 21:00 | 0 | 2013-10-23 | 21 | 37.73 | 1 | 38.73 | 0
10 | 23 | 22:00 | 0 | 2013-10-23 | 22 | 31.69 | 1 | 32.69 | 0
10 | 23 | 23:00 | 0 | 2013-10-23 | 23 | 28.52 | 1 | 29.52 | 0
10 | 23 | 24:00 | 0 | 2013-10-23 | 24 | 23.38 | 1 | 24.38 | 0
10 | 24 | 01:00 | 0 | 2013-10-24 | 1 | 17.48 | 1 | 18.48 | 0
10 | 24 | 02:00 | 0 | 2013-10-24 | 2 | 24.54 | 1 | 25.54 | 0
10 | 24 | 03:00 | 0 | 2013-10-24 | 3 | 24.39 | 1 | 25.39 | 0
10 | 24 | 04:00 | 0 | 2013-10-24 | 4 | 23.23 | 1 | 24.23 | 0
10 | 24 | 05:00 | 0 | 2013-10-24 | 5 | -2.25 | 1 | -1.25 | 0
10 | 24 | 06:00 | 0 | 2013-10-24 | 6 | 13.23 | 1 | 14.23 | 0
10 | 24 | 07:00 | 11 | 2013-10-24 | 7 | 37.53 | 1 | 38.53 | 423.83
10 | 24 | 08:00 | 942 | 2013-10-24 | 8 | 38.48 | 1 | 39.48 | 37190.16
10 | 24 | 09:00 | 1834 | 2013-10-24 | 9 | 37.73 | 1 | 38.73 | 71030.82
10 | 24 | 10:00 | 2440 | 2013-10-24 | 10 | 34.82 | 1 | 35.82 | 87400.8
10 | 24 | 11:00 | 2692 | 2013-10-24 | 11 | 34.33 | 1 | 35.33 | 95108.36
10 | 24 | 12:00 | 2791 | 2013-10-24 | 12 | 36.15 | 1 | 37.15 | 103685.65
10 | 24 | 13:00 | 2666 | 2013-10-24 | 13 | 34.36 | 1 | 35.36 | 94269.76
10 | 24 | 14:00 | 2438 | 2013-10-24 | 14 | 33.55 | 1 | 34.55 | 84232.9
10 | 24 | 15:00 | 1814 | 2013-10-24 | 15 | 31.71 | 1 | 32.71 | 59335.94
10 | 24 | 16:00 | 938 | 2013-10-24 | 16 | 32.21 | 1 | 33.21 | 31150.98
10 | 24 | 17:00 | 11 | 2013-10-24 | 17 | 33.07 | 1 | 34.07 | 374.77
10 | 24 | 18:00 | 0 | 2013-10-24 | 18 | 34.93 | 1 | 35.93 | 0
10 | 24 | 19:00 | 0 | 2013-10-24 | 19 | 35.31 | 1 | 36.31 | 0
10 | 24 | 20:00 | 0 | 2013-10-24 | 20 | 41.37 | 1 | 42.37 | 0
10 | 24 | 21:00 | 0 | 2013-10-24 | 21 | 44.91 | 1 | 45.91 | 0
10 | 24 | 22:00 | 0 | 2013-10-24 | 22 | 36.56 | 1 | 37.56 | 0
10 | 24 | 23:00 | 0 | 2013-10-24 | 23 | 32.25 | 1 | 33.25 | 0
10 | 24 | 24:00 | 0 | 2013-10-24 | 24 | 32.04 | 1 | 33.04 | 0
10 | 25 | 01:00 | 0 | 2013-10-25 | 1 | 27.95 | 1 | 28.95 | 0
10 | 25 | 02:00 | 0 | 2013-10-25 | 2 | 18.58 | 1 | 19.58 | 0
10 | 25 | 03:00 | 0 | 2013-10-25 | 3 | 18.67 | 1 | 19.67 | 0
10 | 25 | 04:00 | 0 | 2013-10-25 | 4 | 26.16 | 1 | 27.16 | 0
10 | 25 | 05:00 | 0 | 2013-10-25 | 5 | 31.52 | 1 | 32.52 | 0
10 | 25 | 06:00 | 0 | 2013-10-25 | 6 | 24.52 | 1 | 25.52 | 0
10 | 25 | 07:00 | 5 | 2013-10-25 | 7 | 39.14 | 1 | 40.14 | 200.7
10 | 25 | 08:00 | 865 | 2013-10-25 | 8 | 43.5 | 1 | 44.5 | 38492.5
10 | 25 | 09:00 | 1678 | 2013-10-25 | 9 | 42.12 | 1 | 43.12 | 72355.36
10 | 25 | 10:00 | 2294 | 2013-10-25 | 10 | 38.73 | 1 | 39.73 | 91140.62
10 | 25 | 11:00 | 2606 | 2013-10-25 | 11 | 44.13 | 1 | 45.13 | 117608.78
10 | 25 | 12:00 | 2724 | 2013-10-25 | 12 | 40.01 | 1 | 41.01 | 111711.24
10 | 25 | 13:00 | 2575 | 2013-10-25 | 13 | 39.47 | 1 | 40.47 | 104210.25
10 | 25 | 14:00 | 1747 | 2013-10-25 | 14 | 38.46 | 1 | 39.46 | 68936.62
10 | 25 | 15:00 | 1483 | 2013-10-25 | 15 | 36.12 | 1 | 37.12 | 55048.96
10 | 25 | 16:00 | 742 | 2013-10-25 | 16 | 34.73 | 1 | 35.73 | 26511.66
10 | 25 | 17:00 | 1 | 2013-10-25 | 17 | 33.71 | 1 | 34.71 | 34.71
10 | 25 | 18:00 | 0 | 2013-10-25 | 18 | 34.26 | 1 | 35.26 | 0
10 | 25 | 19:00 | 0 | 2013-10-25 | 19 | 42.62 | 1 | 43.62 | 0
10 | 25 | 20:00 | 0 | 2013-10-25 | 20 | 43.5 | 1 | 44.5 | 0
10 | 25 | 21:00 | 0 | 2013-10-25 | 21 | 40.12 | 1 | 41.12 | 0
10 | 25 | 22:00 | 0 | 2013-10-25 | 22 | 43.59 | 1 | 44.59 | 0
10 | 25 | 23:00 | 0 | 2013-10-25 | 23 | 41.24 | 1 | 42.24 | 0
10 | 25 | 24:00 | 0 | 2013-10-25 | 24 | 32.14 | 1 | 33.14 | 0
10 | 26 | 01:00 | 0 | 2013-10-26 | 1 | 44.66 | 1 | 45.66 | 0
10 | 26 | 02:00 | 0 | 2013-10-26 | 2 | 34.73 | 1 | 35.73 | 0
10 | 26 | 03:00 | 0 | 2013-10-26 | 3 | 40.29 | 1 | 41.29 | 0
10 | 26 | 04:00 | 0 | 2013-10-26 | 4 | 34.93 | 1 | 35.93 | 0
10 | 26 | 05:00 | 0 | 2013-10-26 | 5 | 44.71 | 1 | 45.71 | 0
10 | 26 | 06:00 | 0 | 2013-10-26 | 6 | 42.4 | 1 | 43.4 | 0
10 | 26 | 07:00 | 0 | 2013-10-26 | 7 | 66.8 | 1 | 67.8 | 0
10 | 26 | 08:00 | 23 | 2013-10-26 | 8 | 38.57 | 1 | 39.57 | 910.11
10 | 26 | 09:00 | 230 | 2013-10-26 | 9 | 83.09 | 1 | 84.09 | 19340.7
10 | 26 | 10:00 | 435 | 2013-10-26 | 10 | 32.13 | 1 | 33.13 | 14411.55
10 | 26 | 11:00 | 558 | 2013-10-26 | 11 | 31.9 | 1 | 32.9 | 18358.2
10 | 26 | 12:00 | 602 | 2013-10-26 | 12 | 29.28 | 1 | 30.28 | 18228.56
10 | 26 | 13:00 | 837 | 2013-10-26 | 13 | 28.31 | 1 | 29.31 | 24532.47
10 | 26 | 14:00 | 449 | 2013-10-26 | 14 | 11.65 | 1 | 12.65 | 5679.85
10 | 26 | 15:00 | 24 | 2013-10-26 | 15 | 25.99 | 1 | 26.99 | 647.76
10 | 26 | 16:00 | 4 | 2013-10-26 | 16 | 30.78 | 1 | 31.78 | 127.12
10 | 26 | 17:00 | 0 | 2013-10-26 | 17 | 30.03 | 1 | 31.03 | 0
10 | 26 | 18:00 | 0 | 2013-10-26 | 18 | 36.47 | 1 | 37.47 | 0
10 | 26 | 19:00 | 0 | 2013-10-26 | 19 | 58.89 | 1 | 59.89 | 0
10 | 26 | 20:00 | 0 | 2013-10-26 | 20 | 49.84 | 1 | 50.84 | 0
10 | 26 | 21:00 | 0 | 2013-10-26 | 21 | 40.5 | 1 | 41.5 | 0
10 | 26 | 22:00 | 0 | 2013-10-26 | 22 | 31.92 | 1 | 32.92 | 0
10 | 26 | 23:00 | 0 | 2013-10-26 | 23 | 34.25 | 1 | 35.25 | 0
10 | 26 | 24:00 | 0 | 2013-10-26 | 24 | 36.54 | 1 | 37.54 | 0
10 | 27 | 01:00 | 0 | 2013-10-27 | 1 | 28.33 | 1 | 29.33 | 0
10 | 27 | 02:00 | 0 | 2013-10-27 | 2 | 33.39 | 1 | 34.39 | 0
10 | 27 | 03:00 | 0 | 2013-10-27 | 3 | 35.69 | 1 | 36.69 | 0
10 | 27 | 04:00 | 0 | 2013-10-27 | 4 | 40.01 | 1 | 41.01 | 0
10 | 27 | 05:00 | 0 | 2013-10-27 | 5 | 40.58 | 1 | 41.58 | 0
10 | 27 | 06:00 | 0 | 2013-10-27 | 6 | 25.7 | 1 | 26.7 | 0
10 | 27 | 07:00 | 0 | 2013-10-27 | 7 | 24.11 | 1 | 25.11 | 0
10 | 27 | 08:00 | 2 | 2013-10-27 | 8 | 27.01 | 1 | 28.01 | 56.02
10 | 27 | 09:00 | 66 | 2013-10-27 | 9 | 29.05 | 1 | 30.05 | 1983.3
10 | 27 | 10:00 | 291 | 2013-10-27 | 10 | 31.34 | 1 | 32.34 | 9410.94
10 | 27 | 11:00 | 424 | 2013-10-27 | 11 | 33.02 | 1 | 34.02 | 14424.48
10 | 27 | 12:00 | 503 | 2013-10-27 | 12 | 34.14 | 1 | 35.14 | 17675.42
10 | 27 | 13:00 | 473 | 2013-10-27 | 13 | 44.8 | 1 | 45.8 | 21663.4
10 | 27 | 14:00 | 309 | 2013-10-27 | 14 | 32.67 | 1 | 33.67 | 10404.03
10 | 27 | 15:00 | 100 | 2013-10-27 | 15 | 30.12 | 1 | 31.12 | 3112
10 | 27 | 16:00 | 6 | 2013-10-27 | 16 | 28.68 | 1 | 29.68 | 178.08
10 | 27 | 17:00 | 0 | 2013-10-27 | 17 | 31.62 | 1 | 32.62 | 0
10 | 27 | 18:00 | 0 | 2013-10-27 | 18 | 41.49 | 1 | 42.49 | 0
10 | 27 | 19:00 | 0 | 2013-10-27 | 19 | 48.57 | 1 | 49.57 | 0
10 | 27 | 20:00 | 0 | 2013-10-27 | 20 | 40.87 | 1 | 41.87 | 0
10 | 27 | 21:00 | 0 | 2013-10-27 | 21 | 35.1 | 1 | 36.1 | 0
10 | 27 | 22:00 | 0 | 2013-10-27 | 22 | 28.86 | 1 | 29.86 | 0
10 | 27 | 23:00 | 0 | 2013-10-27 | 23 | 30.28 | 1 | 31.28 | 0
10 | 27 | 24:00 | 0 | 2013-10-27 | 24 | 28.29 | 1 | 29.29 | 0
10 | 28 | 01:00 | 0 | 2013-10-28 | 1 | 26.47 | 1 | 27.47 | 0
10 | 28 | 02:00 | 0 | 2013-10-28 | 2 | 11.12 | 1 | 12.12 | 0
10 | 28 | 03:00 | 0 | 2013-10-28 | 3 | 20.61 | 1 | 21.61 | 0
10 | 28 | 04:00 | 0 | 2013-10-28 | 4 | 26.27 | 1 | 27.27 | 0
10 | 28 | 05:00 | 0 | 2013-10-28 | 5 | 21.61 | 1 | 22.61 | 0
10 | 28 | 06:00 | 0 | 2013-10-28 | 6 | 23.27 | 1 | 24.27 | 0
10 | 28 | 07:00 | 0 | 2013-10-28 | 7 | 40.7 | 1 | 41.7 | 0
10 | 28 | 08:00 | 75 | 2013-10-28 | 8 | 40.17 | 1 | 41.17 | 3087.75
10 | 28 | 09:00 | 498 | 2013-10-28 | 9 | 34.55 | 1 | 35.55 | 17703.9
10 | 28 | 10:00 | 768 | 2013-10-28 | 10 | 34 | 1 | 35 | 26880
10 | 28 | 11:00 | 997 | 2013-10-28 | 11 | 34.58 | 1 | 35.58 | 35473.26
10 | 28 | 12:00 | 987 | 2013-10-28 | 12 | 34.63 | 1 | 35.63 | 35166.81
10 | 28 | 13:00 | 1601 | 2013-10-28 | 13 | 33.7 | 1 | 34.7 | 55554.7
10 | 28 | 14:00 | 568 | 2013-10-28 | 14 | 33.37 | 1 | 34.37 | 19522.16
10 | 28 | 15:00 | 261 | 2013-10-28 | 15 | 30.94 | 1 | 31.94 | 8336.34
10 | 28 | 16:00 | 120 | 2013-10-28 | 16 | 31.08 | 1 | 32.08 | 3849.6
10 | 28 | 17:00 | 7 | 2013-10-28 | 17 | 33.02 | 1 | 34.02 | 238.14
10 | 28 | 18:00 | 0 | 2013-10-28 | 18 | 39.89 | 1 | 40.89 | 0
10 | 28 | 19:00 | 0 | 2013-10-28 | 19 | 129.25 | 1 | 130.25 | 0
10 | 28 | 20:00 | 0 | 2013-10-28 | 20 | 55.78 | 1 | 56.78 | 0
10 | 28 | 21:00 | 0 | 2013-10-28 | 21 | 46.71 | 1 | 47.71 | 0
10 | 28 | 22:00 | 0 | 2013-10-28 | 22 | 33.22 | 1 | 34.22 | 0
10 | 28 | 23:00 | 0 | 2013-10-28 | 23 | 31.47 | 1 | 32.47 | 0
10 | 28 | 24:00 | 0 | 2013-10-28 | 24 | 32.21 | 1 | 33.21 | 0
10 | 29 | 01:00 | 0 | 2013-10-29 | 1 | 28.02 | 1 | 29.02 | 0
10 | 29 | 02:00 | 0 | 2013-10-29 | 2 | 26.25 | 1 | 27.25 | 0
10 | 29 | 03:00 | 0 | 2013-10-29 | 3 | 23.5 | 1 | 24.5 | 0
10 | 29 | 04:00 | 0 | 2013-10-29 | 4 | 23.95 | 1 | 24.95 | 0
10 | 29 | 05:00 | 0 | 2013-10-29 | 5 | 25.55 | 1 | 26.55 | 0
10 | 29 | 06:00 | 0 | 2013-10-29 | 6 | 32.82 | 1 | 33.82 | 0
10 | 29 | 07:00 | 0 | 2013-10-29 | 7 | 48.61 | 1 | 49.61 | 0
10 | 29 | 08:00 | 422 | 2013-10-29 | 8 | 60.42 | 1 | 61.42 | 25919.24
10 | 29 | 09:00 | 1192 | 2013-10-29 | 9 | 54.36 | 1 | 55.36 | 65989.12
10 | 29 | 10:00 | 2067 | 2013-10-29 | 10 | 38.47 | 1 | 39.47 | 81584.49
10 | 29 | 11:00 | 2393 | 2013-10-29 | 11 | 36.15 | 1 | 37.15 | 88899.95
10 | 29 | 12:00 | 2501 | 2013-10-29 | 12 | 37.5 | 1 | 38.5 | 96288.5
10 | 29 | 13:00 | 2561 | 2013-10-29 | 13 | 37.45 | 1 | 38.45 | 98470.45
10 | 29 | 14:00 | 1588 | 2013-10-29 | 14 | 35.58 | 1 | 36.58 | 58089.04
10 | 29 | 15:00 | 1383 | 2013-10-29 | 15 | 34.39 | 1 | 35.39 | 48944.37
10 | 29 | 16:00 | 698 | 2013-10-29 | 16 | 33.74 | 1 | 34.74 | 24248.52
10 | 29 | 17:00 | 1 | 2013-10-29 | 17 | 34.38 | 1 | 35.38 | 35.38
10 | 29 | 18:00 | 0 | 2013-10-29 | 18 | 41.95 | 1 | 42.95 | 0
10 | 29 | 19:00 | 0 | 2013-10-29 | 19 | 50.51 | 1 | 51.51 | 0
10 | 29 | 20:00 | 0 | 2013-10-29 | 20 | 59.75 | 1 | 60.75 | 0
10 | 29 | 21:00 | 0 | 2013-10-29 | 21 | 52.32 | 1 | 53.32 | 0
10 | 29 | 22:00 | 0 | 2013-10-29 | 22 | 41.8 | 1 | 42.8 | 0
10 | 29 | 23:00 | 0 | 2013-10-29 | 23 | 35.12 | 1 | 36.12 | 0
10 | 29 | 24:00 | 0 | 2013-10-29 | 24 | 35.34 | 1 | 36.34 | 0
10 | 30 | 01:00 | 0 | 2013-10-30 | 1 | 48.24 | 1 | 49.24 | 0
10 | 30 | 02:00 | 0 | 2013-10-30 | 2 | 42.31 | 1 | 43.31 | 0
10 | 30 | 03:00 | 0 | 2013-10-30 | 3 | 46.34 | 1 | 47.34 | 0
10 | 30 | 04:00 | 0 | 2013-10-30 | 4 | 37 | 1 | 38 | 0
10 | 30 | 05:00 | 0 | 2013-10-30 | 5 | 34.34 | 1 | 35.34 | 0
10 | 30 | 06:00 | 0 | 2013-10-30 | 6 | 30.57 | 1 | 31.57 | 0
10 | 30 | 07:00 | 2 | 2013-10-30 | 7 | 39.59 | 1 | 40.59 | 81.18
10 | 30 | 08:00 | 632 | 2013-10-30 | 8 | 55.37 | 1 | 56.37 | 35625.84
10 | 30 | 09:00 | 738 | 2013-10-30 | 9 | 53.2 | 1 | 54.2 | 39999.6
10 | 30 | 10:00 | 2268 | 2013-10-30 | 10 | 49.6 | 1 | 50.6 | 114760.8
10 | 30 | 11:00 | 1744 | 2013-10-30 | 11 | 56.22 | 1 | 57.22 | 99791.68
10 | 30 | 12:00 | 1027 | 2013-10-30 | 12 | 54.85 | 1 | 55.85 | 57357.95
10 | 30 | 13:00 | 2612 | 2013-10-30 | 13 | 50.18 | 1 | 51.18 | 133682.16
10 | 30 | 14:00 | 2204 | 2013-10-30 | 14 | 47.32 | 1 | 48.32 | 106497.28
10 | 30 | 15:00 | 1355 | 2013-10-30 | 15 | 44.07 | 1 | 45.07 | 61069.85
10 | 30 | 16:00 | 667 | 2013-10-30 | 16 | 40.94 | 1 | 41.94 | 27973.98
10 | 30 | 17:00 | 28 | 2013-10-30 | 17 | 38.53 | 1 | 39.53 | 1106.84
10 | 30 | 18:00 | 0 | 2013-10-30 | 18 | 46.16 | 1 | 47.16 | 0
10 | 30 | 19:00 | 0 | 2013-10-30 | 19 | 49.83 | 1 | 50.83 | 0
10 | 30 | 20:00 | 0 | 2013-10-30 | 20 | 43.94 | 1 | 44.94 | 0
10 | 30 | 21:00 | 0 | 2013-10-30 | 21 | 47.98 | 1 | 48.98 | 0
10 | 30 | 22:00 | 0 | 2013-10-30 | 22 | 48.43 | 1 | 49.43 | 0
10 | 30 | 23:00 | 0 | 2013-10-30 | 23 | 35.42 | 1 | 36.42 | 0
10 | 30 | 24:00 | 0 | 2013-10-30 | 24 | 32.14 | 1 | 33.14 | 0
10 | 31 | 01:00 | 0 | 2013-10-31 | 1 | 29.66 | 1 | 30.66 | 0
10 | 31 | 02:00 | 0 | 2013-10-31 | 2 | 29.58 | 1 | 30.58 | 0
10 | 31 | 03:00 | 0 | 2013-10-31 | 3 | 31.12 | 1 | 32.12 | 0
10 | 31 | 04:00 | 0 | 2013-10-31 | 4 | 31.17 | 1 | 32.17 | 0
10 | 31 | 05:00 | 0 | 2013-10-31 | 5 | 30.72 | 1 | 31.72 | 0
10 | 31 | 06:00 | 0 | 2013-10-31 | 6 | 34.64 | 1 | 35.64 | 0
10 | 31 | 07:00 | 1 | 2013-10-31 | 7 | 42.05 | 1 | 43.05 | 43.05
10 | 31 | 08:00 | 770 | 2013-10-31 | 8 | 40.68 | 1 | 41.68 | 32093.6
10 | 31 | 09:00 | 1610 | 2013-10-31 | 9 | 49.94 | 1 | 50.94 | 82013.4
10 | 31 | 10:00 | 2289 | 2013-10-31 | 10 | 40.69 | 1 | 41.69 | 95428.41
10 | 31 | 11:00 | 2611 | 2013-10-31 | 11 | 41.82 | 1 | 42.82 | 111803.02
10 | 31 | 12:00 | 2742 | 2013-10-31 | 12 | 43.92 | 1 | 44.92 | 123170.64
10 | 31 | 13:00 | 2612 | 2013-10-31 | 13 | 48.78 | 1 | 49.78 | 130025.36
10 | 31 | 14:00 | 2252 | 2013-10-31 | 14 | 50.91 | 1 | 51.91 | 116901.32
10 | 31 | 15:00 | 1630 | 2013-10-31 | 15 | 49.27 | 1 | 50.27 | 81940.1
10 | 31 | 16:00 | 745 | 2013-10-31 | 16 | 42.35 | 1 | 43.35 | 32295.75
10 | 31 | 17:00 | 1 | 2013-10-31 | 17 | 44.16 | 1 | 45.16 | 45.16
10 | 31 | 18:00 | 0 | 2013-10-31 | 18 | 47.17 | 1 | 48.17 | 0
10 | 31 | 19:00 | 0 | 2013-10-31 | 19 | 32.68 | 1 | 33.68 | 0
10 | 31 | 20:00 | 0 | 2013-10-31 | 20 | 33.05 | 1 | 34.05 | 0
10 | 31 | 21:00 | 0 | 2013-10-31 | 21 | 31 | 1 | 32 | 0
10 | 31 | 22:00 | 0 | 2013-10-31 | 22 | 29.06 | 1 | 30.06 | 0
10 | 31 | 23:00 | 0 | 2013-10-31 | 23 | 26.65 | 1 | 27.65 | 0
10 | 31 | 24:00 | 0 | 2013-10-31 | 24 | 25.64 | 1 | 26.64 | 0
11 | 1 | 01:00 | 0 | 2013-11-01 | 1 | 21.58 | 1 | 22.58 | 0
11 | 1 | 02:00 | 0 | 2013-11-01 | 2 | 24.19 | 1 | 25.19 | 0
11 | 1 | 03:00 | 0 | 2013-11-01 | 3 | 25.04 | 1 | 26.04 | 0
11 | 1 | 04:00 | 0 | 2013-11-01 | 4 | 22.18 | 1 | 23.18 | 0
11 | 1 | 05:00 | 0 | 2013-11-01 | 5 | 17.57 | 1 | 18.57 | 0
11 | 1 | 06:00 | 0 | 2013-11-01 | 6 | 19.61 | 1 | 20.61 | 0
11 | 1 | 07:00 | 0 | 2013-11-01 | 7 | 16.54 | 1 | 17.54 | 0
11 | 1 | 08:00 | 255 | 2013-11-01 | 8 | 28.97 | 1 | 29.97 | 7642.35
11 | 1 | 09:00 | 732 | 2013-11-01 | 9 | 27.59 | 1 | 28.59 | 20927.88
11 | 1 | 10:00 | 414 | 2013-11-01 | 10 | 36.5 | 1 | 37.5 | 15525
11 | 1 | 11:00 | 1183 | 2013-11-01 | 11 | 45.8 | 1 | 46.8 | 55364.4
11 | 1 | 12:00 | 720 | 2013-11-01 | 12 | 42.13 | 1 | 43.13 | 31053.6
11 | 1 | 13:00 | 1113 | 2013-11-01 | 13 | 34.01 | 1 | 35.01 | 38966.13
11 | 1 | 14:00 | 919 | 2013-11-01 | 14 | 31.66 | 1 | 32.66 | 30014.54
11 | 1 | 15:00 | 136 | 2013-11-01 | 15 | 27.75 | 1 | 28.75 | 3910
11 | 1 | 16:00 | 14 | 2013-11-01 | 16 | 25.76 | 1 | 26.76 | 374.64
11 | 1 | 17:00 | 0 | 2013-11-01 | 17 | 26.56 | 1 | 27.56 | 0
11 | 1 | 18:00 | 0 | 2013-11-01 | 18 | 28.54 | 1 | 29.54 | 0
11 | 1 | 19:00 | 0 | 2013-11-01 | 19 | 31.75 | 1 | 32.75 | 0
11 | 1 | 20:00 | 0 | 2013-11-01 | 20 | 26.7 | 1 | 27.7 | 0
11 | 1 | 21:00 | 0 | 2013-11-01 | 21 | 24.26 | 1 | 25.26 | 0
11 | 1 | 22:00 | 0 | 2013-11-01 | 22 | 25.39 | 1 | 26.39 | 0
11 | 1 | 23:00 | 0 | 2013-11-01 | 23 | 32.21 | 1 | 33.21 | 0
11 | 1 | 24:00 | 0 | 2013-11-01 | 24 | 20.44 | 1 | 21.44 | 0
11 | 2 | 01:00 | 0 | 2013-11-02 | 1 | 31.07 | 1 | 32.07 | 0
11 | 2 | 02:00 | 0 | 2013-11-02 | 2 | 27.56 | 1 | 28.56 | 0
11 | 2 | 03:00 | 0 | 2013-11-02 | 3 | 27.12 | 1 | 28.12 | 0
11 | 2 | 04:00 | 0 | 2013-11-02 | 4 | 26.51 | 1 | 27.51 | 0
11 | 2 | 05:00 | 0 | 2013-11-02 | 5 | 29.88 | 1 | 30.88 | 0
11 | 2 | 06:00 | 0 | 2013-11-02 | 6 | 28.45 | 1 | 29.45 | 0
11 | 2 | 07:00 | 10 | 2013-11-02 | 7 | 32.97 | 1 | 33.97 | 339.7
11 | 2 | 08:00 | 949 | 2013-11-02 | 8 | 32.19 | 1 | 33.19 | 31497.31
11 | 2 | 09:00 | 1892 | 2013-11-02 | 9 | 38.95 | 1 | 39.95 | 75585.4
11 | 2 | 10:00 | 2512 | 2013-11-02 | 10 | 34.88 | 1 | 35.88 | 90130.56
11 | 2 | 11:00 | 2682 | 2013-11-02 | 11 | 37.04 | 1 | 38.04 | 102023.28
11 | 2 | 12:00 | 2747 | 2013-11-02 | 12 | 35.44 | 1 | 36.44 | 100100.68
11 | 2 | 13:00 | 2197 | 2013-11-02 | 13 | 34.71 | 1 | 35.71 | 78454.87
11 | 2 | 14:00 | 1818 | 2013-11-02 | 14 | 30.67 | 1 | 31.67 | 57576.06
11 | 2 | 15:00 | 1061 | 2013-11-02 | 15 | 25.5 | 1 | 26.5 | 28116.5
11 | 2 | 16:00 | 677 | 2013-11-02 | 16 | 23.56 | 1 | 24.56 | 16627.12
11 | 2 | 17:00 | 4 | 2013-11-02 | 17 | 32.92 | 1 | 33.92 | 135.68
11 | 2 | 18:00 | 0 | 2013-11-02 | 18 | 47.79 | 1 | 48.79 | 0
11 | 2 | 19:00 | 0 | 2013-11-02 | 19 | 47.82 | 1 | 48.82 | 0
11 | 2 | 20:00 | 0 | 2013-11-02 | 20 | 43.2 | 1 | 44.2 | 0
11 | 2 | 21:00 | 0 | 2013-11-02 | 21 | 37.08 | 1 | 38.08 | 0
11 | 2 | 22:00 | 0 | 2013-11-02 | 22 | 24.44 | 1 | 25.44 | 0
11 | 2 | 23:00 | 0 | 2013-11-02 | 23 | 23.7 | 1 | 24.7 | 0
11 | 2 | 24:00 | 0 | 2013-11-02 | 24 | 33.03 | 1 | 34.03 | 0
11 | 3 | 01:00 | 0 | 2013-11-03 | 1 | 25.96 | 1 | 26.96 | 0
11 | 3 | 02:00 | 0 | 2013-11-03 | 2 | 49.87 | 1 | 50.87 | 0
11 | 3 | 03:00 | 0 | 2013-11-03 | 3 | 28.31 | 1 | 29.31 | 0
11 | 3 | 04:00 | 0 | 2013-11-03 | 4 | 13.44 | 1 | 14.44 | 0
11 | 3 | 05:00 | 0 | 2013-11-03 | 5 | 29.17 | 1 | 30.17 | 0
11 | 3 | 06:00 | 0 | 2013-11-03 | 6 | 28.41 | 1 | 29.41 | 0
11 | 3 | 07:00 | 0 | 2013-11-03 | 7 | 27.21 | 1 | 28.21 | 0
11 | 3 | 08:00 | 740 | 2013-11-03 | 8 | 21.02 | 1 | 22.02 | 16294.8
11 | 3 | 09:00 | 1522 | 2013-11-03 | 9 | 30.9 | 1 | 31.9 | 48551.8
11 | 3 | 10:00 | 2067 | 2013-11-03 | 10 | 32.62 | 1 | 33.62 | 69492.54
11 | 3 | 11:00 | 2078 | 2013-11-03 | 11 | 33.03 | 1 | 34.03 | 70714.34
11 | 3 | 12:00 | 2437 | 2013-11-03 | 12 | 32.1 | 1 | 33.1 | 80664.7
11 | 3 | 13:00 | 2190 | 2013-11-03 | 13 | 30.33 | 1 | 31.33 | 68612.7
11 | 3 | 14:00 | 1773 | 2013-11-03 | 14 | 19.45 | 1 | 20.45 | 36257.85
11 | 3 | 15:00 | 1188 | 2013-11-03 | 15 | 5.78 | 1 | 6.78 | 8054.64
11 | 3 | 16:00 | 454 | 2013-11-03 | 16 | 12.96 | 1 | 13.96 | 6337.84
11 | 3 | 17:00 | 0 | 2013-11-03 | 17 | 36.98 | 1 | 37.98 | 0
11 | 3 | 18:00 | 0 | 2013-11-03 | 18 | 38.55 | 1 | 39.55 | 0
11 | 3 | 19:00 | 0 | 2013-11-03 | 19 | 33.14 | 1 | 34.14 | 0
11 | 3 | 20:00 | 0 | 2013-11-03 | 20 | 31.31 | 1 | 32.31 | 0
11 | 3 | 21:00 | 0 | 2013-11-03 | 21 | 31.46 | 1 | 32.46 | 0
11 | 3 | 22:00 | 0 | 2013-11-03 | 22 | 27.5 | 1 | 28.5 | 0
11 | 3 | 23:00 | 0 | 2013-11-03 | 23 | 24.14 | 1 | 25.14 | 0
11 | 3 | 24:00 | 0 | 2013-11-03 | 24 | 18.82 | 1 | 19.82 | 0
11 | 4 | 01:00 | 0 | 2013-11-04 | 1 | 19.32 | 1 | 20.32 | 0
11 | 4 | 02:00 | 0 | 2013-11-04 | 2 | 22.26 | 1 | 23.26 | 0
11 | 4 | 03:00 | 0 | 2013-11-04 | 3 | 25.49 | 1 | 26.49 | 0
11 | 4 | 04:00 | 0 | 2013-11-04 | 4 | 27.5 | 1 | 28.5 | 0
11 | 4 | 05:00 | 0 | 2013-11-04 | 5 | 20.78 | 1 | 21.78 | 0
11 | 4 | 06:00 | 0 | 2013-11-04 | 6 | 28.08 | 1 | 29.08 | 0
11 | 4 | 07:00 | 0 | 2013-11-04 | 7 | 33.61 | 1 | 34.61 | 0
11 | 4 | 08:00 | 5 | 2013-11-04 | 8 | 34.14 | 1 | 35.14 | 175.7
11 | 4 | 09:00 | 163 | 2013-11-04 | 9 | 33.95 | 1 | 34.95 | 5696.85
11 | 4 | 10:00 | 562 | 2013-11-04 | 10 | 34.12 | 1 | 35.12 | 19737.44
11 | 4 | 11:00 | 627 | 2013-11-04 | 11 | 34.12 | 1 | 35.12 | 22020.24
11 | 4 | 12:00 | 603 | 2013-11-04 | 12 | 34.28 | 1 | 35.28 | 21273.84
11 | 4 | 13:00 | 812 | 2013-11-04 | 13 | 32.8 | 1 | 33.8 | 27445.6
11 | 4 | 14:00 | 499 | 2013-11-04 | 14 | 33.4 | 1 | 34.4 | 17165.6
11 | 4 | 15:00 | 396 | 2013-11-04 | 15 | 32.44 | 1 | 33.44 | 13242.24
11 | 4 | 16:00 | 28 | 2013-11-04 | 16 | 32.38 | 1 | 33.38 | 934.64
11 | 4 | 17:00 | 0 | 2013-11-04 | 17 | 41.66 | 1 | 42.66 | 0
11 | 4 | 18:00 | 0 | 2013-11-04 | 18 | 83.72 | 1 | 84.72 | 0
11 | 4 | 19:00 | 0 | 2013-11-04 | 19 | 38.99 | 1 | 39.99 | 0
11 | 4 | 20:00 | 0 | 2013-11-04 | 20 | 39.57 | 1 | 40.57 | 0
11 | 4 | 21:00 | 0 | 2013-11-04 | 21 | 32.46 | 1 | 33.46 | 0
11 | 4 | 22:00 | 0 | 2013-11-04 | 22 | 32.43 | 1 | 33.43 | 0
11 | 4 | 23:00 | 0 | 2013-11-04 | 23 | 20.63 | 1 | 21.63 | 0
11 | 4 | 24:00 | 0 | 2013-11-04 | 24 | 22.34 | 1 | 23.34 | 0
11 | 5 | 01:00 | 0 | 2013-11-05 | 1 | 35.2 | 1 | 36.2 | 0
11 | 5 | 02:00 | 0 | 2013-11-05 | 2 | 32.76 | 1 | 33.76 | 0
11 | 5 | 03:00 | 0 | 2013-11-05 | 3 | 26.78 | 1 | 27.78 | 0
11 | 5 | 04:00 | 0 | 2013-11-05 | 4 | 29.34 | 1 | 30.34 | 0
11 | 5 | 05:00 | 0 | 2013-11-05 | 5 | 17.65 | 1 | 18.65 | 0
11 | 5 | 06:00 | 0 | 2013-11-05 | 6 | 34.2 | 1 | 35.2 | 0
11 | 5 | 07:00 | 0 | 2013-11-05 | 7 | 38.39 | 1 | 39.39 | 0
11 | 5 | 08:00 | 28 | 2013-11-05 | 8 | 32.13 | 1 | 33.13 | 927.64
11 | 5 | 09:00 | 382 | 2013-11-05 | 9 | 33.12 | 1 | 34.12 | 13033.84
11 | 5 | 10:00 | 144 | 2013-11-05 | 10 | 33.3 | 1 | 34.3 | 4939.2
11 | 5 | 11:00 | 732 | 2013-11-05 | 11 | 34.29 | 1 | 35.29 | 25832.28
11 | 5 | 12:00 | 692 | 2013-11-05 | 12 | 33.12 | 1 | 34.12 | 23611.04
11 | 5 | 13:00 | 388 | 2013-11-05 | 13 | 32.57 | 1 | 33.57 | 13025.16
11 | 5 | 14:00 | 558 | 2013-11-05 | 14 | 32.02 | 1 | 33.02 | 18425.16
11 | 5 | 15:00 | 428 | 2013-11-05 | 15 | 30.41 | 1 | 31.41 | 13443.48
11 | 5 | 16:00 | 2 | 2013-11-05 | 16 | 31.05 | 1 | 32.05 | 64.1
11 | 5 | 17:00 | 0 | 2013-11-05 | 17 | 37.06 | 1 | 38.06 | 0
11 | 5 | 18:00 | 0 | 2013-11-05 | 18 | 116.79 | 1 | 117.79 | 0
11 | 5 | 19:00 | 0 | 2013-11-05 | 19 | 45.16 | 1 | 46.16 | 0
11 | 5 | 20:00 | 0 | 2013-11-05 | 20 | 46.6 | 1 | 47.6 | 0
11 | 5 | 21:00 | 0 | 2013-11-05 | 21 | 37.99 | 1 | 38.99 | 0
11 | 5 | 22:00 | 0 | 2013-11-05 | 22 | 28.85 | 1 | 29.85 | 0
11 | 5 | 23:00 | 0 | 2013-11-05 | 23 | 26.85 | 1 | 27.85 | 0
11 | 5 | 24:00 | 0 | 2013-11-05 | 24 | 31.26 | 1 | 32.26 | 0
11 | 6 | 01:00 | 0 | 2013-11-06 | 1 | 26.15 | 1 | 27.15 | 0
11 | 6 | 02:00 | 0 | 2013-11-06 | 2 | 24.1 | 1 | 25.1 | 0
11 | 6 | 03:00 | 0 | 2013-11-06 | 3 | 18.84 | 1 | 19.84 | 0
11 | 6 | 04:00 | 0 | 2013-11-06 | 4 | 18.84 | 1 | 19.84 | 0
11 | 6 | 05:00 | 0 | 2013-11-06 | 5 | 14.76 | 1 | 15.76 | 0
11 | 6 | 06:00 | 0 | 2013-11-06 | 6 | 23.66 | 1 | 24.66 | 0
11 | 6 | 07:00 | 0 | 2013-11-06 | 7 | 29.54 | 1 | 30.54 | 0
11 | 6 | 08:00 | 27 | 2013-11-06 | 8 | 29.18 | 1 | 30.18 | 814.86
11 | 6 | 09:00 | 377 | 2013-11-06 | 9 | 29.93 | 1 | 30.93 | 11660.61
11 | 6 | 10:00 | 557 | 2013-11-06 | 10 | 28.78 | 1 | 29.78 | 16587.46
11 | 6 | 11:00 | 635 | 2013-11-06 | 11 | 28.59 | 1 | 29.59 | 18789.65
11 | 6 | 12:00 | 668 | 2013-11-06 | 12 | 28.59 | 1 | 29.59 | 19766.12
11 | 6 | 13:00 | 639 | 2013-11-06 | 13 | 28.87 | 1 | 29.87 | 19086.93
11 | 6 | 14:00 | 544 | 2013-11-06 | 14 | 28.73 | 1 | 29.73 | 16173.12
11 | 6 | 15:00 | 371 | 2013-11-06 | 15 | 26.78 | 1 | 27.78 | 10306.38
11 | 6 | 16:00 | 18 | 2013-11-06 | 16 | 26.91 | 1 | 27.91 | 502.38
11 | 6 | 17:00 | 0 | 2013-11-06 | 17 | 31.06 | 1 | 32.06 | 0
11 | 6 | 18:00 | 0 | 2013-11-06 | 18 | 31.64 | 1 | 32.64 | 0
11 | 6 | 19:00 | 0 | 2013-11-06 | 19 | 28.97 | 1 | 29.97 | 0
11 | 6 | 20:00 | 0 | 2013-11-06 | 20 | 28.17 | 1 | 29.17 | 0
11 | 6 | 21:00 | 0 | 2013-11-06 | 21 | 23.74 | 1 | 24.74 | 0
11 | 6 | 22:00 | 0 | 2013-11-06 | 22 | 23.48 | 1 | 24.48 | 0
11 | 6 | 23:00 | 0 | 2013-11-06 | 23 | 24.74 | 1 | 25.74 | 0
11 | 6 | 24:00 | 0 | 2013-11-06 | 24 | 13.59 | 1 | 14.59 | 0
11 | 7 | 01:00 | 0 | 2013-11-07 | 1 | 25.18 | 1 | 26.18 | 0
11 | 7 | 02:00 | 0 | 2013-11-07 | 2 | 20.44 | 1 | 21.44 | 0
11 | 7 | 03:00 | 0 | 2013-11-07 | 3 | 22.39 | 1 | 23.39 | 0
11 | 7 | 04:00 | 0 | 2013-11-07 | 4 | 26.25 | 1 | 27.25 | 0
11 | 7 | 05:00 | 0 | 2013-11-07 | 5 | 25.12 | 1 | 26.12 | 0
11 | 7 | 06:00 | 0 | 2013-11-07 | 6 | 23.32 | 1 | 24.32 | 0
11 | 7 | 07:00 | 0 | 2013-11-07 | 7 | 30.25 | 1 | 31.25 | 0
11 | 7 | 08:00 | 186 | 2013-11-07 | 8 | 28.94 | 1 | 29.94 | 5568.84
11 | 7 | 09:00 | 103 | 2013-11-07 | 9 | 29.65 | 1 | 30.65 | 3156.95
11 | 7 | 10:00 | 488 | 2013-11-07 | 10 | 28.57 | 1 | 29.57 | 14430.16
11 | 7 | 11:00 | 651 | 2013-11-07 | 11 | 27.1 | 1 | 28.1 | 18293.1
11 | 7 | 12:00 | 629 | 2013-11-07 | 12 | 27.76 | 1 | 28.76 | 18090.04
11 | 7 | 13:00 | 654 | 2013-11-07 | 13 | 27.84 | 1 | 28.84 | 18861.36
11 | 7 | 14:00 | 1258 | 2013-11-07 | 14 | 27.93 | 1 | 28.93 | 36393.94
11 | 7 | 15:00 | 645 | 2013-11-07 | 15 | 27.49 | 1 | 28.49 | 18376.05
11 | 7 | 16:00 | 146 | 2013-11-07 | 16 | 27.87 | 1 | 28.87 | 4215.02
11 | 7 | 17:00 | 0 | 2013-11-07 | 17 | 44.7 | 1 | 45.7 | 0
11 | 7 | 18:00 | 0 | 2013-11-07 | 18 | 33.81 | 1 | 34.81 | 0
11 | 7 | 19:00 | 0 | 2013-11-07 | 19 | 28.98 | 1 | 29.98 | 0
11 | 7 | 20:00 | 0 | 2013-11-07 | 20 | 30.98 | 1 | 31.98 | 0
11 | 7 | 21:00 | 0 | 2013-11-07 | 21 | 27.34 | 1 | 28.34 | 0
11 | 7 | 22:00 | 0 | 2013-11-07 | 22 | 26.17 | 1 | 27.17 | 0
11 | 7 | 23:00 | 0 | 2013-11-07 | 23 | 19.54 | 1 | 20.54 | 0
11 | 7 | 24:00 | 0 | 2013-11-07 | 24 | 30.56 | 1 | 31.56 | 0
11 | 8 | 01:00 | 0 | 2013-11-08 | 1 | 30.92 | 1 | 31.92 | 0
11 | 8 | 02:00 | 0 | 2013-11-08 | 2 | 26.71 | 1 | 27.71 | 0
11 | 8 | 03:00 | 0 | 2013-11-08 | 3 | 21.42 | 1 | 22.42 | 0
11 | 8 | 04:00 | 0 | 2013-11-08 | 4 | 7.41 | 1 | 8.41 | 0
11 | 8 | 05:00 | 0 | 2013-11-08 | 5 | 15.48 | 1 | 16.48 | 0
11 | 8 | 06:00 | 0 | 2013-11-08 | 6 | 33.64 | 1 | 34.64 | 0
11 | 8 | 07:00 | 0 | 2013-11-08 | 7 | 36.83 | 1 | 37.83 | 0
11 | 8 | 08:00 | 113 | 2013-11-08 | 8 | 35.96 | 1 | 36.96 | 4176.48
11 | 8 | 09:00 | 604 | 2013-11-08 | 9 | 34.37 | 1 | 35.37 | 21363.48
11 | 8 | 10:00 | 1460 | 2013-11-08 | 10 | 34.28 | 1 | 35.28 | 51508.8
11 | 8 | 11:00 | 2236 | 2013-11-08 | 11 | 32.88 | 1 | 33.88 | 75755.68
11 | 8 | 12:00 | 2259 | 2013-11-08 | 12 | 36.78 | 1 | 37.78 | 85345.02
11 | 8 | 13:00 | 1522 | 2013-11-08 | 13 | 33.85 | 1 | 34.85 | 53041.7
11 | 8 | 14:00 | 1628 | 2013-11-08 | 14 | 33.68 | 1 | 34.68 | 56459.04
11 | 8 | 15:00 | 947 | 2013-11-08 | 15 | 32.71 | 1 | 33.71 | 31923.37
11 | 8 | 16:00 | 403 | 2013-11-08 | 16 | 30.1 | 1 | 31.1 | 12533.3
11 | 8 | 17:00 | 0 | 2013-11-08 | 17 | 42.72 | 1 | 43.72 | 0
11 | 8 | 18:00 | 0 | 2013-11-08 | 18 | 55.38 | 1 | 56.38 | 0
11 | 8 | 19:00 | 0 | 2013-11-08 | 19 | 43.54 | 1 | 44.54 | 0
11 | 8 | 20:00 | 0 | 2013-11-08 | 20 | 38.64 | 1 | 39.64 | 0
11 | 8 | 21:00 | 0 | 2013-11-08 | 21 | 31.97 | 1 | 32.97 | 0
11 | 8 | 22:00 | 0 | 2013-11-08 | 22 | 32.07 | 1 | 33.07 | 0
11 | 8 | 23:00 | 0 | 2013-11-08 | 23 | 31.33 | 1 | 32.33 | 0
11 | 8 | 24:00 | 0 | 2013-11-08 | 24 | 32.33 | 1 | 33.33 | 0
11 | 9 | 01:00 | 0 | 2013-11-09 | 1 | 37.43 | 1 | 38.43 | 0
11 | 9 | 02:00 | 0 | 2013-11-09 | 2 | 26.79 | 1 | 27.79 | 0
11 | 9 | 03:00 | 0 | 2013-11-09 | 3 | 25.46 | 1 | 26.46 | 0
11 | 9 | 04:00 | 0 | 2013-11-09 | 4 | 24.7 | 1 | 25.7 | 0
11 | 9 | 05:00 | 0 | 2013-11-09 | 5 | 24.86 | 1 | 25.86 | 0
11 | 9 | 06:00 | 0 | 2013-11-09 | 6 | 24.31 | 1 | 25.31 | 0
11 | 9 | 07:00 | 0 | 2013-11-09 | 7 | 25.45 | 1 | 26.45 | 0
11 | 9 | 08:00 | 655 | 2013-11-09 | 8 | 33.79 | 1 | 34.79 | 22787.45
11 | 9 | 09:00 | 1600 | 2013-11-09 | 9 | 41.19 | 1 | 42.19 | 67504
11 | 9 | 10:00 | 2294 | 2013-11-09 | 10 | 30.91 | 1 | 31.91 | 73201.54
11 | 9 | 11:00 | 2647 | 2013-11-09 | 11 | 38.61 | 1 | 39.61 | 104847.67
11 | 9 | 12:00 | 2728 | 2013-11-09 | 12 | 42.49 | 1 | 43.49 | 118640.72
11 | 9 | 13:00 | 2588 | 2013-11-09 | 13 | 38.5 | 1 | 39.5 | 102226
11 | 9 | 14:00 | 2215 | 2013-11-09 | 14 | 29.78 | 1 | 30.78 | 68177.7
11 | 9 | 15:00 | 1579 | 2013-11-09 | 15 | 26.96 | 1 | 27.96 | 44148.84
11 | 9 | 16:00 | 701 | 2013-11-09 | 16 | 36.83 | 1 | 37.83 | 26518.83
11 | 9 | 17:00 | 0 | 2013-11-09 | 17 | 347.31 | 1 | 348.31 | 0
11 | 9 | 18:00 | 0 | 2013-11-09 | 18 | 308.21 | 1 | 309.21 | 0
11 | 9 | 19:00 | 0 | 2013-11-09 | 19 | 40.39 | 1 | 41.39 | 0
11 | 9 | 20:00 | 0 | 2013-11-09 | 20 | 33.1 | 1 | 34.1 | 0
11 | 9 | 21:00 | 0 | 2013-11-09 | 21 | 35.88 | 1 | 36.88 | 0
11 | 9 | 22:00 | 0 | 2013-11-09 | 22 | 30.71 | 1 | 31.71 | 0
11 | 9 | 23:00 | 0 | 2013-11-09 | 23 | 28.57 | 1 | 29.57 | 0
11 | 9 | 24:00 | 0 | 2013-11-09 | 24 | 30.69 | 1 | 31.69 | 0
11 | 10 | 01:00 | 0 | 2013-11-10 | 1 | 46.94 | 1 | 47.94 | 0
11 | 10 | 02:00 | 0 | 2013-11-10 | 2 | 33.7 | 1 | 34.7 | 0
11 | 10 | 03:00 | 0 | 2013-11-10 | 3 | 38.73 | 1 | 39.73 | 0
11 | 10 | 04:00 | 0 | 2013-11-10 | 4 | 37.4 | 1 | 38.4 | 0
11 | 10 | 05:00 | 0 | 2013-11-10 | 5 | 31.44 | 1 | 32.44 | 0
11 | 10 | 06:00 | 0 | 2013-11-10 | 6 | 41.76 | 1 | 42.76 | 0
11 | 10 | 07:00 | 0 | 2013-11-10 | 7 | 40.84 | 1 | 41.84 | 0
11 | 10 | 08:00 | 676 | 2013-11-10 | 8 | 40.14 | 1 | 41.14 | 27810.64
11 | 10 | 09:00 | 1418 | 2013-11-10 | 9 | 53.4 | 1 | 54.4 | 77139.2
11 | 10 | 10:00 | 2042 | 2013-11-10 | 10 | 63.05 | 1 | 64.05 | 130790.1
11 | 10 | 11:00 | 2369 | 2013-11-10 | 11 | 60.64 | 1 | 61.64 | 146025.16
11 | 10 | 12:00 | 2471 | 2013-11-10 | 12 | 61.61 | 1 | 62.61 | 154709.31
11 | 10 | 13:00 | 2358 | 2013-11-10 | 13 | 66.88 | 1 | 67.88 | 160061.04
11 | 10 | 14:00 | 1937 | 2013-11-10 | 14 | 47.76 | 1 | 48.76 | 94448.12
11 | 10 | 15:00 | 1423 | 2013-11-10 | 15 | 40.56 | 1 | 41.56 | 59139.88
11 | 10 | 16:00 | 619 | 2013-11-10 | 16 | 32.14 | 1 | 33.14 | 20513.66
11 | 10 | 17:00 | 0 | 2013-11-10 | 17 | 48.58 | 1 | 49.58 | 0
11 | 10 | 18:00 | 0 | 2013-11-10 | 18 | 48.94 | 1 | 49.94 | 0
11 | 10 | 19:00 | 0 | 2013-11-10 | 19 | 43.62 | 1 | 44.62 | 0
11 | 10 | 20:00 | 0 | 2013-11-10 | 20 | 31.77 | 1 | 32.77 | 0
11 | 10 | 21:00 | 0 | 2013-11-10 | 21 | 29.49 | 1 | 30.49 | 0
11 | 10 | 22:00 | 0 | 2013-11-10 | 22 | 29.89 | 1 | 30.89 | 0
11 | 10 | 23:00 | 0 | 2013-11-10 | 23 | 48.77 | 1 | 49.77 | 0
11 | 10 | 24:00 | 0 | 2013-11-10 | 24 | 26.84 | 1 | 27.84 | 0
11 | 11 | 01:00 | 0 | 2013-11-11 | 1 | 38.26 | 1 | 39.26 | 0
11 | 11 | 02:00 | 0 | 2013-11-11 | 2 | 35.36 | 1 | 36.36 | 0
11 | 11 | 03:00 | 0 | 2013-11-11 | 3 | 34.53 | 1 | 35.53 | 0
11 | 11 | 04:00 | 0 | 2013-11-11 | 4 | 27.69 | 1 | 28.69 | 0
11 | 11 | 05:00 | 0 | 2013-11-11 | 5 | 25.24 | 1 | 26.24 | 0
11 | 11 | 06:00 | 0 | 2013-11-11 | 6 | 28 | 1 | 29 | 0
11 | 11 | 07:00 | 0 | 2013-11-11 | 7 | 26.48 | 1 | 27.48 | 0
11 | 11 | 08:00 | 616 | 2013-11-11 | 8 | 28.45 | 1 | 29.45 | 18141.2
11 | 11 | 09:00 | 1501 | 2013-11-11 | 9 | 31.75 | 1 | 32.75 | 49157.75
11 | 11 | 10:00 | 2117 | 2013-11-11 | 10 | 32.73 | 1 | 33.73 | 71406.41
11 | 11 | 11:00 | 2467 | 2013-11-11 | 11 | 34.39 | 1 | 35.39 | 87307.13
11 | 11 | 12:00 | 2558 | 2013-11-11 | 12 | 36 | 1 | 37 | 94646
11 | 11 | 13:00 | 2409 | 2013-11-11 | 13 | 33.31 | 1 | 34.31 | 82652.79
11 | 11 | 14:00 | 1915 | 2013-11-11 | 14 | 33.62 | 1 | 34.62 | 66297.3
11 | 11 | 15:00 | 1320 | 2013-11-11 | 15 | 31.98 | 1 | 32.98 | 43533.6
11 | 11 | 16:00 | 389 | 2013-11-11 | 16 | 32.01 | 1 | 33.01 | 12840.89
11 | 11 | 17:00 | 0 | 2013-11-11 | 17 | 44.15 | 1 | 45.15 | 0
11 | 11 | 18:00 | 0 | 2013-11-11 | 18 | 61.18 | 1 | 62.18 | 0
11 | 11 | 19:00 | 0 | 2013-11-11 | 19 | 53.22 | 1 | 54.22 | 0
11 | 11 | 20:00 | 0 | 2013-11-11 | 20 | 33.98 | 1 | 34.98 | 0
11 | 11 | 21:00 | 0 | 2013-11-11 | 21 | 29.73 | 1 | 30.73 | 0
11 | 11 | 22:00 | 0 | 2013-11-11 | 22 | 26.71 | 1 | 27.71 | 0
11 | 11 | 23:00 | 0 | 2013-11-11 | 23 | 24.72 | 1 | 25.72 | 0
11 | 11 | 24:00 | 0 | 2013-11-11 | 24 | 9.39 | 1 | 10.39 | 0
11 | 12 | 01:00 | 0 | 2013-11-12 | 1 | 36.24 | 1 | 37.24 | 0
11 | 12 | 02:00 | 0 | 2013-11-12 | 2 | 42.16 | 1 | 43.16 | 0
11 | 12 | 03:00 | 0 | 2013-11-12 | 3 | 19.12 | 1 | 20.12 | 0
11 | 12 | 04:00 | 0 | 2013-11-12 | 4 | 27.7 | 1 | 28.7 | 0
11 | 12 | 05:00 | 0 | 2013-11-12 | 5 | 1.42 | 1 | 2.42 | 0
11 | 12 | 06:00 | 0 | 2013-11-12 | 6 | 0 | 1 | 1 | 0
11 | 12 | 07:00 | 0 | 2013-11-12 | 7 | 58.02 | 1 | 59.02 | 0
11 | 12 | 08:00 | 0 | 2013-11-12 | 8 | 73.08 | 1 | 74.08 | 0
11 | 12 | 09:00 | 25 | 2013-11-12 | 9 | 55.5 | 1 | 56.5 | 1412.5
11 | 12 | 10:00 | 18 | 2013-11-12 | 10 | 52.02 | 1 | 53.02 | 954.36
11 | 12 | 11:00 | 626 | 2013-11-12 | 11 | 56.47 | 1 | 57.47 | 35976.22
11 | 12 | 12:00 | 552 | 2013-11-12 | 12 | 58.55 | 1 | 59.55 | 32871.6
11 | 12 | 13:00 | 155 | 2013-11-12 | 13 | 56.18 | 1 | 57.18 | 8862.9
11 | 12 | 14:00 | 502 | 2013-11-12 | 14 | 56.09 | 1 | 57.09 | 28659.18
11 | 12 | 15:00 | 190 | 2013-11-12 | 15 | 54.12 | 1 | 55.12 | 10472.8
11 | 12 | 16:00 | 0 | 2013-11-12 | 16 | 55.62 | 1 | 56.62 | 0
11 | 12 | 17:00 | 0 | 2013-11-12 | 17 | 73.93 | 1 | 74.93 | 0
11 | 12 | 18:00 | 0 | 2013-11-12 | 18 | 61.32 | 1 | 62.32 | 0
11 | 12 | 19:00 | 0 | 2013-11-12 | 19 | 59.54 | 1 | 60.54 | 0
11 | 12 | 20:00 | 0 | 2013-11-12 | 20 | 61.48 | 1 | 62.48 | 0
11 | 12 | 21:00 | 0 | 2013-11-12 | 21 | 53.97 | 1 | 54.97 | 0
11 | 12 | 22:00 | 0 | 2013-11-12 | 22 | 44.66 | 1 | 45.66 | 0
11 | 12 | 23:00 | 0 | 2013-11-12 | 23 | 22.64 | 1 | 23.64 | 0
11 | 12 | 24:00 | 0 | 2013-11-12 | 24 | 41.72 | 1 | 42.72 | 0
11 | 13 | 01:00 | 0 | 2013-11-13 | 1 | 42.5 | 1 | 43.5 | 0
11 | 13 | 02:00 | 0 | 2013-11-13 | 2 | 56.66 | 1 | 57.66 | 0
11 | 13 | 03:00 | 0 | 2013-11-13 | 3 | 44.71 | 1 | 45.71 | 0
11 | 13 | 04:00 | 0 | 2013-11-13 | 4 | 46.12 | 1 | 47.12 | 0
11 | 13 | 05:00 | 0 | 2013-11-13 | 5 | 30.63 | 1 | 31.63 | 0
11 | 13 | 06:00 | 0 | 2013-11-13 | 6 | 39.64 | 1 | 40.64 | 0
11 | 13 | 07:00 | 0 | 2013-11-13 | 7 | 66.58 | 1 | 67.58 | 0
11 | 13 | 08:00 | 5 | 2013-11-13 | 8 | 68.58 | 1 | 69.58 | 347.9
11 | 13 | 09:00 | 403 | 2013-11-13 | 9 | 61.06 | 1 | 62.06 | 25010.18
11 | 13 | 10:00 | 495 | 2013-11-13 | 10 | 39.22 | 1 | 40.22 | 19908.9
11 | 13 | 11:00 | 1146 | 2013-11-13 | 11 | 59.02 | 1 | 60.02 | 68782.92
11 | 13 | 12:00 | 1521 | 2013-11-13 | 12 | 57.5 | 1 | 58.5 | 88978.5
11 | 13 | 13:00 | 529 | 2013-11-13 | 13 | 57.34 | 1 | 58.34 | 30861.86
11 | 13 | 14:00 | 1359 | 2013-11-13 | 14 | 48.96 | 1 | 49.96 | 67895.64
11 | 13 | 15:00 | 890 | 2013-11-13 | 15 | 37.53 | 1 | 38.53 | 34291.7
11 | 13 | 16:00 | 487 | 2013-11-13 | 16 | 43.84 | 1 | 44.84 | 21837.08
11 | 13 | 17:00 | 0 | 2013-11-13 | 17 | 52.58 | 1 | 53.58 | 0
11 | 13 | 18:00 | 0 | 2013-11-13 | 18 | 69.03 | 1 | 70.03 | 0
11 | 13 | 19:00 | 0 | 2013-11-13 | 19 | 64.94 | 1 | 65.94 | 0
11 | 13 | 20:00 | 0 | 2013-11-13 | 20 | 64.11 | 1 | 65.11 | 0
11 | 13 | 21:00 | 0 | 2013-11-13 | 21 | 64.07 | 1 | 65.07 | 0
11 | 13 | 22:00 | 0 | 2013-11-13 | 22 | 63.77 | 1 | 64.77 | 0
11 | 13 | 23:00 | 0 | 2013-11-13 | 23 | 59.59 | 1 | 60.59 | 0
11 | 13 | 24:00 | 0 | 2013-11-13 | 24 | 25.63 | 1 | 26.63 | 0
11 | 14 | 01:00 | 0 | 2013-11-14 | 1 | 33.36 | 1 | 34.36 | 0
11 | 14 | 02:00 | 0 | 2013-11-14 | 2 | 34.49 | 1 | 35.49 | 0
11 | 14 | 03:00 | 0 | 2013-11-14 | 3 | 32.65 | 1 | 33.65 | 0
11 | 14 | 04:00 | 0 | 2013-11-14 | 4 | 29.69 | 1 | 30.69 | 0
11 | 14 | 05:00 | 0 | 2013-11-14 | 5 | 31.87 | 1 | 32.87 | 0
11 | 14 | 06:00 | 0 | 2013-11-14 | 6 | 38.44 | 1 | 39.44 | 0
11 | 14 | 07:00 | 0 | 2013-11-14 | 7 | 46 | 1 | 47 | 0
11 | 14 | 08:00 | 19 | 2013-11-14 | 8 | 54.37 | 1 | 55.37 | 1052.03
11 | 14 | 09:00 | 1182 | 2013-11-14 | 9 | 39.12 | 1 | 40.12 | 47421.84
11 | 14 | 10:00 | 1175 | 2013-11-14 | 10 | 35.61 | 1 | 36.61 | 43016.75
11 | 14 | 11:00 | 1315 | 2013-11-14 | 11 | 33.51 | 1 | 34.51 | 45380.65
11 | 14 | 12:00 | 1264 | 2013-11-14 | 12 | 30.65 | 1 | 31.65 | 40005.6
11 | 14 | 13:00 | 828 | 2013-11-14 | 13 | 29.61 | 1 | 30.61 | 25345.08
11 | 14 | 14:00 | 594 | 2013-11-14 | 14 | 30.95 | 1 | 31.95 | 18978.3
11 | 14 | 15:00 | 455 | 2013-11-14 | 15 | 32.51 | 1 | 33.51 | 15247.05
11 | 14 | 16:00 | 1 | 2013-11-14 | 16 | 31.03 | 1 | 32.03 | 32.03
11 | 14 | 17:00 | 0 | 2013-11-14 | 17 | 39.48 | 1 | 40.48 | 0
11 | 14 | 18:00 | 0 | 2013-11-14 | 18 | 40.62 | 1 | 41.62 | 0
11 | 14 | 19:00 | 0 | 2013-11-14 | 19 | 38.87 | 1 | 39.87 | 0
11 | 14 | 20:00 | 0 | 2013-11-14 | 20 | 38.83 | 1 | 39.83 | 0
11 | 14 | 21:00 | 0 | 2013-11-14 | 21 | 36.72 | 1 | 37.72 | 0
11 | 14 | 22:00 | 0 | 2013-11-14 | 22 | 34.71 | 1 | 35.71 | 0
11 | 14 | 23:00 | 0 | 2013-11-14 | 23 | 24.58 | 1 | 25.58 | 0
11 | 14 | 24:00 | 0 | 2013-11-14 | 24 | 35.06 | 1 | 36.06 | 0
11 | 15 | 01:00 | 0 | 2013-11-15 | 1 | 32.32 | 1 | 33.32 | 0
11 | 15 | 02:00 | 0 | 2013-11-15 | 2 | 32.79 | 1 | 33.79 | 0
11 | 15 | 03:00 | 0 | 2013-11-15 | 3 | 32.32 | 1 | 33.32 | 0
11 | 15 | 04:00 | 0 | 2013-11-15 | 4 | 30.22 | 1 | 31.22 | 0
11 | 15 | 05:00 | 0 | 2013-11-15 | 5 | 29.97 | 1 | 30.97 | 0
11 | 15 | 06:00 | 0 | 2013-11-15 | 6 | 34.45 | 1 | 35.45 | 0
11 | 15 | 07:00 | 0 | 2013-11-15 | 7 | 46.6 | 1 | 47.6 | 0
11 | 15 | 08:00 | 3 | 2013-11-15 | 8 | 51.48 | 1 | 52.48 | 157.44
11 | 15 | 09:00 | 639 | 2013-11-15 | 9 | 58.23 | 1 | 59.23 | 37847.97
11 | 15 | 10:00 | 945 | 2013-11-15 | 10 | 61.42 | 1 | 62.42 | 58986.9
11 | 15 | 11:00 | 1690 | 2013-11-15 | 11 | 62.29 | 1 | 63.29 | 106960.1
11 | 15 | 12:00 | 2310 | 2013-11-15 | 12 | 59.82 | 1 | 60.82 | 140494.2
11 | 15 | 13:00 | 878 | 2013-11-15 | 13 | 54.79 | 1 | 55.79 | 48983.62
11 | 15 | 14:00 | 1180 | 2013-11-15 | 14 | 48.4 | 1 | 49.4 | 58292
11 | 15 | 15:00 | 751 | 2013-11-15 | 15 | 36.6 | 1 | 37.6 | 28237.6
11 | 15 | 16:00 | 577 | 2013-11-15 | 16 | 40.99 | 1 | 41.99 | 24228.23
11 | 15 | 17:00 | 0 | 2013-11-15 | 17 | 56.59 | 1 | 57.59 | 0
11 | 15 | 18:00 | 0 | 2013-11-15 | 18 | 102.01 | 1 | 103.01 | 0
11 | 15 | 19:00 | 0 | 2013-11-15 | 19 | 66.54 | 1 | 67.54 | 0
11 | 15 | 20:00 | 0 | 2013-11-15 | 20 | 40.53 | 1 | 41.53 | 0
11 | 15 | 21:00 | 0 | 2013-11-15 | 21 | 34.19 | 1 | 35.19 | 0
11 | 15 | 22:00 | 0 | 2013-11-15 | 22 | 42.45 | 1 | 43.45 | 0
11 | 15 | 23:00 | 0 | 2013-11-15 | 23 | 32.7 | 1 | 33.7 | 0
11 | 15 | 24:00 | 0 | 2013-11-15 | 24 | 31.09 | 1 | 32.09 | 0
11 | 16 | 01:00 | 0 | 2013-11-16 | 1 | 24.99 | 1 | 25.99 | 0
11 | 16 | 02:00 | 0 | 2013-11-16 | 2 | 24.99 | 1 | 25.99 | 0
11 | 16 | 03:00 | 0 | 2013-11-16 | 3 | 24.99 | 1 | 25.99 | 0
11 | 16 | 04:00 | 0 | 2013-11-16 | 4 | 24.99 | 1 | 25.99 | 0
11 | 16 | 05:00 | 0 | 2013-11-16 | 5 | 26.46 | 1 | 27.46 | 0
11 | 16 | 06:00 | 0 | 2013-11-16 | 6 | 29.67 | 1 | 30.67 | 0
11 | 16 | 07:00 | 0 | 2013-11-16 | 7 | 34.83 | 1 | 35.83 | 0
11 | 16 | 08:00 | 55 | 2013-11-16 | 8 | 35.63 | 1 | 36.63 | 2014.65
11 | 16 | 09:00 | 1612 | 2013-11-16 | 9 | 48.89 | 1 | 49.89 | 80422.68
11 | 16 | 10:00 | 2294 | 2013-11-16 | 10 | 49.73 | 1 | 50.73 | 116374.62
11 | 16 | 11:00 | 2600 | 2013-11-16 | 11 | 49.57 | 1 | 50.57 | 131482
11 | 16 | 12:00 | 2834 | 2013-11-16 | 12 | 34.11 | 1 | 35.11 | 99501.74
11 | 16 | 13:00 | 2086 | 2013-11-16 | 13 | 28.63 | 1 | 29.63 | 61808.18
11 | 16 | 14:00 | 952 | 2013-11-16 | 14 | 27.61 | 1 | 28.61 | 27236.72
11 | 16 | 15:00 | 315 | 2013-11-16 | 15 | 26.7 | 1 | 27.7 | 8725.5
11 | 16 | 16:00 | 11 | 2013-11-16 | 16 | 25.58 | 1 | 26.58 | 292.38
11 | 16 | 17:00 | 0 | 2013-11-16 | 17 | 33.19 | 1 | 34.19 | 0
11 | 16 | 18:00 | 0 | 2013-11-16 | 18 | 35.75 | 1 | 36.75 | 0
11 | 16 | 19:00 | 0 | 2013-11-16 | 19 | 30.75 | 1 | 31.75 | 0
11 | 16 | 20:00 | 0 | 2013-11-16 | 20 | 28.97 | 1 | 29.97 | 0
11 | 16 | 21:00 | 0 | 2013-11-16 | 21 | 27.08 | 1 | 28.08 | 0
11 | 16 | 22:00 | 0 | 2013-11-16 | 22 | 26.24 | 1 | 27.24 | 0
11 | 16 | 23:00 | 0 | 2013-11-16 | 23 | 25.71 | 1 | 26.71 | 0
11 | 16 | 24:00 | 0 | 2013-11-16 | 24 | 27.03 | 1 | 28.03 | 0
11 | 17 | 01:00 | 0 | 2013-11-17 | 1 | 20.84 | 1 | 21.84 | 0
11 | 17 | 02:00 | 0 | 2013-11-17 | 2 | 20.53 | 1 | 21.53 | 0
11 | 17 | 03:00 | 0 | 2013-11-17 | 3 | 26.96 | 1 | 27.96 | 0
11 | 17 | 04:00 | 0 | 2013-11-17 | 4 | 25.25 | 1 | 26.25 | 0
11 | 17 | 05:00 | 0 | 2013-11-17 | 5 | 26.41 | 1 | 27.41 | 0
11 | 17 | 06:00 | 0 | 2013-11-17 | 6 | 25.88 | 1 | 26.88 | 0
11 | 17 | 07:00 | 0 | 2013-11-17 | 7 | 27.91 | 1 | 28.91 | 0
11 | 17 | 08:00 | 129 | 2013-11-17 | 8 | 25.84 | 1 | 26.84 | 3462.36
11 | 17 | 09:00 | 594 | 2013-11-17 | 9 | 43.35 | 1 | 44.35 | 26343.9
11 | 17 | 10:00 | 417 | 2013-11-17 | 10 | 25.16 | 1 | 26.16 | 10908.72
11 | 17 | 11:00 | 636 | 2013-11-17 | 11 | 29.87 | 1 | 30.87 | 19633.32
11 | 17 | 12:00 | 477 | 2013-11-17 | 12 | 32.26 | 1 | 33.26 | 15865.02
11 | 17 | 13:00 | 623 | 2013-11-17 | 13 | 31.5 | 1 | 32.5 | 20247.5
11 | 17 | 14:00 | 919 | 2013-11-17 | 14 | 31.69 | 1 | 32.69 | 30042.11
11 | 17 | 15:00 | 997 | 2013-11-17 | 15 | 33.65 | 1 | 34.65 | 34546.05
11 | 17 | 16:00 | 387 | 2013-11-17 | 16 | 46.55 | 1 | 47.55 | 18401.85
11 | 17 | 17:00 | 0 | 2013-11-17 | 17 | 55.38 | 1 | 56.38 | 0
11 | 17 | 18:00 | 0 | 2013-11-17 | 18 | 55.09 | 1 | 56.09 | 0
11 | 17 | 19:00 | 0 | 2013-11-17 | 19 | 45.42 | 1 | 46.42 | 0
11 | 17 | 20:00 | 0 | 2013-11-17 | 20 | 45.02 | 1 | 46.02 | 0
11 | 17 | 21:00 | 0 | 2013-11-17 | 21 | 37.27 | 1 | 38.27 | 0
11 | 17 | 22:00 | 0 | 2013-11-17 | 22 | 28.2 | 1 | 29.2 | 0
11 | 17 | 23:00 | 0 | 2013-11-17 | 23 | 24.08 | 1 | 25.08 | 0
11 | 17 | 24:00 | 0 | 2013-11-17 | 24 | 23.45 | 1 | 24.45 | 0
11 | 18 | 01:00 | 0 | 2013-11-18 | 1 | 16.49 | 1 | 17.49 | 0
11 | 18 | 02:00 | 0 | 2013-11-18 | 2 | 21.33 | 1 | 22.33 | 0
11 | 18 | 03:00 | 0 | 2013-11-18 | 3 | 21.39 | 1 | 22.39 | 0
11 | 18 | 04:00 | 0 | 2013-11-18 | 4 | 13.72 | 1 | 14.72 | 0
11 | 18 | 05:00 | 0 | 2013-11-18 | 5 | 19.96 | 1 | 20.96 | 0
11 | 18 | 06:00 | 0 | 2013-11-18 | 6 | 25.13 | 1 | 26.13 | 0
11 | 18 | 07:00 | 0 | 2013-11-18 | 7 | 49.3 | 1 | 50.3 | 0
11 | 18 | 08:00 | 631 | 2013-11-18 | 8 | 42.56 | 1 | 43.56 | 27486.36
11 | 18 | 09:00 | 1472 | 2013-11-18 | 9 | 27.93 | 1 | 28.93 | 42584.96
11 | 18 | 10:00 | 2191 | 2013-11-18 | 10 | 25.87 | 1 | 26.87 | 58872.17
11 | 18 | 11:00 | 2435 | 2013-11-18 | 11 | 28.33 | 1 | 29.33 | 71418.55
11 | 18 | 12:00 | 2635 | 2013-11-18 | 12 | 26.87 | 1 | 27.87 | 73437.45
11 | 18 | 13:00 | 2328 | 2013-11-18 | 13 | 26.86 | 1 | 27.86 | 64858.08
11 | 18 | 14:00 | 1924 | 2013-11-18 | 14 | 26.07 | 1 | 27.07 | 52082.68
11 | 18 | 15:00 | 1499 | 2013-11-18 | 15 | 25.22 | 1 | 26.22 | 39303.78
11 | 18 | 16:00 | 541 | 2013-11-18 | 16 | 25.79 | 1 | 26.79 | 14493.39
11 | 18 | 17:00 | 0 | 2013-11-18 | 17 | 29.48 | 1 | 30.48 | 0
11 | 18 | 18:00 | 0 | 2013-11-18 | 18 | 32.48 | 1 | 33.48 | 0
11 | 18 | 19:00 | 0 | 2013-11-18 | 19 | 33.47 | 1 | 34.47 | 0
11 | 18 | 20:00 | 0 | 2013-11-18 | 20 | 29.21 | 1 | 30.21 | 0
11 | 18 | 21:00 | 0 | 2013-11-18 | 21 | 25.97 | 1 | 26.97 | 0
11 | 18 | 22:00 | 0 | 2013-11-18 | 22 | 19.58 | 1 | 20.58 | 0
11 | 18 | 23:00 | 0 | 2013-11-18 | 23 | 23.11 | 1 | 24.11 | 0
11 | 18 | 24:00 | 0 | 2013-11-18 | 24 | 19.28 | 1 | 20.28 | 0
11 | 19 | 01:00 | 0 | 2013-11-19 | 1 | 14.36 | 1 | 15.36 | 0
11 | 19 | 02:00 | 0 | 2013-11-19 | 2 | 10.11 | 1 | 11.11 | 0
11 | 19 | 03:00 | 0 | 2013-11-19 | 3 | 9.88 | 1 | 10.88 | 0
11 | 19 | 04:00 | 0 | 2013-11-19 | 4 | 0.72 | 1 | 1.72 | 0
11 | 19 | 05:00 | 0 | 2013-11-19 | 5 | 0 | 1 | 1 | 0
11 | 19 | 06:00 | 0 | 2013-11-19 | 6 | 0 | 1 | 1 | 0
11 | 19 | 07:00 | 0 | 2013-11-19 | 7 | 34.93 | 1 | 35.93 | 0
11 | 19 | 08:00 | 695 | 2013-11-19 | 8 | 34 | 1 | 35 | 24325
11 | 19 | 09:00 | 1445 | 2013-11-19 | 9 | 33.23 | 1 | 34.23 | 49462.35
11 | 19 | 10:00 | 1951 | 2013-11-19 | 10 | 32.07 | 1 | 33.07 | 64519.57
11 | 19 | 11:00 | 2240 | 2013-11-19 | 11 | 38.06 | 1 | 39.06 | 87494.4
11 | 19 | 12:00 | 2488 | 2013-11-19 | 12 | 36.84 | 1 | 37.84 | 94145.92
11 | 19 | 13:00 | 2384 | 2013-11-19 | 13 | 35.32 | 1 | 36.32 | 86586.88
11 | 19 | 14:00 | 1811 | 2013-11-19 | 14 | 32.61 | 1 | 33.61 | 60867.71
11 | 19 | 15:00 | 706 | 2013-11-19 | 15 | 31.42 | 1 | 32.42 | 22888.52
11 | 19 | 16:00 | 142 | 2013-11-19 | 16 | 31.52 | 1 | 32.52 | 4617.84
11 | 19 | 17:00 | 0 | 2013-11-19 | 17 | 45.43 | 1 | 46.43 | 0
11 | 19 | 18:00 | 0 | 2013-11-19 | 18 | 54.57 | 1 | 55.57 | 0
11 | 19 | 19:00 | 0 | 2013-11-19 | 19 | 44.28 | 1 | 45.28 | 0
11 | 19 | 20:00 | 0 | 2013-11-19 | 20 | 38.42 | 1 | 39.42 | 0
11 | 19 | 21:00 | 0 | 2013-11-19 | 21 | 40.42 | 1 | 41.42 | 0
11 | 19 | 22:00 | 0 | 2013-11-19 | 22 | 35.4 | 1 | 36.4 | 0
11 | 19 | 23:00 | 0 | 2013-11-19 | 23 | 32.94 | 1 | 33.94 | 0
11 | 19 | 24:00 | 0 | 2013-11-19 | 24 | 35.92 | 1 | 36.92 | 0
11 | 20 | 01:00 | 0 | 2013-11-20 | 1 | 57.52 | 1 | 58.52 | 0
11 | 20 | 02:00 | 0 | 2013-11-20 | 2 | 45.85 | 1 | 46.85 | 0
11 | 20 | 03:00 | 0 | 2013-11-20 | 3 | 36.34 | 1 | 37.34 | 0
11 | 20 | 04:00 | 0 | 2013-11-20 | 4 | 40.99 | 1 | 41.99 | 0
11 | 20 | 05:00 | 0 | 2013-11-20 | 5 | 38.37 | 1 | 39.37 | 0
11 | 20 | 06:00 | 0 | 2013-11-20 | 6 | 41.96 | 1 | 42.96 | 0
11 | 20 | 07:00 | 0 | 2013-11-20 | 7 | 45.38 | 1 | 46.38 | 0
11 | 20 | 08:00 | 4 | 2013-11-20 | 8 | 52.11 | 1 | 53.11 | 212.44
11 | 20 | 09:00 | 196 | 2013-11-20 | 9 | 46.1 | 1 | 47.1 | 9231.6
11 | 20 | 10:00 | 86 | 2013-11-20 | 10 | 43.03 | 1 | 44.03 | 3786.58
11 | 20 | 11:00 | 539 | 2013-11-20 | 11 | 42.62 | 1 | 43.62 | 23511.18
11 | 20 | 12:00 | 547 | 2013-11-20 | 12 | 45.69 | 1 | 46.69 | 25539.43
11 | 20 | 13:00 | 196 | 2013-11-20 | 13 | 45.03 | 1 | 46.03 | 9021.88
11 | 20 | 14:00 | 448 | 2013-11-20 | 14 | 43.52 | 1 | 44.52 | 19944.96
11 | 20 | 15:00 | 302 | 2013-11-20 | 15 | 39.67 | 1 | 40.67 | 12282.34
11 | 20 | 16:00 | 1 | 2013-11-20 | 16 | 43.64 | 1 | 44.64 | 44.64
11 | 20 | 17:00 | 0 | 2013-11-20 | 17 | 56.11 | 1 | 57.11 | 0
11 | 20 | 18:00 | 0 | 2013-11-20 | 18 | 120.6 | 1 | 121.6 | 0
11 | 20 | 19:00 | 0 | 2013-11-20 | 19 | 70.77 | 1 | 71.77 | 0
11 | 20 | 20:00 | 0 | 2013-11-20 | 20 | 53.94 | 1 | 54.94 | 0
11 | 20 | 21:00 | 0 | 2013-11-20 | 21 | 46.33 | 1 | 47.33 | 0
11 | 20 | 22:00 | 0 | 2013-11-20 | 22 | 44.56 | 1 | 45.56 | 0
11 | 20 | 23:00 | 0 | 2013-11-20 | 23 | 44.34 | 1 | 45.34 | 0
11 | 20 | 24:00 | 0 | 2013-11-20 | 24 | 40.76 | 1 | 41.76 | 0
11 | 21 | 01:00 | 0 | 2013-11-21 | 1 | 38.29 | 1 | 39.29 | 0
11 | 21 | 02:00 | 0 | 2013-11-21 | 2 | 38.36 | 1 | 39.36 | 0
11 | 21 | 03:00 | 0 | 2013-11-21 | 3 | 42.55 | 1 | 43.55 | 0
11 | 21 | 04:00 | 0 | 2013-11-21 | 4 | 41.99 | 1 | 42.99 | 0
11 | 21 | 05:00 | 0 | 2013-11-21 | 5 | 37.46 | 1 | 38.46 | 0
11 | 21 | 06:00 | 0 | 2013-11-21 | 6 | 38.75 | 1 | 39.75 | 0
11 | 21 | 07:00 | 0 | 2013-11-21 | 7 | 59.1 | 1 | 60.1 | 0
11 | 21 | 08:00 | 17 | 2013-11-21 | 8 | 73.43 | 1 | 74.43 | 1265.31
11 | 21 | 09:00 | 407 | 2013-11-21 | 9 | 67.92 | 1 | 68.92 | 28050.44
11 | 21 | 10:00 | 200 | 2013-11-21 | 10 | 55.78 | 1 | 56.78 | 11356
11 | 21 | 11:00 | 656 | 2013-11-21 | 11 | 41.95 | 1 | 42.95 | 28175.2
11 | 21 | 12:00 | 774 | 2013-11-21 | 12 | 35.05 | 1 | 36.05 | 27902.7
11 | 21 | 13:00 | 312 | 2013-11-21 | 13 | 34.58 | 1 | 35.58 | 11100.96
11 | 21 | 14:00 | 573 | 2013-11-21 | 14 | 35.79 | 1 | 36.79 | 21080.67
11 | 21 | 15:00 | 368 | 2013-11-21 | 15 | 33.47 | 1 | 34.47 | 12684.96
11 | 21 | 16:00 | 1 | 2013-11-21 | 16 | 34.17 | 1 | 35.17 | 35.17
11 | 21 | 17:00 | 0 | 2013-11-21 | 17 | 49.78 | 1 | 50.78 | 0
11 | 21 | 18:00 | 0 | 2013-11-21 | 18 | 40.02 | 1 | 41.02 | 0
11 | 21 | 19:00 | 0 | 2013-11-21 | 19 | 47.51 | 1 | 48.51 | 0
11 | 21 | 20:00 | 0 | 2013-11-21 | 20 | 42.04 | 1 | 43.04 | 0
11 | 21 | 21:00 | 0 | 2013-11-21 | 21 | 38.96 | 1 | 39.96 | 0
11 | 21 | 22:00 | 0 | 2013-11-21 | 22 | 34.68 | 1 | 35.68 | 0
11 | 21 | 23:00 | 0 | 2013-11-21 | 23 | 31.42 | 1 | 32.42 | 0
11 | 21 | 24:00 | 0 | 2013-11-21 | 24 | 29.55 | 1 | 30.55 | 0
11 | 22 | 01:00 | 0 | 2013-11-22 | 1 | 33.45 | 1 | 34.45 | 0
11 | 22 | 02:00 | 0 | 2013-11-22 | 2 | 33.44 | 1 | 34.44 | 0
11 | 22 | 03:00 | 0 | 2013-11-22 | 3 | 32.4 | 1 | 33.4 | 0
11 | 22 | 04:00 | 0 | 2013-11-22 | 4 | 29.14 | 1 | 30.14 | 0
11 | 22 | 05:00 | 0 | 2013-11-22 | 5 | 29.14 | 1 | 30.14 | 0
11 | 22 | 06:00 | 0 | 2013-11-22 | 6 | 22.38 | 1 | 23.38 | 0
11 | 22 | 07:00 | 0 | 2013-11-22 | 7 | 39.16 | 1 | 40.16 | 0
11 | 22 | 08:00 | 32 | 2013-11-22 | 8 | 42.78 | 1 | 43.78 | 1400.96
11 | 22 | 09:00 | 717 | 2013-11-22 | 9 | 43.31 | 1 | 44.31 | 31770.27
11 | 22 | 10:00 | 830 | 2013-11-22 | 10 | 45.96 | 1 | 46.96 | 38976.8
11 | 22 | 11:00 | 2610 | 2013-11-22 | 11 | 43.45 | 1 | 44.45 | 116014.5
11 | 22 | 12:00 | 2759 | 2013-11-22 | 12 | 41.37 | 1 | 42.37 | 116898.83
11 | 22 | 13:00 | 1650 | 2013-11-22 | 13 | 39.5 | 1 | 40.5 | 66825
11 | 22 | 14:00 | 2438 | 2013-11-22 | 14 | 37.57 | 1 | 38.57 | 94033.66
11 | 22 | 15:00 | 1743 | 2013-11-22 | 15 | 37.19 | 1 | 38.19 | 66565.17
11 | 22 | 16:00 | 945 | 2013-11-22 | 16 | 37.5 | 1 | 38.5 | 36382.5
11 | 22 | 17:00 | 0 | 2013-11-22 | 17 | 62.5 | 1 | 63.5 | 0
11 | 22 | 18:00 | 0 | 2013-11-22 | 18 | 42.17 | 1 | 43.17 | 0
11 | 22 | 19:00 | 0 | 2013-11-22 | 19 | 44.57 | 1 | 45.57 | 0
11 | 22 | 20:00 | 0 | 2013-11-22 | 20 | 37.68 | 1 | 38.68 | 0
11 | 22 | 21:00 | 0 | 2013-11-22 | 21 | 36.61 | 1 | 37.61 | 0
11 | 22 | 22:00 | 0 | 2013-11-22 | 22 | 34.19 | 1 | 35.19 | 0
11 | 22 | 23:00 | 0 | 2013-11-22 | 23 | 33.47 | 1 | 34.47 | 0
11 | 22 | 24:00 | 0 | 2013-11-22 | 24 | 31.43 | 1 | 32.43 | 0
11 | 23 | 01:00 | 0 | 2013-11-23 | 1 | 51.93 | 1 | 52.93 | 0
11 | 23 | 02:00 | 0 | 2013-11-23 | 2 | 39.08 | 1 | 40.08 | 0
11 | 23 | 03:00 | 0 | 2013-11-23 | 3 | 24.78 | 1 | 25.78 | 0
11 | 23 | 04:00 | 0 | 2013-11-23 | 4 | 19.19 | 1 | 20.19 | 0
11 | 23 | 05:00 | 0 | 2013-11-23 | 5 | 40.18 | 1 | 41.18 | 0
11 | 23 | 06:00 | 0 | 2013-11-23 | 6 | 41.18 | 1 | 42.18 | 0
11 | 23 | 07:00 | 0 | 2013-11-23 | 7 | 57.16 | 1 | 58.16 | 0
11 | 23 | 08:00 | 371 | 2013-11-23 | 8 | 43.78 | 1 | 44.78 | 16613.38
11 | 23 | 09:00 | 1335 | 2013-11-23 | 9 | 67.1 | 1 | 68.1 | 90913.5
11 | 23 | 10:00 | 1976 | 2013-11-23 | 10 | 59.9 | 1 | 60.9 | 120338.4
11 | 23 | 11:00 | 2344 | 2013-11-23 | 11 | 55.03 | 1 | 56.03 | 131334.32
11 | 23 | 12:00 | 2384 | 2013-11-23 | 12 | 49.64 | 1 | 50.64 | 120725.76
11 | 23 | 13:00 | 2253 | 2013-11-23 | 13 | 35.19 | 1 | 36.19 | 81536.07
11 | 23 | 14:00 | 1890 | 2013-11-23 | 14 | 46.47 | 1 | 47.47 | 89718.3
11 | 23 | 15:00 | 945 | 2013-11-23 | 15 | 40.87 | 1 | 41.87 | 39567.15
11 | 23 | 16:00 | 353 | 2013-11-23 | 16 | 47.64 | 1 | 48.64 | 17169.92
11 | 23 | 17:00 | 0 | 2013-11-23 | 17 | 90.23 | 1 | 91.23 | 0
11 | 23 | 18:00 | 0 | 2013-11-23 | 18 | 86.3 | 1 | 87.3 | 0
11 | 23 | 19:00 | 0 | 2013-11-23 | 19 | 77.07 | 1 | 78.07 | 0
11 | 23 | 20:00 | 0 | 2013-11-23 | 20 | 55.66 | 1 | 56.66 | 0
11 | 23 | 21:00 | 0 | 2013-11-23 | 21 | 46.07 | 1 | 47.07 | 0
11 | 23 | 22:00 | 0 | 2013-11-23 | 22 | 41.08 | 1 | 42.08 | 0
11 | 23 | 23:00 | 0 | 2013-11-23 | 23 | 62.23 | 1 | 63.23 | 0
11 | 23 | 24:00 | 0 | 2013-11-23 | 24 | 45.92 | 1 | 46.92 | 0
11 | 24 | 01:00 | 0 | 2013-11-24 | 1 | 58.05 | 1 | 59.05 | 0
11 | 24 | 02:00 | 0 | 2013-11-24 | 2 | 56.29 | 1 | 57.29 | 0
11 | 24 | 03:00 | 0 | 2013-11-24 | 3 | 39.84 | 1 | 40.84 | 0
11 | 24 | 04:00 | 0 | 2013-11-24 | 4 | 32.89 | 1 | 33.89 | 0
11 | 24 | 05:00 | 0 | 2013-11-24 | 5 | 47.52 | 1 | 48.52 | 0
11 | 24 | 06:00 | 0 | 2013-11-24 | 6 | 49.73 | 1 | 50.73 | 0
11 | 24 | 07:00 | 0 | 2013-11-24 | 7 | 54 | 1 | 55 | 0
11 | 24 | 08:00 | 5 | 2013-11-24 | 8 | 63.59 | 1 | 64.59 | 322.95
11 | 24 | 09:00 | 123 | 2013-11-24 | 9 | 89.77 | 1 | 90.77 | 11164.71
11 | 24 | 10:00 | 68 | 2013-11-24 | 10 | 85.53 | 1 | 86.53 | 5884.04
11 | 24 | 11:00 | 511 | 2013-11-24 | 11 | 99.22 | 1 | 100.22 | 51212.42
11 | 24 | 12:00 | 578 | 2013-11-24 | 12 | 103.79 | 1 | 104.79 | 60568.62
11 | 24 | 13:00 | 749 | 2013-11-24 | 13 | 95.7 | 1 | 96.7 | 72428.3
11 | 24 | 14:00 | 471 | 2013-11-24 | 14 | 98.93 | 1 | 99.93 | 47067.03
11 | 24 | 15:00 | 217 | 2013-11-24 | 15 | 96.36 | 1 | 97.36 | 21127.12
11 | 24 | 16:00 | 10 | 2013-11-24 | 16 | 83.04 | 1 | 84.04 | 840.4
11 | 24 | 17:00 | 0 | 2013-11-24 | 17 | 135.97 | 1 | 136.97 | 0
11 | 24 | 18:00 | 0 | 2013-11-24 | 18 | 145.15 | 1 | 146.15 | 0
11 | 24 | 19:00 | 0 | 2013-11-24 | 19 | 342.89 | 1 | 343.89 | 0
11 | 24 | 20:00 | 0 | 2013-11-24 | 20 | 715.04 | 1 | 716.04 | 0
11 | 24 | 21:00 | 0 | 2013-11-24 | 21 | 151.06 | 1 | 152.06 | 0
11 | 24 | 22:00 | 0 | 2013-11-24 | 22 | 86.76 | 1 | 87.76 | 0
11 | 24 | 23:00 | 0 | 2013-11-24 | 23 | 104.01 | 1 | 105.01 | 0
11 | 24 | 24:00 | 0 | 2013-11-24 | 24 | 148.15 | 1 | 149.15 | 0
11 | 25 | 01:00 | 0 | 2013-11-25 | 1 | 147.46 | 1 | 148.46 | 0
11 | 25 | 02:00 | 0 | 2013-11-25 | 2 | 114.92 | 1 | 115.92 | 0
11 | 25 | 03:00 | 0 | 2013-11-25 | 3 | 63.79 | 1 | 64.79 | 0
11 | 25 | 04:00 | 0 | 2013-11-25 | 4 | 66.83 | 1 | 67.83 | 0
11 | 25 | 05:00 | 0 | 2013-11-25 | 5 | 85.33 | 1 | 86.33 | 0
11 | 25 | 06:00 | 0 | 2013-11-25 | 6 | 129.93 | 1 | 130.93 | 0
11 | 25 | 07:00 | 0 | 2013-11-25 | 7 | 369.13 | 1 | 370.13 | 0
11 | 25 | 08:00 | 9 | 2013-11-25 | 8 | 295.14 | 1 | 296.14 | 2665.26
11 | 25 | 09:00 | 230 | 2013-11-25 | 9 | 265.27 | 1 | 266.27 | 61242.1
11 | 25 | 10:00 | 498 | 2013-11-25 | 10 | 209.92 | 1 | 210.92 | 105038.16
11 | 25 | 11:00 | 651 | 2013-11-25 | 11 | 132.27 | 1 | 133.27 | 86758.77
11 | 25 | 12:00 | 677 | 2013-11-25 | 12 | 114.02 | 1 | 115.02 | 77868.54
11 | 25 | 13:00 | 734 | 2013-11-25 | 13 | 104.59 | 1 | 105.59 | 77503.06
11 | 25 | 14:00 | 544 | 2013-11-25 | 14 | 100.6 | 1 | 101.6 | 55270.4
11 | 25 | 15:00 | 356 | 2013-11-25 | 15 | 67.62 | 1 | 68.62 | 24428.72
11 | 25 | 16:00 | 1 | 2013-11-25 | 16 | 85.51 | 1 | 86.51 | 86.51
11 | 25 | 17:00 | 0 | 2013-11-25 | 17 | 133.82 | 1 | 134.82 | 0
11 | 25 | 18:00 | 0 | 2013-11-25 | 18 | 161.94 | 1 | 162.94 | 0
11 | 25 | 19:00 | 0 | 2013-11-25 | 19 | 123.83 | 1 | 124.83 | 0
11 | 25 | 20:00 | 0 | 2013-11-25 | 20 | 115.88 | 1 | 116.88 | 0
11 | 25 | 21:00 | 0 | 2013-11-25 | 21 | 107 | 1 | 108 | 0
11 | 25 | 22:00 | 0 | 2013-11-25 | 22 | 81.88 | 1 | 82.88 | 0
11 | 25 | 23:00 | 0 | 2013-11-25 | 23 | 76.24 | 1 | 77.24 | 0
11 | 25 | 24:00 | 0 | 2013-11-25 | 24 | 45.13 | 1 | 46.13 | 0
11 | 26 | 01:00 | 0 | 2013-11-26 | 1 | 80.62 | 1 | 81.62 | 0
11 | 26 | 02:00 | 0 | 2013-11-26 | 2 | 76.96 | 1 | 77.96 | 0
11 | 26 | 03:00 | 0 | 2013-11-26 | 3 | 52.78 | 1 | 53.78 | 0
11 | 26 | 04:00 | 0 | 2013-11-26 | 4 | 70.47 | 1 | 71.47 | 0
11 | 26 | 05:00 | 0 | 2013-11-26 | 5 | 78.07 | 1 | 79.07 | 0
11 | 26 | 06:00 | 0 | 2013-11-26 | 6 | 53.48 | 1 | 54.48 | 0
11 | 26 | 07:00 | 0 | 2013-11-26 | 7 | 71.61 | 1 | 72.61 | 0
11 | 26 | 08:00 | 2 | 2013-11-26 | 8 | 79.72 | 1 | 80.72 | 161.44
11 | 26 | 09:00 | 505 | 2013-11-26 | 9 | 68.04 | 1 | 69.04 | 34865.2
11 | 26 | 10:00 | 1420 | 2013-11-26 | 10 | 76.68 | 1 | 77.68 | 110305.6
11 | 26 | 11:00 | 894 | 2013-11-26 | 11 | 63.65 | 1 | 64.65 | 57797.1
11 | 26 | 12:00 | 1239 | 2013-11-26 | 12 | 42.4 | 1 | 43.4 | 53772.6
11 | 26 | 13:00 | 1158 | 2013-11-26 | 13 | 43.39 | 1 | 44.39 | 51403.62
11 | 26 | 14:00 | 1346 | 2013-11-26 | 14 | 44.37 | 1 | 45.37 | 61068.02
11 | 26 | 15:00 | 1148 | 2013-11-26 | 15 | 47.93 | 1 | 48.93 | 56171.64
11 | 26 | 16:00 | 225 | 2013-11-26 | 16 | 61.44 | 1 | 62.44 | 14049
11 | 26 | 17:00 | 0 | 2013-11-26 | 17 | 83.66 | 1 | 84.66 | 0
11 | 26 | 18:00 | 0 | 2013-11-26 | 18 | 80.96 | 1 | 81.96 | 0
11 | 26 | 19:00 | 0 | 2013-11-26 | 19 | 53.49 | 1 | 54.49 | 0
11 | 26 | 20:00 | 0 | 2013-11-26 | 20 | 44.4 | 1 | 45.4 | 0
11 | 26 | 21:00 | 0 | 2013-11-26 | 21 | 41.58 | 1 | 42.58 | 0
11 | 26 | 22:00 | 0 | 2013-11-26 | 22 | 40.21 | 1 | 41.21 | 0
11 | 26 | 23:00 | 0 | 2013-11-26 | 23 | 55.52 | 1 | 56.52 | 0
11 | 26 | 24:00 | 0 | 2013-11-26 | 24 | 54.17 | 1 | 55.17 | 0
11 | 27 | 01:00 | 0 | 2013-11-27 | 1 | 64.88 | 1 | 65.88 | 0
11 | 27 | 02:00 | 0 | 2013-11-27 | 2 | 72.68 | 1 | 73.68 | 0
11 | 27 | 03:00 | 0 | 2013-11-27 | 3 | 50.65 | 1 | 51.65 | 0
11 | 27 | 04:00 | 0 | 2013-11-27 | 4 | 49.19 | 1 | 50.19 | 0
11 | 27 | 05:00 | 0 | 2013-11-27 | 5 | 47.5 | 1 | 48.5 | 0
11 | 27 | 06:00 | 0 | 2013-11-27 | 6 | 43.67 | 1 | 44.67 | 0
11 | 27 | 07:00 | 0 | 2013-11-27 | 7 | 42.86 | 1 | 43.86 | 0
11 | 27 | 08:00 | 395 | 2013-11-27 | 8 | 37.13 | 1 | 38.13 | 15061.35
11 | 27 | 09:00 | 1370 | 2013-11-27 | 9 | 53.24 | 1 | 54.24 | 74308.8
11 | 27 | 10:00 | 2211 | 2013-11-27 | 10 | 80.18 | 1 | 81.18 | 179488.98
11 | 27 | 11:00 | 2487 | 2013-11-27 | 11 | 86.53 | 1 | 87.53 | 217687.11
11 | 27 | 12:00 | 2673 | 2013-11-27 | 12 | 73.81 | 1 | 74.81 | 199967.13
11 | 27 | 13:00 | 2680 | 2013-11-27 | 13 | 65.31 | 1 | 66.31 | 177710.8
11 | 27 | 14:00 | 2151 | 2013-11-27 | 14 | 75.83 | 1 | 76.83 | 165261.33
11 | 27 | 15:00 | 1565 | 2013-11-27 | 15 | 40.66 | 1 | 41.66 | 65197.9
11 | 27 | 16:00 | 543 | 2013-11-27 | 16 | 32.35 | 1 | 33.35 | 18109.05
11 | 27 | 17:00 | 0 | 2013-11-27 | 17 | 50.77 | 1 | 51.77 | 0
11 | 27 | 18:00 | 0 | 2013-11-27 | 18 | 33.09 | 1 | 34.09 | 0
11 | 27 | 19:00 | 0 | 2013-11-27 | 19 | 14.64 | 1 | 15.64 | 0
11 | 27 | 20:00 | 0 | 2013-11-27 | 20 | 25.11 | 1 | 26.11 | 0
11 | 27 | 21:00 | 0 | 2013-11-27 | 21 | 50.68 | 1 | 51.68 | 0
11 | 27 | 22:00 | 0 | 2013-11-27 | 22 | 19.77 | 1 | 20.77 | 0
11 | 27 | 23:00 | 0 | 2013-11-27 | 23 | 31.16 | 1 | 32.16 | 0
11 | 27 | 24:00 | 0 | 2013-11-27 | 24 | 25.53 | 1 | 26.53 | 0
11 | 28 | 01:00 | 0 | 2013-11-28 | 1 | 28.36 | 1 | 29.36 | 0
11 | 28 | 02:00 | 0 | 2013-11-28 | 2 | 2.71 | 1 | 3.71 | 0
11 | 28 | 03:00 | 0 | 2013-11-28 | 3 | 0 | 1 | 1 | 0
11 | 28 | 04:00 | 0 | 2013-11-28 | 4 | 0 | 1 | 1 | 0
11 | 28 | 05:00 | 0 | 2013-11-28 | 5 | 0 | 1 | 1 | 0
11 | 28 | 06:00 | 0 | 2013-11-28 | 6 | 0 | 1 | 1 | 0
11 | 28 | 07:00 | 0 | 2013-11-28 | 7 | 0 | 1 | 1 | 0
11 | 28 | 08:00 | 0 | 2013-11-28 | 8 | 38.42 | 1 | 39.42 | 0
11 | 28 | 09:00 | 112 | 2013-11-28 | 9 | 63.18 | 1 | 64.18 | 7188.16
11 | 28 | 10:00 | 468 | 2013-11-28 | 10 | 41.68 | 1 | 42.68 | 19974.24
11 | 28 | 11:00 | 709 | 2013-11-28 | 11 | 41.38 | 1 | 42.38 | 30047.42
11 | 28 | 12:00 | 1156 | 2013-11-28 | 12 | 64.88 | 1 | 65.88 | 76157.28
11 | 28 | 13:00 | 1060 | 2013-11-28 | 13 | 43.95 | 1 | 44.95 | 47647
11 | 28 | 14:00 | 1129 | 2013-11-28 | 14 | 36.2 | 1 | 37.2 | 41998.8
11 | 28 | 15:00 | 1150 | 2013-11-28 | 15 | 8.85 | 1 | 9.85 | 11327.5
11 | 28 | 16:00 | 514 | 2013-11-28 | 16 | 0 | 1 | 1 | 514
11 | 28 | 17:00 | 0 | 2013-11-28 | 17 | 66.92 | 1 | 67.92 | 0
11 | 28 | 18:00 | 0 | 2013-11-28 | 18 | 77.6 | 1 | 78.6 | 0
11 | 28 | 19:00 | 0 | 2013-11-28 | 19 | 59.05 | 1 | 60.05 | 0
11 | 28 | 20:00 | 0 | 2013-11-28 | 20 | 35.29 | 1 | 36.29 | 0
11 | 28 | 21:00 | 0 | 2013-11-28 | 21 | 43.17 | 1 | 44.17 | 0
11 | 28 | 22:00 | 0 | 2013-11-28 | 22 | 66.24 | 1 | 67.24 | 0
11 | 28 | 23:00 | 0 | 2013-11-28 | 23 | 38.19 | 1 | 39.19 | 0
11 | 28 | 24:00 | 0 | 2013-11-28 | 24 | 37.22 | 1 | 38.22 | 0
11 | 29 | 01:00 | 0 | 2013-11-29 | 1 | 27.73 | 1 | 28.73 | 0
11 | 29 | 02:00 | 0 | 2013-11-29 | 2 | 37.89 | 1 | 38.89 | 0
11 | 29 | 03:00 | 0 | 2013-11-29 | 3 | 77.74 | 1 | 78.74 | 0
11 | 29 | 04:00 | 0 | 2013-11-29 | 4 | 56.53 | 1 | 57.53 | 0
11 | 29 | 05:00 | 0 | 2013-11-29 | 5 | 14.91 | 1 | 15.91 | 0
11 | 29 | 06:00 | 0 | 2013-11-29 | 6 | 32.34 | 1 | 33.34 | 0
11 | 29 | 07:00 | 0 | 2013-11-29 | 7 | 58.68 | 1 | 59.68 | 0
11 | 29 | 08:00 | 32 | 2013-11-29 | 8 | 48.54 | 1 | 49.54 | 1585.28
11 | 29 | 09:00 | 1493 | 2013-11-29 | 9 | 61.2 | 1 | 62.2 | 92864.6
11 | 29 | 10:00 | 2352 | 2013-11-29 | 10 | 59.33 | 1 | 60.33 | 141896.16
11 | 29 | 11:00 | 2716 | 2013-11-29 | 11 | 51.56 | 1 | 52.56 | 142752.96
11 | 29 | 12:00 | 2889 | 2013-11-29 | 12 | 44.15 | 1 | 45.15 | 130438.35
11 | 29 | 13:00 | 2792 | 2013-11-29 | 13 | 37.29 | 1 | 38.29 | 106905.68
11 | 29 | 14:00 | 2427 | 2013-11-29 | 14 | 41.77 | 1 | 42.77 | 103802.79
11 | 29 | 15:00 | 1810 | 2013-11-29 | 15 | 32.55 | 1 | 33.55 | 60725.5
11 | 29 | 16:00 | 857 | 2013-11-29 | 16 | 39.92 | 1 | 40.92 | 35068.44
11 | 29 | 17:00 | 0 | 2013-11-29 | 17 | 78.65 | 1 | 79.65 | 0
11 | 29 | 18:00 | 0 | 2013-11-29 | 18 | 87.72 | 1 | 88.72 | 0
11 | 29 | 19:00 | 0 | 2013-11-29 | 19 | 87.62 | 1 | 88.62 | 0
11 | 29 | 20:00 | 0 | 2013-11-29 | 20 | 68.32 | 1 | 69.32 | 0
11 | 29 | 21:00 | 0 | 2013-11-29 | 21 | 49.94 | 1 | 50.94 | 0
11 | 29 | 22:00 | 0 | 2013-11-29 | 22 | 42.38 | 1 | 43.38 | 0
11 | 29 | 23:00 | 0 | 2013-11-29 | 23 | 29.48 | 1 | 30.48 | 0
11 | 29 | 24:00 | 0 | 2013-11-29 | 24 | 42.17 | 1 | 43.17 | 0
11 | 30 | 01:00 | 0 | 2013-11-30 | 1 | 52.22 | 1 | 53.22 | 0
11 | 30 | 02:00 | 0 | 2013-11-30 | 2 | 55.24 | 1 | 56.24 | 0
11 | 30 | 03:00 | 0 | 2013-11-30 | 3 | 47.24 | 1 | 48.24 | 0
11 | 30 | 04:00 | 0 | 2013-11-30 | 4 | 45.78 | 1 | 46.78 | 0
11 | 30 | 05:00 | 0 | 2013-11-30 | 5 | 59.18 | 1 | 60.18 | 0
11 | 30 | 06:00 | 0 | 2013-11-30 | 6 | 62.28 | 1 | 63.28 | 0
11 | 30 | 07:00 | 0 | 2013-11-30 | 7 | 47.14 | 1 | 48.14 | 0
11 | 30 | 08:00 | 619 | 2013-11-30 | 8 | 69.72 | 1 | 70.72 | 43775.68
11 | 30 | 09:00 | 1669 | 2013-11-30 | 9 | 82.41 | 1 | 83.41 | 139211.29
11 | 30 | 10:00 | 2312 | 2013-11-30 | 10 | 81.64 | 1 | 82.64 | 191063.68
11 | 30 | 11:00 | 2684 | 2013-11-30 | 11 | 78.47 | 1 | 79.47 | 213297.48
11 | 30 | 12:00 | 2806 | 2013-11-30 | 12 | 63.52 | 1 | 64.52 | 181043.12
11 | 30 | 13:00 | 2675 | 2013-11-30 | 13 | 52.57 | 1 | 53.57 | 143299.75
11 | 30 | 14:00 | 2295 | 2013-11-30 | 14 | 55 | 1 | 56 | 128520
11 | 30 | 15:00 | 1680 | 2013-11-30 | 15 | 45.35 | 1 | 46.35 | 77868
11 | 30 | 16:00 | 736 | 2013-11-30 | 16 | 44.54 | 1 | 45.54 | 33517.44
11 | 30 | 17:00 | 0 | 2013-11-30 | 17 | 76.99 | 1 | 77.99 | 0
11 | 30 | 18:00 | 0 | 2013-11-30 | 18 | 87.98 | 1 | 88.98 | 0
11 | 30 | 19:00 | 0 | 2013-11-30 | 19 | 71.57 | 1 | 72.57 | 0
11 | 30 | 20:00 | 0 | 2013-11-30 | 20 | 60.9 | 1 | 61.9 | 0
11 | 30 | 21:00 | 0 | 2013-11-30 | 21 | 75.3 | 1 | 76.3 | 0
11 | 30 | 22:00 | 0 | 2013-11-30 | 22 | 84.9 | 1 | 85.9 | 0
11 | 30 | 23:00 | 0 | 2013-11-30 | 23 | 49.91 | 1 | 50.91 | 0
11 | 30 | 24:00 | 0 | 2013-11-30 | 24 | 39.63 | 1 | 40.63 | 0
12 | 1 | 01:00 | 0 | 2013-12-01 | 1 | 59.88 | 1 | 60.88 | 0
12 | 1 | 02:00 | 0 | 2013-12-01 | 2 | 39.43 | 1 | 40.43 | 0
12 | 1 | 03:00 | 0 | 2013-12-01 | 3 | 40.82 | 1 | 41.82 | 0
12 | 1 | 04:00 | 0 | 2013-12-01 | 4 | 43.38 | 1 | 44.38 | 0
12 | 1 | 05:00 | 0 | 2013-12-01 | 5 | 40.2 | 1 | 41.2 | 0
12 | 1 | 06:00 | 0 | 2013-12-01 | 6 | 42.44 | 1 | 43.44 | 0
12 | 1 | 07:00 | 0 | 2013-12-01 | 7 | 44.96 | 1 | 45.96 | 0
12 | 1 | 08:00 | 0 | 2013-12-01 | 8 | 32.84 | 1 | 33.84 | 0
12 | 1 | 09:00 | 132 | 2013-12-01 | 9 | 39.35 | 1 | 40.35 | 5326.2
12 | 1 | 10:00 | 399 | 2013-12-01 | 10 | 45.1 | 1 | 46.1 | 18393.9
12 | 1 | 11:00 | 849 | 2013-12-01 | 11 | 52.09 | 1 | 53.09 | 45073.41
12 | 1 | 12:00 | 966 | 2013-12-01 | 12 | 46.76 | 1 | 47.76 | 46136.16
12 | 1 | 13:00 | 503 | 2013-12-01 | 13 | 55.3 | 1 | 56.3 | 28318.9
12 | 1 | 14:00 | 434 | 2013-12-01 | 14 | 46.82 | 1 | 47.82 | 20753.88
12 | 1 | 15:00 | 245 | 2013-12-01 | 15 | 35.48 | 1 | 36.48 | 8937.6
12 | 1 | 16:00 | 2 | 2013-12-01 | 16 | 42.37 | 1 | 43.37 | 86.74
12 | 1 | 17:00 | 0 | 2013-12-01 | 17 | 68.85 | 1 | 69.85 | 0
12 | 1 | 18:00 | 0 | 2013-12-01 | 18 | 68.82 | 1 | 69.82 | 0
12 | 1 | 19:00 | 0 | 2013-12-01 | 19 | 58.79 | 1 | 59.79 | 0
12 | 1 | 20:00 | 0 | 2013-12-01 | 20 | 45.41 | 1 | 46.41 | 0
12 | 1 | 21:00 | 0 | 2013-12-01 | 21 | 42.79 | 1 | 43.79 | 0
12 | 1 | 22:00 | 0 | 2013-12-01 | 22 | 36.86 | 1 | 37.86 | 0
12 | 1 | 23:00 | 0 | 2013-12-01 | 23 | 22.11 | 1 | 23.11 | 0
12 | 1 | 24:00 | 0 | 2013-12-01 | 24 | 30.78 | 1 | 31.78 | 0
12 | 2 | 01:00 | 0 | 2013-12-02 | 1 | 24.32 | 1 | 25.32 | 0
12 | 2 | 02:00 | 0 | 2013-12-02 | 2 | 23.9 | 1 | 24.9 | 0
12 | 2 | 03:00 | 0 | 2013-12-02 | 3 | 23.32 | 1 | 24.32 | 0
12 | 2 | 04:00 | 0 | 2013-12-02 | 4 | 29.16 | 1 | 30.16 | 0
12 | 2 | 05:00 | 0 | 2013-12-02 | 5 | 23.96 | 1 | 24.96 | 0
12 | 2 | 06:00 | 0 | 2013-12-02 | 6 | 28.13 | 1 | 29.13 | 0
12 | 2 | 07:00 | 0 | 2013-12-02 | 7 | 46.53 | 1 | 47.53 | 0
12 | 2 | 08:00 | 2 | 2013-12-02 | 8 | 67.13 | 1 | 68.13 | 136.26
12 | 2 | 09:00 | 416 | 2013-12-02 | 9 | 41.99 | 1 | 42.99 | 17883.84
12 | 2 | 10:00 | 606 | 2013-12-02 | 10 | 45.36 | 1 | 46.36 | 28094.16
12 | 2 | 11:00 | 2411 | 2013-12-02 | 11 | 48.49 | 1 | 49.49 | 119320.39
12 | 2 | 12:00 | 385 | 2013-12-02 | 12 | 52.83 | 1 | 53.83 | 20724.55
12 | 2 | 13:00 | 175 | 2013-12-02 | 13 | 45.76 | 1 | 46.76 | 8183
12 | 2 | 14:00 | 524 | 2013-12-02 | 14 | 47.16 | 1 | 48.16 | 25235.84
12 | 2 | 15:00 | 690 | 2013-12-02 | 15 | 42.99 | 1 | 43.99 | 30353.1
12 | 2 | 16:00 | 420 | 2013-12-02 | 16 | 43.15 | 1 | 44.15 | 18543
12 | 2 | 17:00 | 0 | 2013-12-02 | 17 | 72.97 | 1 | 73.97 | 0
12 | 2 | 18:00 | 0 | 2013-12-02 | 18 | 96.28 | 1 | 97.28 | 0
12 | 2 | 19:00 | 0 | 2013-12-02 | 19 | 74.63 | 1 | 75.63 | 0
12 | 2 | 20:00 | 0 | 2013-12-02 | 20 | 57.81 | 1 | 58.81 | 0
12 | 2 | 21:00 | 0 | 2013-12-02 | 21 | 53.4 | 1 | 54.4 | 0
12 | 2 | 22:00 | 0 | 2013-12-02 | 22 | 48.91 | 1 | 49.91 | 0
12 | 2 | 23:00 | 0 | 2013-12-02 | 23 | 41.16 | 1 | 42.16 | 0
12 | 2 | 24:00 | 0 | 2013-12-02 | 24 | 40.68 | 1 | 41.68 | 0
12 | 3 | 01:00 | 0 | 2013-12-03 | 1 | 39.48 | 1 | 40.48 | 0
12 | 3 | 02:00 | 0 | 2013-12-03 | 2 | 41.68 | 1 | 42.68 | 0
12 | 3 | 03:00 | 0 | 2013-12-03 | 3 | 30.92 | 1 | 31.92 | 0
12 | 3 | 04:00 | 0 | 2013-12-03 | 4 | 33.44 | 1 | 34.44 | 0
12 | 3 | 05:00 | 0 | 2013-12-03 | 5 | 34.49 | 1 | 35.49 | 0
12 | 3 | 06:00 | 0 | 2013-12-03 | 6 | 60.33 | 1 | 61.33 | 0
12 | 3 | 07:00 | 0 | 2013-12-03 | 7 | 71.88 | 1 | 72.88 | 0
12 | 3 | 08:00 | 564 | 2013-12-03 | 8 | 52 | 1 | 53 | 29892
12 | 3 | 09:00 | 1459 | 2013-12-03 | 9 | 55.65 | 1 | 56.65 | 82652.35
12 | 3 | 10:00 | 2182 | 2013-12-03 | 10 | 54.79 | 1 | 55.79 | 121733.78
12 | 3 | 11:00 | 2821 | 2013-12-03 | 11 | 44.72 | 1 | 45.72 | 128976.12
12 | 3 | 12:00 | 3015 | 2013-12-03 | 12 | 44.55 | 1 | 45.55 | 137333.25
12 | 3 | 13:00 | 2911 | 2013-12-03 | 13 | 43.8 | 1 | 44.8 | 130412.8
12 | 3 | 14:00 | 2527 | 2013-12-03 | 14 | 43.64 | 1 | 44.64 | 112805.28
12 | 3 | 15:00 | 1864 | 2013-12-03 | 15 | 40.23 | 1 | 41.23 | 76852.72
12 | 3 | 16:00 | 835 | 2013-12-03 | 16 | 38.84 | 1 | 39.84 | 33266.4
12 | 3 | 17:00 | 0 | 2013-12-03 | 17 | 55.56 | 1 | 56.56 | 0
12 | 3 | 18:00 | 0 | 2013-12-03 | 18 | 57.56 | 1 | 58.56 | 0
12 | 3 | 19:00 | 0 | 2013-12-03 | 19 | 59.13 | 1 | 60.13 | 0
12 | 3 | 20:00 | 0 | 2013-12-03 | 20 | 56.31 | 1 | 57.31 | 0
12 | 3 | 21:00 | 0 | 2013-12-03 | 21 | 46.59 | 1 | 47.59 | 0
12 | 3 | 22:00 | 0 | 2013-12-03 | 22 | 44.37 | 1 | 45.37 | 0
12 | 3 | 23:00 | 0 | 2013-12-03 | 23 | 39.71 | 1 | 40.71 | 0
12 | 3 | 24:00 | 0 | 2013-12-03 | 24 | 34.51 | 1 | 35.51 | 0
12 | 4 | 01:00 | 0 | 2013-12-04 | 1 | 30.6 | 1 | 31.6 | 0
12 | 4 | 02:00 | 0 | 2013-12-04 | 2 | 31.5 | 1 | 32.5 | 0
12 | 4 | 03:00 | 0 | 2013-12-04 | 3 | 38.08 | 1 | 39.08 | 0
12 | 4 | 04:00 | 0 | 2013-12-04 | 4 | 36.2 | 1 | 37.2 | 0
12 | 4 | 05:00 | 0 | 2013-12-04 | 5 | 29.53 | 1 | 30.53 | 0
12 | 4 | 06:00 | 0 | 2013-12-04 | 6 | 36.11 | 1 | 37.11 | 0
12 | 4 | 07:00 | 0 | 2013-12-04 | 7 | 62.62 | 1 | 63.62 | 0
12 | 4 | 08:00 | 14 | 2013-12-04 | 8 | 63.9 | 1 | 64.9 | 908.6
12 | 4 | 09:00 | 520 | 2013-12-04 | 9 | 53.01 | 1 | 54.01 | 28085.2
12 | 4 | 10:00 | 570 | 2013-12-04 | 10 | 55.95 | 1 | 56.95 | 32461.5
12 | 4 | 11:00 | 308 | 2013-12-04 | 11 | 45.73 | 1 | 46.73 | 14392.84
12 | 4 | 12:00 | 478 | 2013-12-04 | 12 | 47.66 | 1 | 48.66 | 23259.48
12 | 4 | 13:00 | 753 | 2013-12-04 | 13 | 40.11 | 1 | 41.11 | 30955.83
12 | 4 | 14:00 | 617 | 2013-12-04 | 14 | 39.07 | 1 | 40.07 | 24723.19
12 | 4 | 15:00 | 406 | 2013-12-04 | 15 | 36.23 | 1 | 37.23 | 15115.38
12 | 4 | 16:00 | 193 | 2013-12-04 | 16 | 34.54 | 1 | 35.54 | 6859.22
12 | 4 | 17:00 | 0 | 2013-12-04 | 17 | 92.89 | 1 | 93.89 | 0
12 | 4 | 18:00 | 0 | 2013-12-04 | 18 | 102.44 | 1 | 103.44 | 0
12 | 4 | 19:00 | 0 | 2013-12-04 | 19 | 74.52 | 1 | 75.52 | 0
12 | 4 | 20:00 | 0 | 2013-12-04 | 20 | 66.94 | 1 | 67.94 | 0
12 | 4 | 21:00 | 0 | 2013-12-04 | 21 | 58.01 | 1 | 59.01 | 0
12 | 4 | 22:00 | 0 | 2013-12-04 | 22 | 57.61 | 1 | 58.61 | 0
12 | 4 | 23:00 | 0 | 2013-12-04 | 23 | 47.32 | 1 | 48.32 | 0
12 | 4 | 24:00 | 0 | 2013-12-04 | 24 | 32.43 | 1 | 33.43 | 0
12 | 5 | 01:00 | 0 | 2013-12-05 | 1 | 31.94 | 1 | 32.94 | 0
12 | 5 | 02:00 | 0 | 2013-12-05 | 2 | 30.12 | 1 | 31.12 | 0
12 | 5 | 03:00 | 0 | 2013-12-05 | 3 | 29.81 | 1 | 30.81 | 0
12 | 5 | 04:00 | 0 | 2013-12-05 | 4 | 29.78 | 1 | 30.78 | 0
12 | 5 | 05:00 | 0 | 2013-12-05 | 5 | 29.22 | 1 | 30.22 | 0
12 | 5 | 06:00 | 0 | 2013-12-05 | 6 | 32.98 | 1 | 33.98 | 0
12 | 5 | 07:00 | 0 | 2013-12-05 | 7 | 39.64 | 1 | 40.64 | 0
12 | 5 | 08:00 | 3 | 2013-12-05 | 8 | 42.28 | 1 | 43.28 | 129.84
12 | 5 | 09:00 | 446 | 2013-12-05 | 9 | 61.03 | 1 | 62.03 | 27665.38
12 | 5 | 10:00 | 1065 | 2013-12-05 | 10 | 56.53 | 1 | 57.53 | 61269.45
12 | 5 | 11:00 | 823 | 2013-12-05 | 11 | 47.6 | 1 | 48.6 | 39997.8
12 | 5 | 12:00 | 486 | 2013-12-05 | 12 | 54.68 | 1 | 55.68 | 27060.48
12 | 5 | 13:00 | 447 | 2013-12-05 | 13 | 54.1 | 1 | 55.1 | 24629.7
12 | 5 | 14:00 | 427 | 2013-12-05 | 14 | 44.18 | 1 | 45.18 | 19291.86
12 | 5 | 15:00 | 27 | 2013-12-05 | 15 | 38.98 | 1 | 39.98 | 1079.46
12 | 5 | 16:00 | 44 | 2013-12-05 | 16 | 37 | 1 | 38 | 1672
12 | 5 | 17:00 | 0 | 2013-12-05 | 17 | 52.84 | 1 | 53.84 | 0
12 | 5 | 18:00 | 0 | 2013-12-05 | 18 | 77.03 | 1 | 78.03 | 0
12 | 5 | 19:00 | 0 | 2013-12-05 | 19 | 49.64 | 1 | 50.64 | 0
12 | 5 | 20:00 | 0 | 2013-12-05 | 20 | 54.7 | 1 | 55.7 | 0
12 | 5 | 21:00 | 0 | 2013-12-05 | 21 | 37.31 | 1 | 38.31 | 0
12 | 5 | 22:00 | 0 | 2013-12-05 | 22 | 35.38 | 1 | 36.38 | 0
12 | 5 | 23:00 | 0 | 2013-12-05 | 23 | 31.52 | 1 | 32.52 | 0
12 | 5 | 24:00 | 0 | 2013-12-05 | 24 | 28.57 | 1 | 29.57 | 0
12 | 6 | 01:00 | 0 | 2013-12-06 | 1 | 31.08 | 1 | 32.08 | 0
12 | 6 | 02:00 | 0 | 2013-12-06 | 2 | 29.59 | 1 | 30.59 | 0
12 | 6 | 03:00 | 0 | 2013-12-06 | 3 | 32.2 | 1 | 33.2 | 0
12 | 6 | 04:00 | 0 | 2013-12-06 | 4 | 31.53 | 1 | 32.53 | 0
12 | 6 | 05:00 | 0 | 2013-12-06 | 5 | 30.84 | 1 | 31.84 | 0
12 | 6 | 06:00 | 0 | 2013-12-06 | 6 | 28.59 | 1 | 29.59 | 0
12 | 6 | 07:00 | 0 | 2013-12-06 | 7 | 34.53 | 1 | 35.53 | 0
12 | 6 | 08:00 | 0 | 2013-12-06 | 8 | 50.53 | 1 | 51.53 | 0
12 | 6 | 09:00 | 16 | 2013-12-06 | 9 | 44.51 | 1 | 45.51 | 728.16
12 | 6 | 10:00 | 357 | 2013-12-06 | 10 | 40.57 | 1 | 41.57 | 14840.49
12 | 6 | 11:00 | 457 | 2013-12-06 | 11 | 43.33 | 1 | 44.33 | 20258.81
12 | 6 | 12:00 | 475 | 2013-12-06 | 12 | 43.69 | 1 | 44.69 | 21227.75
12 | 6 | 13:00 | 534 | 2013-12-06 | 13 | 36.39 | 1 | 37.39 | 19966.26
12 | 6 | 14:00 | 477 | 2013-12-06 | 14 | 38.03 | 1 | 39.03 | 18617.31
12 | 6 | 15:00 | 142 | 2013-12-06 | 15 | 40.4 | 1 | 41.4 | 5878.8
12 | 6 | 16:00 | 4 | 2013-12-06 | 16 | 41.34 | 1 | 42.34 | 169.36
12 | 6 | 17:00 | 0 | 2013-12-06 | 17 | 62.71 | 1 | 63.71 | 0
12 | 6 | 18:00 | 0 | 2013-12-06 | 18 | 60.75 | 1 | 61.75 | 0
12 | 6 | 19:00 | 0 | 2013-12-06 | 19 | 54.45 | 1 | 55.45 | 0
12 | 6 | 20:00 | 0 | 2013-12-06 | 20 | 47.81 | 1 | 48.81 | 0
12 | 6 | 21:00 | 0 | 2013-12-06 | 21 | 42.8 | 1 | 43.8 | 0
12 | 6 | 22:00 | 0 | 2013-12-06 | 22 | 42 | 1 | 43 | 0
12 | 6 | 23:00 | 0 | 2013-12-06 | 23 | 53.97 | 1 | 54.97 | 0
12 | 6 | 24:00 | 0 | 2013-12-06 | 24 | 37.41 | 1 | 38.41 | 0
12 | 7 | 01:00 | 0 | 2013-12-07 | 1 | 51.9 | 1 | 52.9 | 0
12 | 7 | 02:00 | 0 | 2013-12-07 | 2 | 54.92 | 1 | 55.92 | 0
12 | 7 | 03:00 | 0 | 2013-12-07 | 3 | 54.79 | 1 | 55.79 | 0
12 | 7 | 04:00 | 0 | 2013-12-07 | 4 | 53.44 | 1 | 54.44 | 0
12 | 7 | 05:00 | 0 | 2013-12-07 | 5 | 57.31 | 1 | 58.31 | 0
12 | 7 | 06:00 | 0 | 2013-12-07 | 6 | 52.94 | 1 | 53.94 | 0
12 | 7 | 07:00 | 0 | 2013-12-07 | 7 | 44.85 | 1 | 45.85 | 0
12 | 7 | 08:00 | 160 | 2013-12-07 | 8 | 53.72 | 1 | 54.72 | 8755.2
12 | 7 | 09:00 | 1299 | 2013-12-07 | 9 | 54.19 | 1 | 55.19 | 71691.81
12 | 7 | 10:00 | 2000 | 2013-12-07 | 10 | 59.73 | 1 | 60.73 | 121460
12 | 7 | 11:00 | 878 | 2013-12-07 | 11 | 55.18 | 1 | 56.18 | 49326.04
12 | 7 | 12:00 | 1057 | 2013-12-07 | 12 | 56.09 | 1 | 57.09 | 60344.13
12 | 7 | 13:00 | 765 | 2013-12-07 | 13 | 57.07 | 1 | 58.07 | 44423.55
12 | 7 | 14:00 | 1108 | 2013-12-07 | 14 | 36.65 | 1 | 37.65 | 41716.2
12 | 7 | 15:00 | 1241 | 2013-12-07 | 15 | 46.93 | 1 | 47.93 | 59481.13
12 | 7 | 16:00 | 274 | 2013-12-07 | 16 | 41.13 | 1 | 42.13 | 11543.62
12 | 7 | 17:00 | 0 | 2013-12-07 | 17 | 63 | 1 | 64 | 0
12 | 7 | 18:00 | 0 | 2013-12-07 | 18 | 54.09 | 1 | 55.09 | 0
12 | 7 | 19:00 | 0 | 2013-12-07 | 19 | 48.44 | 1 | 49.44 | 0
12 | 7 | 20:00 | 0 | 2013-12-07 | 20 | 44.58 | 1 | 45.58 | 0
12 | 7 | 21:00 | 0 | 2013-12-07 | 21 | 60.71 | 1 | 61.71 | 0
12 | 7 | 22:00 | 0 | 2013-12-07 | 22 | 63.29 | 1 | 64.29 | 0
12 | 7 | 23:00 | 0 | 2013-12-07 | 23 | 45.38 | 1 | 46.38 | 0
12 | 7 | 24:00 | 0 | 2013-12-07 | 24 | 33.22 | 1 | 34.22 | 0
12 | 8 | 01:00 | 0 | 2013-12-08 | 1 | 41.98 | 1 | 42.98 | 0
12 | 8 | 02:00 | 0 | 2013-12-08 | 2 | 49.06 | 1 | 50.06 | 0
12 | 8 | 03:00 | 0 | 2013-12-08 | 3 | 50.07 | 1 | 51.07 | 0
12 | 8 | 04:00 | 0 | 2013-12-08 | 4 | 103.91 | 1 | 104.91 | 0
12 | 8 | 05:00 | 0 | 2013-12-08 | 5 | 44.74 | 1 | 45.74 | 0
12 | 8 | 06:00 | 0 | 2013-12-08 | 6 | 33.56 | 1 | 34.56 | 0
12 | 8 | 07:00 | 0 | 2013-12-08 | 7 | 34.31 | 1 | 35.31 | 0
12 | 8 | 08:00 | 1 | 2013-12-08 | 8 | 37.95 | 1 | 38.95 | 38.95
12 | 8 | 09:00 | 58 | 2013-12-08 | 9 | 45.32 | 1 | 46.32 | 2686.56
12 | 8 | 10:00 | 1011 | 2013-12-08 | 10 | 54.39 | 1 | 55.39 | 55999.29
12 | 8 | 11:00 | 1025 | 2013-12-08 | 11 | 52.24 | 1 | 53.24 | 54571
12 | 8 | 12:00 | 173 | 2013-12-08 | 12 | 52.24 | 1 | 53.24 | 9210.52
12 | 8 | 13:00 | 710 | 2013-12-08 | 13 | 53.96 | 1 | 54.96 | 39021.6
12 | 8 | 14:00 | 185 | 2013-12-08 | 14 | 43.98 | 1 | 44.98 | 8321.3
12 | 8 | 15:00 | 35 | 2013-12-08 | 15 | 45.51 | 1 | 46.51 | 1627.85
12 | 8 | 16:00 | 0 | 2013-12-08 | 16 | 49.13 | 1 | 50.13 | 0
12 | 8 | 17:00 | 0 | 2013-12-08 | 17 | 76.3 | 1 | 77.3 | 0
12 | 8 | 18:00 | 0 | 2013-12-08 | 18 | 59.01 | 1 | 60.01 | 0
12 | 8 | 19:00 | 0 | 2013-12-08 | 19 | 52.13 | 1 | 53.13 | 0
12 | 8 | 20:00 | 0 | 2013-12-08 | 20 | 54.7 | 1 | 55.7 | 0
12 | 8 | 21:00 | 0 | 2013-12-08 | 21 | 61.02 | 1 | 62.02 | 0
12 | 8 | 22:00 | 0 | 2013-12-08 | 22 | 50.17 | 1 | 51.17 | 0
12 | 8 | 23:00 | 0 | 2013-12-08 | 23 | 37.86 | 1 | 38.86 | 0
12 | 8 | 24:00 | 0 | 2013-12-08 | 24 | 43.41 | 1 | 44.41 | 0
12 | 9 | 01:00 | 0 | 2013-12-09 | 1 | 54.46 | 1 | 55.46 | 0
12 | 9 | 02:00 | 0 | 2013-12-09 | 2 | 39.91 | 1 | 40.91 | 0
12 | 9 | 03:00 | 0 | 2013-12-09 | 3 | 47.21 | 1 | 48.21 | 0
12 | 9 | 04:00 | 0 | 2013-12-09 | 4 | 44.68 | 1 | 45.68 | 0
12 | 9 | 05:00 | 0 | 2013-12-09 | 5 | 54.75 | 1 | 55.75 | 0
12 | 9 | 06:00 | 0 | 2013-12-09 | 6 | 60.96 | 1 | 61.96 | 0
12 | 9 | 07:00 | 0 | 2013-12-09 | 7 | 123.29 | 1 | 124.29 | 0
12 | 9 | 08:00 | 43 | 2013-12-09 | 8 | 97.28 | 1 | 98.28 | 4226.04
12 | 9 | 09:00 | 472 | 2013-12-09 | 9 | 100.41 | 1 | 101.41 | 47865.52
12 | 9 | 10:00 | 565 | 2013-12-09 | 10 | 176.28 | 1 | 177.28 | 100163.2
12 | 9 | 11:00 | 1256 | 2013-12-09 | 11 | 185.23 | 1 | 186.23 | 233904.88
12 | 9 | 12:00 | 1113 | 2013-12-09 | 12 | 89.01 | 1 | 90.01 | 100181.13
12 | 9 | 13:00 | 1180 | 2013-12-09 | 13 | 71.87 | 1 | 72.87 | 85986.6
12 | 9 | 14:00 | 1655 | 2013-12-09 | 14 | 66.05 | 1 | 67.05 | 110967.75
12 | 9 | 15:00 | 1539 | 2013-12-09 | 15 | 66.46 | 1 | 67.46 | 103820.94
12 | 9 | 16:00 | 603 | 2013-12-09 | 16 | 73.8 | 1 | 74.8 | 45104.4
12 | 9 | 17:00 | 0 | 2013-12-09 | 17 | 96.72 | 1 | 97.72 | 0
12 | 9 | 18:00 | 0 | 2013-12-09 | 18 | 264.43 | 1 | 265.43 | 0
12 | 9 | 19:00 | 0 | 2013-12-09 | 19 | 69.87 | 1 | 70.87 | 0
12 | 9 | 20:00 | 0 | 2013-12-09 | 20 | 77.73 | 1 | 78.73 | 0
12 | 9 | 21:00 | 0 | 2013-12-09 | 21 | 85.71 | 1 | 86.71 | 0
12 | 9 | 22:00 | 0 | 2013-12-09 | 22 | 63.31 | 1 | 64.31 | 0
12 | 9 | 23:00 | 0 | 2013-12-09 | 23 | 34.92 | 1 | 35.92 | 0
12 | 9 | 24:00 | 0 | 2013-12-09 | 24 | 38.12 | 1 | 39.12 | 0
12 | 10 | 01:00 | 0 | 2013-12-10 | 1 | 106.13 | 1 | 107.13 | 0
12 | 10 | 02:00 | 0 | 2013-12-10 | 2 | 137.26 | 1 | 138.26 | 0
12 | 10 | 03:00 | 0 | 2013-12-10 | 3 | 73.18 | 1 | 74.18 | 0
12 | 10 | 04:00 | 0 | 2013-12-10 | 4 | 152.37 | 1 | 153.37 | 0
12 | 10 | 05:00 | 0 | 2013-12-10 | 5 | 84.61 | 1 | 85.61 | 0
12 | 10 | 06:00 | 0 | 2013-12-10 | 6 | 60.16 | 1 | 61.16 | 0
12 | 10 | 07:00 | 0 | 2013-12-10 | 7 | 180.87 | 1 | 181.87 | 0
12 | 10 | 08:00 | 412 | 2013-12-10 | 8 | 123.36 | 1 | 124.36 | 51236.32
12 | 10 | 09:00 | 1436 | 2013-12-10 | 9 | 109.08 | 1 | 110.08 | 158074.88
12 | 10 | 10:00 | 2214 | 2013-12-10 | 10 | 124.39 | 1 | 125.39 | 277613.46
12 | 10 | 11:00 | 2348 | 2013-12-10 | 11 | 131.65 | 1 | 132.65 | 311462.2
12 | 10 | 12:00 | 2180 | 2013-12-10 | 12 | 154.51 | 1 | 155.51 | 339011.8
12 | 10 | 13:00 | 777 | 2013-12-10 | 13 | 159.18 | 1 | 160.18 | 124459.86
12 | 10 | 14:00 | 815 | 2013-12-10 | 14 | 163.38 | 1 | 164.38 | 133969.7
12 | 10 | 15:00 | 156 | 2013-12-10 | 15 | 150.58 | 1 | 151.58 | 23646.48
12 | 10 | 16:00 | 0 | 2013-12-10 | 16 | 142.94 | 1 | 143.94 | 0
12 | 10 | 17:00 | 0 | 2013-12-10 | 17 | 151.67 | 1 | 152.67 | 0
12 | 10 | 18:00 | 0 | 2013-12-10 | 18 | 167.97 | 1 | 168.97 | 0
12 | 10 | 19:00 | 0 | 2013-12-10 | 19 | 131.28 | 1 | 132.28 | 0
12 | 10 | 20:00 | 0 | 2013-12-10 | 20 | 125.52 | 1 | 126.52 | 0
12 | 10 | 21:00 | 0 | 2013-12-10 | 21 | 107.93 | 1 | 108.93 | 0
12 | 10 | 22:00 | 0 | 2013-12-10 | 22 | 87.56 | 1 | 88.56 | 0
12 | 10 | 23:00 | 0 | 2013-12-10 | 23 | 66.31 | 1 | 67.31 | 0
12 | 10 | 24:00 | 0 | 2013-12-10 | 24 | 45.77 | 1 | 46.77 | 0
12 | 11 | 01:00 | 0 | 2013-12-11 | 1 | 77.62 | 1 | 78.62 | 0
12 | 11 | 02:00 | 0 | 2013-12-11 | 2 | 58.53 | 1 | 59.53 | 0
12 | 11 | 03:00 | 0 | 2013-12-11 | 3 | 44.95 | 1 | 45.95 | 0
12 | 11 | 04:00 | 0 | 2013-12-11 | 4 | 50.87 | 1 | 51.87 | 0
12 | 11 | 05:00 | 0 | 2013-12-11 | 5 | 58.03 | 1 | 59.03 | 0
12 | 11 | 06:00 | 0 | 2013-12-11 | 6 | 57.31 | 1 | 58.31 | 0
12 | 11 | 07:00 | 0 | 2013-12-11 | 7 | 147.45 | 1 | 148.45 | 0
12 | 11 | 08:00 | 0 | 2013-12-11 | 8 | 158.51 | 1 | 159.51 | 0
12 | 11 | 09:00 | 36 | 2013-12-11 | 9 | 159.23 | 1 | 160.23 | 5768.28
12 | 11 | 10:00 | 209 | 2013-12-11 | 10 | 154.92 | 1 | 155.92 | 32587.28
12 | 11 | 11:00 | 476 | 2013-12-11 | 11 | 143.39 | 1 | 144.39 | 68729.64
12 | 11 | 12:00 | 660 | 2013-12-11 | 12 | 138.12 | 1 | 139.12 | 91819.2
12 | 11 | 13:00 | 591 | 2013-12-11 | 13 | 124.63 | 1 | 125.63 | 74247.33
12 | 11 | 14:00 | 533 | 2013-12-11 | 14 | 127.64 | 1 | 128.64 | 68565.12
12 | 11 | 15:00 | 301 | 2013-12-11 | 15 | 127.73 | 1 | 128.73 | 38747.73
12 | 11 | 16:00 | 0 | 2013-12-11 | 16 | 132.08 | 1 | 133.08 | 0
12 | 11 | 17:00 | 0 | 2013-12-11 | 17 | 141.7 | 1 | 142.7 | 0
12 | 11 | 18:00 | 0 | 2013-12-11 | 18 | 167.73 | 1 | 168.73 | 0
12 | 11 | 19:00 | 0 | 2013-12-11 | 19 | 163.75 | 1 | 164.75 | 0
12 | 11 | 20:00 | 0 | 2013-12-11 | 20 | 162.01 | 1 | 163.01 | 0
12 | 11 | 21:00 | 0 | 2013-12-11 | 21 | 161.53 | 1 | 162.53 | 0
12 | 11 | 22:00 | 0 | 2013-12-11 | 22 | 150.4 | 1 | 151.4 | 0
12 | 11 | 23:00 | 0 | 2013-12-11 | 23 | 117.65 | 1 | 118.65 | 0
12 | 11 | 24:00 | 0 | 2013-12-11 | 24 | 121.77 | 1 | 122.77 | 0
12 | 12 | 01:00 | 0 | 2013-12-12 | 1 | 144.06 | 1 | 145.06 | 0
12 | 12 | 02:00 | 0 | 2013-12-12 | 2 | 139.95 | 1 | 140.95 | 0
12 | 12 | 03:00 | 0 | 2013-12-12 | 3 | 139.54 | 1 | 140.54 | 0
12 | 12 | 04:00 | 0 | 2013-12-12 | 4 | 131.88 | 1 | 132.88 | 0
12 | 12 | 05:00 | 0 | 2013-12-12 | 5 | 123.04 | 1 | 124.04 | 0
12 | 12 | 06:00 | 0 | 2013-12-12 | 6 | 148.82 | 1 | 149.82 | 0
12 | 12 | 07:00 | 0 | 2013-12-12 | 7 | 242.59 | 1 | 243.59 | 0
12 | 12 | 08:00 | 0 | 2013-12-12 | 8 | 287.89 | 1 | 288.89 | 0
12 | 12 | 09:00 | 5 | 2013-12-12 | 9 | 262.17 | 1 | 263.17 | 1315.85
12 | 12 | 10:00 | 94 | 2013-12-12 | 10 | 269.92 | 1 | 270.92 | 25466.48
12 | 12 | 11:00 | 669 | 2013-12-12 | 11 | 290.92 | 1 | 291.92 | 195294.48
12 | 12 | 12:00 | 761 | 2013-12-12 | 12 | 247.36 | 1 | 248.36 | 189001.96
12 | 12 | 13:00 | 614 | 2013-12-12 | 13 | 162.26 | 1 | 163.26 | 100241.64
12 | 12 | 14:00 | 1647 | 2013-12-12 | 14 | 154.39 | 1 | 155.39 | 255927.33
12 | 12 | 15:00 | 890 | 2013-12-12 | 15 | 154.85 | 1 | 155.85 | 138706.5
12 | 12 | 16:00 | 589 | 2013-12-12 | 16 | 155.19 | 1 | 156.19 | 91995.91
12 | 12 | 17:00 | 0 | 2013-12-12 | 17 | 274.18 | 1 | 275.18 | 0
12 | 12 | 18:00 | 0 | 2013-12-12 | 18 | 235.03 | 1 | 236.03 | 0
12 | 12 | 19:00 | 0 | 2013-12-12 | 19 | 275.66 | 1 | 276.66 | 0
12 | 12 | 20:00 | 0 | 2013-12-12 | 20 | 280.34 | 1 | 281.34 | 0
12 | 12 | 21:00 | 0 | 2013-12-12 | 21 | 253.94 | 1 | 254.94 | 0
12 | 12 | 22:00 | 0 | 2013-12-12 | 22 | 230.37 | 1 | 231.37 | 0
12 | 12 | 23:00 | 0 | 2013-12-12 | 23 | 253.74 | 1 | 254.74 | 0
12 | 12 | 24:00 | 0 | 2013-12-12 | 24 | 240.33 | 1 | 241.33 | 0
12 | 13 | 01:00 | 0 | 2013-12-13 | 1 | 222.83 | 1 | 223.83 | 0
12 | 13 | 02:00 | 0 | 2013-12-13 | 2 | 256.8 | 1 | 257.8 | 0
12 | 13 | 03:00 | 0 | 2013-12-13 | 3 | 194.43 | 1 | 195.43 | 0
12 | 13 | 04:00 | 0 | 2013-12-13 | 4 | 200.27 | 1 | 201.27 | 0
12 | 13 | 05:00 | 0 | 2013-12-13 | 5 | 222.82 | 1 | 223.82 | 0
12 | 13 | 06:00 | 0 | 2013-12-13 | 6 | 185.19 | 1 | 186.19 | 0
12 | 13 | 07:00 | 0 | 2013-12-13 | 7 | 287.96 | 1 | 288.96 | 0
12 | 13 | 08:00 | 0 | 2013-12-13 | 8 | 256.19 | 1 | 257.19 | 0
12 | 13 | 09:00 | 529 | 2013-12-13 | 9 | 250.46 | 1 | 251.46 | 133022.34
12 | 13 | 10:00 | 1122 | 2013-12-13 | 10 | 209.49 | 1 | 210.49 | 236169.78
12 | 13 | 11:00 | 660 | 2013-12-13 | 11 | 192.45 | 1 | 193.45 | 127677
12 | 13 | 12:00 | 693 | 2013-12-13 | 12 | 187.13 | 1 | 188.13 | 130374.09
12 | 13 | 13:00 | 599 | 2013-12-13 | 13 | 176.34 | 1 | 177.34 | 106226.66
12 | 13 | 14:00 | 460 | 2013-12-13 | 14 | 177.99 | 1 | 178.99 | 82335.4
12 | 13 | 15:00 | 94 | 2013-12-13 | 15 | 164.66 | 1 | 165.66 | 15572.04
12 | 13 | 16:00 | 0 | 2013-12-13 | 16 | 177.58 | 1 | 178.58 | 0
12 | 13 | 17:00 | 0 | 2013-12-13 | 17 | 243.09 | 1 | 244.09 | 0
12 | 13 | 18:00 | 0 | 2013-12-13 | 18 | 203.36 | 1 | 204.36 | 0
12 | 13 | 19:00 | 0 | 2013-12-13 | 19 | 206.66 | 1 | 207.66 | 0
12 | 13 | 20:00 | 0 | 2013-12-13 | 20 | 189.19 | 1 | 190.19 | 0
12 | 13 | 21:00 | 0 | 2013-12-13 | 21 | 180.17 | 1 | 181.17 | 0
12 | 13 | 22:00 | 0 | 2013-12-13 | 22 | 174.57 | 1 | 175.57 | 0
12 | 13 | 23:00 | 0 | 2013-12-13 | 23 | 134.09 | 1 | 135.09 | 0
12 | 13 | 24:00 | 0 | 2013-12-13 | 24 | 166.98 | 1 | 167.98 | 0
12 | 14 | 01:00 | 0 | 2013-12-14 | 1 | 152.51 | 1 | 153.51 | 0
12 | 14 | 02:00 | 0 | 2013-12-14 | 2 | 119.6 | 1 | 120.6 | 0
12 | 14 | 03:00 | 0 | 2013-12-14 | 3 | 129.52 | 1 | 130.52 | 0
12 | 14 | 04:00 | 0 | 2013-12-14 | 4 | 180.53 | 1 | 181.53 | 0
12 | 14 | 05:00 | 0 | 2013-12-14 | 5 | 189.31 | 1 | 190.31 | 0
12 | 14 | 06:00 | 0 | 2013-12-14 | 6 | 121.72 | 1 | 122.72 | 0
12 | 14 | 07:00 | 0 | 2013-12-14 | 7 | 173.03 | 1 | 174.03 | 0
12 | 14 | 08:00 | 1 | 2013-12-14 | 8 | 247.59 | 1 | 248.59 | 248.59
12 | 14 | 09:00 | 241 | 2013-12-14 | 9 | 237.57 | 1 | 238.57 | 57495.37
12 | 14 | 10:00 | 1835 | 2013-12-14 | 10 | 240.8 | 1 | 241.8 | 443703
12 | 14 | 11:00 | 2319 | 2013-12-14 | 11 | 245.76 | 1 | 246.76 | 572236.44
12 | 14 | 12:00 | 997 | 2013-12-14 | 12 | 239.92 | 1 | 240.92 | 240197.24
12 | 14 | 13:00 | 2611 | 2013-12-14 | 13 | 217.63 | 1 | 218.63 | 570842.93
12 | 14 | 14:00 | 2004 | 2013-12-14 | 14 | 202.15 | 1 | 203.15 | 407112.6
12 | 14 | 15:00 | 1557 | 2013-12-14 | 15 | 223.3 | 1 | 224.3 | 349235.1
12 | 14 | 16:00 | 635 | 2013-12-14 | 16 | 251.31 | 1 | 252.31 | 160216.85
12 | 14 | 17:00 | 0 | 2013-12-14 | 17 | 681.72 | 1 | 682.72 | 0
12 | 14 | 18:00 | 0 | 2013-12-14 | 18 | 1274.29 | 1 | 1275.29 | 0
12 | 14 | 19:00 | 0 | 2013-12-14 | 19 | 261.38 | 1 | 262.38 | 0
12 | 14 | 20:00 | 0 | 2013-12-14 | 20 | 175.6 | 1 | 176.6 | 0
12 | 14 | 21:00 | 0 | 2013-12-14 | 21 | 214.55 | 1 | 215.55 | 0
12 | 14 | 22:00 | 0 | 2013-12-14 | 22 | 209.4 | 1 | 210.4 | 0
12 | 14 | 23:00 | 0 | 2013-12-14 | 23 | 186.04 | 1 | 187.04 | 0
12 | 14 | 24:00 | 0 | 2013-12-14 | 24 | 196.81 | 1 | 197.81 | 0
12 | 15 | 01:00 | 0 | 2013-12-15 | 1 | 191.09 | 1 | 192.09 | 0
12 | 15 | 02:00 | 0 | 2013-12-15 | 2 | 191.32 | 1 | 192.32 | 0
12 | 15 | 03:00 | 0 | 2013-12-15 | 3 | 172.8 | 1 | 173.8 | 0
12 | 15 | 04:00 | 0 | 2013-12-15 | 4 | 171.75 | 1 | 172.75 | 0
12 | 15 | 05:00 | 0 | 2013-12-15 | 5 | 166.71 | 1 | 167.71 | 0
12 | 15 | 06:00 | 0 | 2013-12-15 | 6 | 139.82 | 1 | 140.82 | 0
12 | 15 | 07:00 | 0 | 2013-12-15 | 7 | 133.81 | 1 | 134.81 | 0
12 | 15 | 08:00 | 130 | 2013-12-15 | 8 | 151.13 | 1 | 152.13 | 19776.9
12 | 15 | 09:00 | 1341 | 2013-12-15 | 9 | 171.45 | 1 | 172.45 | 231255.45
12 | 15 | 10:00 | 1916 | 2013-12-15 | 10 | 226.11 | 1 | 227.11 | 435142.76
12 | 15 | 11:00 | 2374 | 2013-12-15 | 11 | 206.96 | 1 | 207.96 | 493697.04
12 | 15 | 12:00 | 2545 | 2013-12-15 | 12 | 218.96 | 1 | 219.96 | 559798.2
12 | 15 | 13:00 | 2661 | 2013-12-15 | 13 | 226.1 | 1 | 227.1 | 604313.1
12 | 15 | 14:00 | 1415 | 2013-12-15 | 14 | 133.59 | 1 | 134.59 | 190444.85
12 | 15 | 15:00 | 491 | 2013-12-15 | 15 | 115.35 | 1 | 116.35 | 57127.85
12 | 15 | 16:00 | 235 | 2013-12-15 | 16 | 153.05 | 1 | 154.05 | 36201.75
12 | 15 | 17:00 | 0 | 2013-12-15 | 17 | 283.41 | 1 | 284.41 | 0
12 | 15 | 18:00 | 0 | 2013-12-15 | 18 | 222.54 | 1 | 223.54 | 0
12 | 15 | 19:00 | 0 | 2013-12-15 | 19 | 223.92 | 1 | 224.92 | 0
12 | 15 | 20:00 | 0 | 2013-12-15 | 20 | 186.46 | 1 | 187.46 | 0
12 | 15 | 21:00 | 0 | 2013-12-15 | 21 | 190.61 | 1 | 191.61 | 0
12 | 15 | 22:00 | 0 | 2013-12-15 | 22 | 124.08 | 1 | 125.08 | 0
12 | 15 | 23:00 | 0 | 2013-12-15 | 23 | 94.5 | 1 | 95.5 | 0
12 | 15 | 24:00 | 0 | 2013-12-15 | 24 | 191.86 | 1 | 192.86 | 0
12 | 16 | 01:00 | 0 | 2013-12-16 | 1 | 199.58 | 1 | 200.58 | 0
12 | 16 | 02:00 | 0 | 2013-12-16 | 2 | 167.84 | 1 | 168.84 | 0
12 | 16 | 03:00 | 0 | 2013-12-16 | 3 | 118.93 | 1 | 119.93 | 0
12 | 16 | 04:00 | 0 | 2013-12-16 | 4 | 84.59 | 1 | 85.59 | 0
12 | 16 | 05:00 | 0 | 2013-12-16 | 5 | 60.75 | 1 | 61.75 | 0
12 | 16 | 06:00 | 0 | 2013-12-16 | 6 | 85.65 | 1 | 86.65 | 0
12 | 16 | 07:00 | 0 | 2013-12-16 | 7 | 203.93 | 1 | 204.93 | 0
12 | 16 | 08:00 | 187 | 2013-12-16 | 8 | 219.54 | 1 | 220.54 | 41240.98
12 | 16 | 09:00 | 1263 | 2013-12-16 | 9 | 142.6 | 1 | 143.6 | 181366.8
12 | 16 | 10:00 | 1379 | 2013-12-16 | 10 | 158.23 | 1 | 159.23 | 219578.17
12 | 16 | 11:00 | 1137 | 2013-12-16 | 11 | 169.8 | 1 | 170.8 | 194199.6
12 | 16 | 12:00 | 2145 | 2013-12-16 | 12 | 149.57 | 1 | 150.57 | 322972.65
12 | 16 | 13:00 | 1630 | 2013-12-16 | 13 | 105.44 | 1 | 106.44 | 173497.2
12 | 16 | 14:00 | 1407 | 2013-12-16 | 14 | 57 | 1 | 58 | 81606
12 | 16 | 15:00 | 1625 | 2013-12-16 | 15 | 51.39 | 1 | 52.39 | 85133.75
12 | 16 | 16:00 | 437 | 2013-12-16 | 16 | 121.57 | 1 | 122.57 | 53563.09
12 | 16 | 17:00 | 0 | 2013-12-16 | 17 | 222.8 | 1 | 223.8 | 0
12 | 16 | 18:00 | 0 | 2013-12-16 | 18 | 264.21 | 1 | 265.21 | 0
12 | 16 | 19:00 | 0 | 2013-12-16 | 19 | 217.4 | 1 | 218.4 | 0
12 | 16 | 20:00 | 0 | 2013-12-16 | 20 | 198.33 | 1 | 199.33 | 0
12 | 16 | 21:00 | 0 | 2013-12-16 | 21 | 184.75 | 1 | 185.75 | 0
12 | 16 | 22:00 | 0 | 2013-12-16 | 22 | 140.21 | 1 | 141.21 | 0
12 | 16 | 23:00 | 0 | 2013-12-16 | 23 | 92.44 | 1 | 93.44 | 0
12 | 16 | 24:00 | 0 | 2013-12-16 | 24 | 111.16 | 1 | 112.16 | 0
12 | 17 | 01:00 | 0 | 2013-12-17 | 1 | 125.37 | 1 | 126.37 | 0
12 | 17 | 02:00 | 0 | 2013-12-17 | 2 | 119.31 | 1 | 120.31 | 0
12 | 17 | 03:00 | 0 | 2013-12-17 | 3 | 103 | 1 | 104 | 0
12 | 17 | 04:00 | 0 | 2013-12-17 | 4 | 101.09 | 1 | 102.09 | 0
12 | 17 | 05:00 | 0 | 2013-12-17 | 5 | 158.35 | 1 | 159.35 | 0
12 | 17 | 06:00 | 0 | 2013-12-17 | 6 | 200.51 | 1 | 201.51 | 0
12 | 17 | 07:00 | 0 | 2013-12-17 | 7 | 266.91 | 1 | 267.91 | 0
12 | 17 | 08:00 | 15 | 2013-12-17 | 8 | 271.19 | 1 | 272.19 | 4082.85
12 | 17 | 09:00 | 1113 | 2013-12-17 | 9 | 230.72 | 1 | 231.72 | 257904.36
12 | 17 | 10:00 | 1851 | 2013-12-17 | 10 | 249.65 | 1 | 250.65 | 463953.15
12 | 17 | 11:00 | 2355 | 2013-12-17 | 11 | 265.89 | 1 | 266.89 | 628525.95
12 | 17 | 12:00 | 2571 | 2013-12-17 | 12 | 222.8 | 1 | 223.8 | 575389.8
12 | 17 | 13:00 | 2184 | 2013-12-17 | 13 | 215.71 | 1 | 216.71 | 473294.64
12 | 17 | 14:00 | 1300 | 2013-12-17 | 14 | 228.43 | 1 | 229.43 | 298259
12 | 17 | 15:00 | 826 | 2013-12-17 | 15 | 217.16 | 1 | 218.16 | 180200.16
12 | 17 | 16:00 | 444 | 2013-12-17 | 16 | 181.29 | 1 | 182.29 | 80936.76
12 | 17 | 17:00 | 0 | 2013-12-17 | 17 | 205.37 | 1 | 206.37 | 0
12 | 17 | 18:00 | 0 | 2013-12-17 | 18 | 237.96 | 1 | 238.96 | 0
12 | 17 | 19:00 | 0 | 2013-12-17 | 19 | 206.67 | 1 | 207.67 | 0
12 | 17 | 20:00 | 0 | 2013-12-17 | 20 | 199.77 | 1 | 200.77 | 0
12 | 17 | 21:00 | 0 | 2013-12-17 | 21 | 201.67 | 1 | 202.67 | 0
12 | 17 | 22:00 | 0 | 2013-12-17 | 22 | 163.37 | 1 | 164.37 | 0
12 | 17 | 23:00 | 0 | 2013-12-17 | 23 | 120.64 | 1 | 121.64 | 0
12 | 17 | 24:00 | 0 | 2013-12-17 | 24 | 153.99 | 1 | 154.99 | 0
12 | 18 | 01:00 | 0 | 2013-12-18 | 1 | 166.13 | 1 | 167.13 | 0
12 | 18 | 02:00 | 0 | 2013-12-18 | 2 | 173.91 | 1 | 174.91 | 0
12 | 18 | 03:00 | 0 | 2013-12-18 | 3 | 162.81 | 1 | 163.81 | 0
12 | 18 | 04:00 | 0 | 2013-12-18 | 4 | 171.02 | 1 | 172.02 | 0
12 | 18 | 05:00 | 0 | 2013-12-18 | 5 | 170.76 | 1 | 171.76 | 0
12 | 18 | 06:00 | 0 | 2013-12-18 | 6 | 183.69 | 1 | 184.69 | 0
12 | 18 | 07:00 | 0 | 2013-12-18 | 7 | 196.34 | 1 | 197.34 | 0
12 | 18 | 08:00 | 230 | 2013-12-18 | 8 | 194.65 | 1 | 195.65 | 44999.5
12 | 18 | 09:00 | 953 | 2013-12-18 | 9 | 188.65 | 1 | 189.65 | 180736.45
12 | 18 | 10:00 | 1667 | 2013-12-18 | 10 | 179.63 | 1 | 180.63 | 301110.21
12 | 18 | 11:00 | 2882 | 2013-12-18 | 11 | 160.12 | 1 | 161.12 | 464347.84
12 | 18 | 12:00 | 1968 | 2013-12-18 | 12 | 117.82 | 1 | 118.82 | 233837.76
12 | 18 | 13:00 | 2654 | 2013-12-18 | 13 | 109.41 | 1 | 110.41 | 293028.14
12 | 18 | 14:00 | 1705 | 2013-12-18 | 14 | 130.5 | 1 | 131.5 | 224207.5
12 | 18 | 15:00 | 997 | 2013-12-18 | 15 | 91.06 | 1 | 92.06 | 91783.82
12 | 18 | 16:00 | 705 | 2013-12-18 | 16 | 87.95 | 1 | 88.95 | 62709.75
12 | 18 | 17:00 | 0 | 2013-12-18 | 17 | 199.23 | 1 | 200.23 | 0
12 | 18 | 18:00 | 0 | 2013-12-18 | 18 | 203.54 | 1 | 204.54 | 0
12 | 18 | 19:00 | 0 | 2013-12-18 | 19 | 195.81 | 1 | 196.81 | 0
12 | 18 | 20:00 | 0 | 2013-12-18 | 20 | 182.76 | 1 | 183.76 | 0
12 | 18 | 21:00 | 0 | 2013-12-18 | 21 | 159.36 | 1 | 160.36 | 0
12 | 18 | 22:00 | 0 | 2013-12-18 | 22 | 179.76 | 1 | 180.76 | 0
12 | 18 | 23:00 | 0 | 2013-12-18 | 23 | 176.53 | 1 | 177.53 | 0
12 | 18 | 24:00 | 0 | 2013-12-18 | 24 | 78.88 | 1 | 79.88 | 0
12 | 19 | 01:00 | 0 | 2013-12-19 | 1 | 107.41 | 1 | 108.41 | 0
12 | 19 | 02:00 | 0 | 2013-12-19 | 2 | 58.21 | 1 | 59.21 | 0
12 | 19 | 03:00 | 0 | 2013-12-19 | 3 | 62.58 | 1 | 63.58 | 0
12 | 19 | 04:00 | 0 | 2013-12-19 | 4 | 60.19 | 1 | 61.19 | 0
12 | 19 | 05:00 | 0 | 2013-12-19 | 5 | 47.65 | 1 | 48.65 | 0
12 | 19 | 06:00 | 0 | 2013-12-19 | 6 | 65.13 | 1 | 66.13 | 0
12 | 19 | 07:00 | 0 | 2013-12-19 | 7 | 122.04 | 1 | 123.04 | 0
12 | 19 | 08:00 | 22 | 2013-12-19 | 8 | 520.23 | 1 | 521.23 | 11467.06
12 | 19 | 09:00 | 1189 | 2013-12-19 | 9 | 442.08 | 1 | 443.08 | 526822.12
12 | 19 | 10:00 | 2132 | 2013-12-19 | 10 | 127.77 | 1 | 128.77 | 274537.64
12 | 19 | 11:00 | 2650 | 2013-12-19 | 11 | 113.68 | 1 | 114.68 | 303902
12 | 19 | 12:00 | 2630 | 2013-12-19 | 12 | 91.73 | 1 | 92.73 | 243879.9
12 | 19 | 13:00 | 2649 | 2013-12-19 | 13 | 63.87 | 1 | 64.87 | 171840.63
12 | 19 | 14:00 | 2160 | 2013-12-19 | 14 | 59.46 | 1 | 60.46 | 130593.6
12 | 19 | 15:00 | 773 | 2013-12-19 | 15 | 51.63 | 1 | 52.63 | 40682.99
12 | 19 | 16:00 | 533 | 2013-12-19 | 16 | 65.14 | 1 | 66.14 | 35252.62
12 | 19 | 17:00 | 0 | 2013-12-19 | 17 | 109.67 | 1 | 110.67 | 0
12 | 19 | 18:00 | 0 | 2013-12-19 | 18 | 123.48 | 1 | 124.48 | 0
12 | 19 | 19:00 | 0 | 2013-12-19 | 19 | 97.84 | 1 | 98.84 | 0
12 | 19 | 20:00 | 0 | 2013-12-19 | 20 | 88.06 | 1 | 89.06 | 0
12 | 19 | 21:00 | 0 | 2013-12-19 | 21 | 99.58 | 1 | 100.58 | 0
12 | 19 | 22:00 | 0 | 2013-12-19 | 22 | 51.63 | 1 | 52.63 | 0
12 | 19 | 23:00 | 0 | 2013-12-19 | 23 | 44.31 | 1 | 45.31 | 0
12 | 19 | 24:00 | 0 | 2013-12-19 | 24 | 48.89 | 1 | 49.89 | 0
12 | 20 | 01:00 | 0 | 2013-12-20 | 1 | 43.09 | 1 | 44.09 | 0
12 | 20 | 02:00 | 0 | 2013-12-20 | 2 | 42.77 | 1 | 43.77 | 0
12 | 20 | 03:00 | 0 | 2013-12-20 | 3 | 45.8 | 1 | 46.8 | 0
12 | 20 | 04:00 | 0 | 2013-12-20 | 4 | 44.61 | 1 | 45.61 | 0
12 | 20 | 05:00 | 0 | 2013-12-20 | 5 | 45.83 | 1 | 46.83 | 0
12 | 20 | 06:00 | 0 | 2013-12-20 | 6 | 51.4 | 1 | 52.4 | 0
12 | 20 | 07:00 | 0 | 2013-12-20 | 7 | 105.61 | 1 | 106.61 | 0
12 | 20 | 08:00 | 433 | 2013-12-20 | 8 | 102.88 | 1 | 103.88 | 44980.04
12 | 20 | 09:00 | 1601 | 2013-12-20 | 9 | 93.35 | 1 | 94.35 | 151054.35
12 | 20 | 10:00 | 2237 | 2013-12-20 | 10 | 89.91 | 1 | 90.91 | 203365.67
12 | 20 | 11:00 | 2620 | 2013-12-20 | 11 | 95.72 | 1 | 96.72 | 253406.4
12 | 20 | 12:00 | 2749 | 2013-12-20 | 12 | 91.93 | 1 | 92.93 | 255464.57
12 | 20 | 13:00 | 2553 | 2013-12-20 | 13 | 79.73 | 1 | 80.73 | 206103.69
12 | 20 | 14:00 | 1684 | 2013-12-20 | 14 | 66.72 | 1 | 67.72 | 114040.48
12 | 20 | 15:00 | 844 | 2013-12-20 | 15 | 68.52 | 1 | 69.52 | 58674.88
12 | 20 | 16:00 | 4 | 2013-12-20 | 16 | 74.99 | 1 | 75.99 | 303.96
12 | 20 | 17:00 | 0 | 2013-12-20 | 17 | 99.75 | 1 | 100.75 | 0
12 | 20 | 18:00 | 0 | 2013-12-20 | 18 | 88.49 | 1 | 89.49 | 0
12 | 20 | 19:00 | 0 | 2013-12-20 | 19 | 97.56 | 1 | 98.56 | 0
12 | 20 | 20:00 | 0 | 2013-12-20 | 20 | 72.91 | 1 | 73.91 | 0
12 | 20 | 21:00 | 0 | 2013-12-20 | 21 | 71.31 | 1 | 72.31 | 0
12 | 20 | 22:00 | 0 | 2013-12-20 | 22 | 54.08 | 1 | 55.08 | 0
12 | 20 | 23:00 | 0 | 2013-12-20 | 23 | 53.21 | 1 | 54.21 | 0
12 | 20 | 24:00 | 0 | 2013-12-20 | 24 | 43.35 | 1 | 44.35 | 0
12 | 21 | 01:00 | 0 | 2013-12-21 | 1 | 41.68 | 1 | 42.68 | 0
12 | 21 | 02:00 | 0 | 2013-12-21 | 2 | 38.41 | 1 | 39.41 | 0
12 | 21 | 03:00 | 0 | 2013-12-21 | 3 | 36.48 | 1 | 37.48 | 0
12 | 21 | 04:00 | 0 | 2013-12-21 | 4 | 35.33 | 1 | 36.33 | 0
12 | 21 | 05:00 | 0 | 2013-12-21 | 5 | 36.96 | 1 | 37.96 | 0
12 | 21 | 06:00 | 0 | 2013-12-21 | 6 | 41.18 | 1 | 42.18 | 0
12 | 21 | 07:00 | 0 | 2013-12-21 | 7 | 36.04 | 1 | 37.04 | 0
12 | 21 | 08:00 | 59 | 2013-12-21 | 8 | 36.36 | 1 | 37.36 | 2204.24
12 | 21 | 09:00 | 1184 | 2013-12-21 | 9 | 38.03 | 1 | 39.03 | 46211.52
12 | 21 | 10:00 | 1551 | 2013-12-21 | 10 | 37.1 | 1 | 38.1 | 59093.1
12 | 21 | 11:00 | 2060 | 2013-12-21 | 11 | 36.98 | 1 | 37.98 | 78238.8
12 | 21 | 12:00 | 2134 | 2013-12-21 | 12 | 36.78 | 1 | 37.78 | 80622.52
12 | 21 | 13:00 | 2313 | 2013-12-21 | 13 | 23.54 | 1 | 24.54 | 56761.02
12 | 21 | 14:00 | 1780 | 2013-12-21 | 14 | 28.15 | 1 | 29.15 | 51887
12 | 21 | 15:00 | 647 | 2013-12-21 | 15 | 34.47 | 1 | 35.47 | 22949.09
12 | 21 | 16:00 | 141 | 2013-12-21 | 16 | 34.32 | 1 | 35.32 | 4980.12
12 | 21 | 17:00 | 0 | 2013-12-21 | 17 | 42.87 | 1 | 43.87 | 0
12 | 21 | 18:00 | 0 | 2013-12-21 | 18 | 38.46 | 1 | 39.46 | 0
12 | 21 | 19:00 | 0 | 2013-12-21 | 19 | 37.37 | 1 | 38.37 | 0
12 | 21 | 20:00 | 0 | 2013-12-21 | 20 | 36.92 | 1 | 37.92 | 0
12 | 21 | 21:00 | 0 | 2013-12-21 | 21 | 37.06 | 1 | 38.06 | 0
12 | 21 | 22:00 | 0 | 2013-12-21 | 22 | 29.41 | 1 | 30.41 | 0
12 | 21 | 23:00 | 0 | 2013-12-21 | 23 | 27.85 | 1 | 28.85 | 0
12 | 21 | 24:00 | 0 | 2013-12-21 | 24 | 2.9 | 1 | 3.9 | 0
12 | 22 | 01:00 | 0 | 2013-12-22 | 1 | 0 | 1 | 1 | 0
12 | 22 | 02:00 | 0 | 2013-12-22 | 2 | 0 | 1 | 1 | 0
12 | 22 | 03:00 | 0 | 2013-12-22 | 3 | 0 | 1 | 1 | 0
12 | 22 | 04:00 | 0 | 2013-12-22 | 4 | 0 | 1 | 1 | 0
12 | 22 | 05:00 | 0 | 2013-12-22 | 5 | 0 | 1 | 1 | 0
12 | 22 | 06:00 | 0 | 2013-12-22 | 6 | 48.52 | 1 | 49.52 | 0
12 | 22 | 07:00 | 0 | 2013-12-22 | 7 | 37.71 | 1 | 38.71 | 0
12 | 22 | 08:00 | 18 | 2013-12-22 | 8 | 31.68 | 1 | 32.68 | 588.24
12 | 22 | 09:00 | 1174 | 2013-12-22 | 9 | 25.08 | 1 | 26.08 | 30617.92
12 | 22 | 10:00 | 1880 | 2013-12-22 | 10 | 35.69 | 1 | 36.69 | 68977.2
12 | 22 | 11:00 | 2319 | 2013-12-22 | 11 | 36.96 | 1 | 37.96 | 88029.24
12 | 22 | 12:00 | 2484 | 2013-12-22 | 12 | 37.55 | 1 | 38.55 | 95758.2
12 | 22 | 13:00 | 2203 | 2013-12-22 | 13 | 38.61 | 1 | 39.61 | 87260.83
12 | 22 | 14:00 | 1976 | 2013-12-22 | 14 | 37.63 | 1 | 38.63 | 76332.88
12 | 22 | 15:00 | 1234 | 2013-12-22 | 15 | 30.62 | 1 | 31.62 | 39019.08
12 | 22 | 16:00 | 136 | 2013-12-22 | 16 | 31.1 | 1 | 32.1 | 4365.6
12 | 22 | 17:00 | 0 | 2013-12-22 | 17 | 42.41 | 1 | 43.41 | 0
12 | 22 | 18:00 | 0 | 2013-12-22 | 18 | 37.92 | 1 | 38.92 | 0
12 | 22 | 19:00 | 0 | 2013-12-22 | 19 | 40.26 | 1 | 41.26 | 0
12 | 22 | 20:00 | 0 | 2013-12-22 | 20 | 40.36 | 1 | 41.36 | 0
12 | 22 | 21:00 | 0 | 2013-12-22 | 21 | 37.31 | 1 | 38.31 | 0
12 | 22 | 22:00 | 0 | 2013-12-22 | 22 | 16.94 | 1 | 17.94 | 0
12 | 22 | 23:00 | 0 | 2013-12-22 | 23 | 31.15 | 1 | 32.15 | 0
12 | 22 | 24:00 | 0 | 2013-12-22 | 24 | 20.6 | 1 | 21.6 | 0
12 | 23 | 01:00 | 0 | 2013-12-23 | 1 | 32.61 | 1 | 33.61 | 0
12 | 23 | 02:00 | 0 | 2013-12-23 | 2 | 32.75 | 1 | 33.75 | 0
12 | 23 | 03:00 | 0 | 2013-12-23 | 3 | 17.53 | 1 | 18.53 | 0
12 | 23 | 04:00 | 0 | 2013-12-23 | 4 | 30.24 | 1 | 31.24 | 0
12 | 23 | 05:00 | 0 | 2013-12-23 | 5 | 38.72 | 1 | 39.72 | 0
12 | 23 | 06:00 | 0 | 2013-12-23 | 6 | 33.05 | 1 | 34.05 | 0
12 | 23 | 07:00 | 0 | 2013-12-23 | 7 | 25.22 | 1 | 26.22 | 0
12 | 23 | 08:00 | 0 | 2013-12-23 | 8 | 15.53 | 1 | 16.53 | 0
12 | 23 | 09:00 | 26 | 2013-12-23 | 9 | 36.51 | 1 | 37.51 | 975.26
12 | 23 | 10:00 | 506 | 2013-12-23 | 10 | 41.56 | 1 | 42.56 | 21535.36
12 | 23 | 11:00 | 700 | 2013-12-23 | 11 | 44.64 | 1 | 45.64 | 31948
12 | 23 | 12:00 | 633 | 2013-12-23 | 12 | 49.72 | 1 | 50.72 | 32105.76
12 | 23 | 13:00 | 467 | 2013-12-23 | 13 | 51.53 | 1 | 52.53 | 24531.51
12 | 23 | 14:00 | 1080 | 2013-12-23 | 14 | 46.55 | 1 | 47.55 | 51354
12 | 23 | 15:00 | 161 | 2013-12-23 | 15 | 45.15 | 1 | 46.15 | 7430.15
12 | 23 | 16:00 | 2 | 2013-12-23 | 16 | 47.05 | 1 | 48.05 | 96.1
12 | 23 | 17:00 | 0 | 2013-12-23 | 17 | 53.65 | 1 | 54.65 | 0
12 | 23 | 18:00 | 0 | 2013-12-23 | 18 | 53.01 | 1 | 54.01 | 0
12 | 23 | 19:00 | 0 | 2013-12-23 | 19 | 46.15 | 1 | 47.15 | 0
12 | 23 | 20:00 | 0 | 2013-12-23 | 20 | 49.47 | 1 | 50.47 | 0
12 | 23 | 21:00 | 0 | 2013-12-23 | 21 | 42.7 | 1 | 43.7 | 0
12 | 23 | 22:00 | 0 | 2013-12-23 | 22 | 38.97 | 1 | 39.97 | 0
12 | 23 | 23:00 | 0 | 2013-12-23 | 23 | 38.73 | 1 | 39.73 | 0
12 | 23 | 24:00 | 0 | 2013-12-23 | 24 | 34.29 | 1 | 35.29 | 0
12 | 24 | 01:00 | 0 | 2013-12-24 | 1 | 60.37 | 1 | 61.37 | 0
12 | 24 | 02:00 | 0 | 2013-12-24 | 2 | 11.97 | 1 | 12.97 | 0
12 | 24 | 03:00 | 0 | 2013-12-24 | 3 | 0 | 1 | 1 | 0
12 | 24 | 04:00 | 0 | 2013-12-24 | 4 | 0 | 1 | 1 | 0
12 | 24 | 05:00 | 0 | 2013-12-24 | 5 | 0 | 1 | 1 | 0
12 | 24 | 06:00 | 0 | 2013-12-24 | 6 | 23.83 | 1 | 24.83 | 0
12 | 24 | 07:00 | 0 | 2013-12-24 | 7 | 47.86 | 1 | 48.86 | 0
12 | 24 | 08:00 | 0 | 2013-12-24 | 8 | 65.84 | 1 | 66.84 | 0
12 | 24 | 09:00 | 96 | 2013-12-24 | 9 | 67.97 | 1 | 68.97 | 6621.12
12 | 24 | 10:00 | 76 | 2013-12-24 | 10 | 83.47 | 1 | 84.47 | 6419.72
12 | 24 | 11:00 | 165 | 2013-12-24 | 11 | 78.59 | 1 | 79.59 | 13132.35
12 | 24 | 12:00 | 384 | 2013-12-24 | 12 | 76.08 | 1 | 77.08 | 29598.72
12 | 24 | 13:00 | 473 | 2013-12-24 | 13 | 45.64 | 1 | 46.64 | 22060.72
12 | 24 | 14:00 | 732 | 2013-12-24 | 14 | 48.87 | 1 | 49.87 | 36504.84
12 | 24 | 15:00 | 446 | 2013-12-24 | 15 | 53.16 | 1 | 54.16 | 24155.36
12 | 24 | 16:00 | 52 | 2013-12-24 | 16 | 68.74 | 1 | 69.74 | 3626.48
12 | 24 | 17:00 | 0 | 2013-12-24 | 17 | 101.65 | 1 | 102.65 | 0
12 | 24 | 18:00 | 0 | 2013-12-24 | 18 | 108.09 | 1 | 109.09 | 0
12 | 24 | 19:00 | 0 | 2013-12-24 | 19 | 75.02 | 1 | 76.02 | 0
12 | 24 | 20:00 | 0 | 2013-12-24 | 20 | 22.83 | 1 | 23.83 | 0
12 | 24 | 21:00 | 0 | 2013-12-24 | 21 | 39.31 | 1 | 40.31 | 0
12 | 24 | 22:00 | 0 | 2013-12-24 | 22 | 49.94 | 1 | 50.94 | 0
12 | 24 | 23:00 | 0 | 2013-12-24 | 23 | 83.89 | 1 | 84.89 | 0
12 | 24 | 24:00 | 0 | 2013-12-24 | 24 | 43.06 | 1 | 44.06 | 0
12 | 25 | 01:00 | 0 | 2013-12-25 | 1 | 39.93 | 1 | 40.93 | 0
12 | 25 | 02:00 | 0 | 2013-12-25 | 2 | 37.3 | 1 | 38.3 | 0
12 | 25 | 03:00 | 0 | 2013-12-25 | 3 | 57.04 | 1 | 58.04 | 0
12 | 25 | 04:00 | 0 | 2013-12-25 | 4 | 48.91 | 1 | 49.91 | 0
12 | 25 | 05:00 | 0 | 2013-12-25 | 5 | 46.82 | 1 | 47.82 | 0
12 | 25 | 06:00 | 0 | 2013-12-25 | 6 | 40.73 | 1 | 41.73 | 0
12 | 25 | 07:00 | 0 | 2013-12-25 | 7 | 39.74 | 1 | 40.74 | 0
12 | 25 | 08:00 | 0 | 2013-12-25 | 8 | 42.49 | 1 | 43.49 | 0
12 | 25 | 09:00 | 10 | 2013-12-25 | 9 | 52.53 | 1 | 53.53 | 535.3
12 | 25 | 10:00 | 527 | 2013-12-25 | 10 | 59.66 | 1 | 60.66 | 31967.82
12 | 25 | 11:00 | 768 | 2013-12-25 | 11 | 63.88 | 1 | 64.88 | 49827.84
12 | 25 | 12:00 | 1738 | 2013-12-25 | 12 | 59.85 | 1 | 60.85 | 105757.3
12 | 25 | 13:00 | 1386 | 2013-12-25 | 13 | 51.87 | 1 | 52.87 | 73277.82
12 | 25 | 14:00 | 1224 | 2013-12-25 | 14 | 44.22 | 1 | 45.22 | 55349.28
12 | 25 | 15:00 | 557 | 2013-12-25 | 15 | 43.16 | 1 | 44.16 | 24597.12
12 | 25 | 16:00 | 8 | 2013-12-25 | 16 | 48.16 | 1 | 49.16 | 393.28
12 | 25 | 17:00 | 0 | 2013-12-25 | 17 | 52.71 | 1 | 53.71 | 0
12 | 25 | 18:00 | 0 | 2013-12-25 | 18 | 57.04 | 1 | 58.04 | 0
12 | 25 | 19:00 | 0 | 2013-12-25 | 19 | 56.01 | 1 | 57.01 | 0
12 | 25 | 20:00 | 0 | 2013-12-25 | 20 | 58.05 | 1 | 59.05 | 0
12 | 25 | 21:00 | 0 | 2013-12-25 | 21 | 62.8 | 1 | 63.8 | 0
12 | 25 | 22:00 | 0 | 2013-12-25 | 22 | 57.47 | 1 | 58.47 | 0
12 | 25 | 23:00 | 0 | 2013-12-25 | 23 | 35.29 | 1 | 36.29 | 0
12 | 25 | 24:00 | 0 | 2013-12-25 | 24 | 27.42 | 1 | 28.42 | 0
12 | 26 | 01:00 | 0 | 2013-12-26 | 1 | 79.03 | 1 | 80.03 | 0
12 | 26 | 02:00 | 0 | 2013-12-26 | 2 | 54.71 | 1 | 55.71 | 0
12 | 26 | 03:00 | 0 | 2013-12-26 | 3 | 54 | 1 | 55 | 0
12 | 26 | 04:00 | 0 | 2013-12-26 | 4 | 44.49 | 1 | 45.49 | 0
12 | 26 | 05:00 | 0 | 2013-12-26 | 5 | 41.9 | 1 | 42.9 | 0
12 | 26 | 06:00 | 0 | 2013-12-26 | 6 | 39.56 | 1 | 40.56 | 0
12 | 26 | 07:00 | 0 | 2013-12-26 | 7 | 51.89 | 1 | 52.89 | 0
12 | 26 | 08:00 | 61 | 2013-12-26 | 8 | 84.46 | 1 | 85.46 | 5213.06
12 | 26 | 09:00 | 1277 | 2013-12-26 | 9 | 93.96 | 1 | 94.96 | 121263.92
12 | 26 | 10:00 | 2205 | 2013-12-26 | 10 | 112.28 | 1 | 113.28 | 249782.4
12 | 26 | 11:00 | 2743 | 2013-12-26 | 11 | 255.1 | 1 | 256.1 | 702482.3
12 | 26 | 12:00 | 2877 | 2013-12-26 | 12 | 123.09 | 1 | 124.09 | 357006.93
12 | 26 | 13:00 | 2728 | 2013-12-26 | 13 | 119.17 | 1 | 120.17 | 327823.76
12 | 26 | 14:00 | 2398 | 2013-12-26 | 14 | 99.24 | 1 | 100.24 | 240375.52
12 | 26 | 15:00 | 1794 | 2013-12-26 | 15 | 88.99 | 1 | 89.99 | 161442.06
12 | 26 | 16:00 | 747 | 2013-12-26 | 16 | 90.28 | 1 | 91.28 | 68186.16
12 | 26 | 17:00 | 0 | 2013-12-26 | 17 | 135.3 | 1 | 136.3 | 0
12 | 26 | 18:00 | 0 | 2013-12-26 | 18 | 390.38 | 1 | 391.38 | 0
12 | 26 | 19:00 | 0 | 2013-12-26 | 19 | 195.28 | 1 | 196.28 | 0
12 | 26 | 20:00 | 0 | 2013-12-26 | 20 | 91.09 | 1 | 92.09 | 0
12 | 26 | 21:00 | 0 | 2013-12-26 | 21 | 96.97 | 1 | 97.97 | 0
12 | 26 | 22:00 | 0 | 2013-12-26 | 22 | 83.48 | 1 | 84.48 | 0
12 | 26 | 23:00 | 0 | 2013-12-26 | 23 | 50.92 | 1 | 51.92 | 0
12 | 26 | 24:00 | 0 | 2013-12-26 | 24 | 48.74 | 1 | 49.74 | 0
12 | 27 | 01:00 | 0 | 2013-12-27 | 1 | 49.51 | 1 | 50.51 | 0
12 | 27 | 02:00 | 0 | 2013-12-27 | 2 | 108.97 | 1 | 109.97 | 0
12 | 27 | 03:00 | 0 | 2013-12-27 | 3 | 68.71 | 1 | 69.71 | 0
12 | 27 | 04:00 | 0 | 2013-12-27 | 4 | 71.69 | 1 | 72.69 | 0
12 | 27 | 05:00 | 0 | 2013-12-27 | 5 | 186.26 | 1 | 187.26 | 0
12 | 27 | 06:00 | 0 | 2013-12-27 | 6 | 67.1 | 1 | 68.1 | 0
12 | 27 | 07:00 | 0 | 2013-12-27 | 7 | 67.54 | 1 | 68.54 | 0
12 | 27 | 08:00 | 0 | 2013-12-27 | 8 | 109.51 | 1 | 110.51 | 0
12 | 27 | 09:00 | 15 | 2013-12-27 | 9 | 167.83 | 1 | 168.83 | 2532.45
12 | 27 | 10:00 | 762 | 2013-12-27 | 10 | 196.27 | 1 | 197.27 | 150319.74
12 | 27 | 11:00 | 1211 | 2013-12-27 | 11 | 188.15 | 1 | 189.15 | 229060.65
12 | 27 | 12:00 | 2007 | 2013-12-27 | 12 | 181.2 | 1 | 182.2 | 365675.4
12 | 27 | 13:00 | 991 | 2013-12-27 | 13 | 161.48 | 1 | 162.48 | 161017.68
12 | 27 | 14:00 | 910 | 2013-12-27 | 14 | 93.83 | 1 | 94.83 | 86295.3
12 | 27 | 15:00 | 569 | 2013-12-27 | 15 | 56.51 | 1 | 57.51 | 32723.19
12 | 27 | 16:00 | 4 | 2013-12-27 | 16 | 58.36 | 1 | 59.36 | 237.44
12 | 27 | 17:00 | 0 | 2013-12-27 | 17 | 117.38 | 1 | 118.38 | 0
12 | 27 | 18:00 | 0 | 2013-12-27 | 18 | 113.79 | 1 | 114.79 | 0
12 | 27 | 19:00 | 0 | 2013-12-27 | 19 | 133.04 | 1 | 134.04 | 0
12 | 27 | 20:00 | 0 | 2013-12-27 | 20 | 200.36 | 1 | 201.36 | 0
12 | 27 | 21:00 | 0 | 2013-12-27 | 21 | 98.62 | 1 | 99.62 | 0
12 | 27 | 22:00 | 0 | 2013-12-27 | 22 | 120.89 | 1 | 121.89 | 0
12 | 27 | 23:00 | 0 | 2013-12-27 | 23 | 121.78 | 1 | 122.78 | 0
12 | 27 | 24:00 | 0 | 2013-12-27 | 24 | 103.41 | 1 | 104.41 | 0
12 | 28 | 01:00 | 0 | 2013-12-28 | 1 | 156.46 | 1 | 157.46 | 0
12 | 28 | 02:00 | 0 | 2013-12-28 | 2 | 136.57 | 1 | 137.57 | 0
12 | 28 | 03:00 | 0 | 2013-12-28 | 3 | 120.76 | 1 | 121.76 | 0
12 | 28 | 04:00 | 0 | 2013-12-28 | 4 | 126.46 | 1 | 127.46 | 0
12 | 28 | 05:00 | 0 | 2013-12-28 | 5 | 165.28 | 1 | 166.28 | 0
12 | 28 | 06:00 | 0 | 2013-12-28 | 6 | 235.75 | 1 | 236.75 | 0
12 | 28 | 07:00 | 0 | 2013-12-28 | 7 | 142.13 | 1 | 143.13 | 0
12 | 28 | 08:00 | 2 | 2013-12-28 | 8 | 97.37 | 1 | 98.37 | 196.74
12 | 28 | 09:00 | 1202 | 2013-12-28 | 9 | 83.3 | 1 | 84.3 | 101328.6
12 | 28 | 10:00 | 2009 | 2013-12-28 | 10 | 143.1 | 1 | 144.1 | 289496.9
12 | 28 | 11:00 | 2703 | 2013-12-28 | 11 | 106.89 | 1 | 107.89 | 291626.67
12 | 28 | 12:00 | 2959 | 2013-12-28 | 12 | 53.9 | 1 | 54.9 | 162449.1
12 | 28 | 13:00 | 2851 | 2013-12-28 | 13 | 43.49 | 1 | 44.49 | 126840.99
12 | 28 | 14:00 | 2515 | 2013-12-28 | 14 | 44.2 | 1 | 45.2 | 113678
12 | 28 | 15:00 | 1837 | 2013-12-28 | 15 | 41.78 | 1 | 42.78 | 78586.86
12 | 28 | 16:00 | 848 | 2013-12-28 | 16 | 33.59 | 1 | 34.59 | 29332.32
12 | 28 | 17:00 | 0 | 2013-12-28 | 17 | 55.35 | 1 | 56.35 | 0
12 | 28 | 18:00 | 0 | 2013-12-28 | 18 | 41.98 | 1 | 42.98 | 0
12 | 28 | 19:00 | 0 | 2013-12-28 | 19 | 43.85 | 1 | 44.85 | 0
12 | 28 | 20:00 | 0 | 2013-12-28 | 20 | 45.19 | 1 | 46.19 | 0
12 | 28 | 21:00 | 0 | 2013-12-28 | 21 | 58.5 | 1 | 59.5 | 0
12 | 28 | 22:00 | 0 | 2013-12-28 | 22 | 70.01 | 1 | 71.01 | 0
12 | 28 | 23:00 | 0 | 2013-12-28 | 23 | 49.12 | 1 | 50.12 | 0
12 | 28 | 24:00 | 0 | 2013-12-28 | 24 | 38.61 | 1 | 39.61 | 0
12 | 29 | 01:00 | 0 | 2013-12-29 | 1 | 44.52 | 1 | 45.52 | 0
12 | 29 | 02:00 | 0 | 2013-12-29 | 2 | 46.27 | 1 | 47.27 | 0
12 | 29 | 03:00 | 0 | 2013-12-29 | 3 | 38.95 | 1 | 39.95 | 0
12 | 29 | 04:00 | 0 | 2013-12-29 | 4 | 38.19 | 1 | 39.19 | 0
12 | 29 | 05:00 | 0 | 2013-12-29 | 5 | 45.72 | 1 | 46.72 | 0
12 | 29 | 06:00 | 0 | 2013-12-29 | 6 | 48.2 | 1 | 49.2 | 0
12 | 29 | 07:00 | 0 | 2013-12-29 | 7 | 113.36 | 1 | 114.36 | 0
12 | 29 | 08:00 | 2 | 2013-12-29 | 8 | 86.77 | 1 | 87.77 | 175.54
12 | 29 | 09:00 | 177 | 2013-12-29 | 9 | 55.64 | 1 | 56.64 | 10025.28
12 | 29 | 10:00 | 1092 | 2013-12-29 | 10 | 74.38 | 1 | 75.38 | 82314.96
12 | 29 | 11:00 | 821 | 2013-12-29 | 11 | 60.96 | 1 | 61.96 | 50869.16
12 | 29 | 12:00 | 2402 | 2013-12-29 | 12 | 62.34 | 1 | 63.34 | 152142.68
12 | 29 | 13:00 | 2584 | 2013-12-29 | 13 | 111.3 | 1 | 112.3 | 290183.2
12 | 29 | 14:00 | 1717 | 2013-12-29 | 14 | 98.6 | 1 | 99.6 | 171013.2
12 | 29 | 15:00 | 1682 | 2013-12-29 | 15 | 99.63 | 1 | 100.63 | 169259.66
12 | 29 | 16:00 | 362 | 2013-12-29 | 16 | 105.56 | 1 | 106.56 | 38574.72
12 | 29 | 17:00 | 0 | 2013-12-29 | 17 | 127.7 | 1 | 128.7 | 0
12 | 29 | 18:00 | 0 | 2013-12-29 | 18 | 148.41 | 1 | 149.41 | 0
12 | 29 | 19:00 | 0 | 2013-12-29 | 19 | 106.22 | 1 | 107.22 | 0
12 | 29 | 20:00 | 0 | 2013-12-29 | 20 | 88.53 | 1 | 89.53 | 0
12 | 29 | 21:00 | 0 | 2013-12-29 | 21 | 62.52 | 1 | 63.52 | 0
12 | 29 | 22:00 | 0 | 2013-12-29 | 22 | 62.86 | 1 | 63.86 | 0
12 | 29 | 23:00 | 0 | 2013-12-29 | 23 | 62.48 | 1 | 63.48 | 0
12 | 29 | 24:00 | 0 | 2013-12-29 | 24 | 41.31 | 1 | 42.31 | 0
12 | 30 | 01:00 | 0 | 2013-12-30 | 1 | 35.05 | 1 | 36.05 | 0
12 | 30 | 02:00 | 0 | 2013-12-30 | 2 | 29.25 | 1 | 30.25 | 0
12 | 30 | 03:00 | 0 | 2013-12-30 | 3 | 0.69 | 1 | 1.69 | 0
12 | 30 | 04:00 | 0 | 2013-12-30 | 4 | 0 | 1 | 1 | 0
12 | 30 | 05:00 | 0 | 2013-12-30 | 5 | 0 | 1 | 1 | 0
12 | 30 | 06:00 | 0 | 2013-12-30 | 6 | 0 | 1 | 1 | 0
12 | 30 | 07:00 | 0 | 2013-12-30 | 7 | 39.41 | 1 | 40.41 | 0
12 | 30 | 08:00 | 115 | 2013-12-30 | 8 | 50.05 | 1 | 51.05 | 5870.75
12 | 30 | 09:00 | 1428 | 2013-12-30 | 9 | 52.45 | 1 | 53.45 | 76326.6
12 | 30 | 10:00 | 2079 | 2013-12-30 | 10 | 43.43 | 1 | 44.43 | 92369.97
12 | 30 | 11:00 | 2758 | 2013-12-30 | 11 | 52.17 | 1 | 53.17 | 146642.86
12 | 30 | 12:00 | 2789 | 2013-12-30 | 12 | 67.85 | 1 | 68.85 | 192022.65
12 | 30 | 13:00 | 2834 | 2013-12-30 | 13 | 56.03 | 1 | 57.03 | 161623.02
12 | 30 | 14:00 | 1699 | 2013-12-30 | 14 | 41.28 | 1 | 42.28 | 71833.72
12 | 30 | 15:00 | 1047 | 2013-12-30 | 15 | 36.3 | 1 | 37.3 | 39053.1
12 | 30 | 16:00 | 566 | 2013-12-30 | 16 | 46.47 | 1 | 47.47 | 26868.02
12 | 30 | 17:00 | 0 | 2013-12-30 | 17 | 70.58 | 1 | 71.58 | 0
12 | 30 | 18:00 | 0 | 2013-12-30 | 18 | 115.99 | 1 | 116.99 | 0
12 | 30 | 19:00 | 0 | 2013-12-30 | 19 | 83.03 | 1 | 84.03 | 0
12 | 30 | 20:00 | 0 | 2013-12-30 | 20 | 73.85 | 1 | 74.85 | 0
12 | 30 | 21:00 | 0 | 2013-12-30 | 21 | 53.12 | 1 | 54.12 | 0
12 | 30 | 22:00 | 0 | 2013-12-30 | 22 | 63.52 | 1 | 64.52 | 0
12 | 30 | 23:00 | 0 | 2013-12-30 | 23 | 48.34 | 1 | 49.34 | 0
12 | 30 | 24:00 | 0 | 2013-12-30 | 24 | 47.97 | 1 | 48.97 | 0
12 | 31 | 01:00 | 0 | 2013-12-31 | 1 | 152.45 | 1 | 153.45 | 0
12 | 31 | 02:00 | 0 | 2013-12-31 | 2 | 191.58 | 1 | 192.58 | 0
12 | 31 | 03:00 | 0 | 2013-12-31 | 3 | 170.89 | 1 | 171.89 | 0
12 | 31 | 04:00 | 0 | 2013-12-31 | 4 | 54.79 | 1 | 55.79 | 0
12 | 31 | 05:00 | 0 | 2013-12-31 | 5 | 46.84 | 1 | 47.84 | 0
12 | 31 | 06:00 | 0 | 2013-12-31 | 6 | 47.89 | 1 | 48.89 | 0
12 | 31 | 07:00 | 0 | 2013-12-31 | 7 | 73.9 | 1 | 74.9 | 0
12 | 31 | 08:00 | 0 | 2013-12-31 | 8 | 131.94 | 1 | 132.94 | 0
12 | 31 | 09:00 | 242 | 2013-12-31 | 9 | 179.96 | 1 | 180.96 | 43792.32
12 | 31 | 10:00 | 973 | 2013-12-31 | 10 | 191.8 | 1 | 192.8 | 187594.4
12 | 31 | 11:00 | 1400 | 2013-12-31 | 11 | 194.88 | 1 | 195.88 | 274232
12 | 31 | 12:00 | 2064 | 2013-12-31 | 12 | 183.28 | 1 | 184.28 | 380353.92
12 | 31 | 13:00 | 1309 | 2013-12-31 | 13 | 177.15 | 1 | 178.15 | 233198.35
12 | 31 | 14:00 | 397 | 2013-12-31 | 14 | 154.3 | 1 | 155.3 | 61654.1
12 | 31 | 15:00 | 97 | 2013-12-31 | 15 | 101.28 | 1 | 102.28 | 9921.16
12 | 31 | 16:00 | 13 | 2013-12-31 | 16 | 83.73 | 1 | 84.73 | 1101.49
12 | 31 | 17:00 | 0 | 2013-12-31 | 17 | 215.35 | 1 | 216.35 | 0
12 | 31 | 18:00 | 0 | 2013-12-31 | 18 | 256.69 | 1 | 257.69 | 0
12 | 31 | 19:00 | 0 | 2013-12-31 | 19 | 181.88 | 1 | 182.88 | 0
12 | 31 | 20:00 | 0 | 2013-12-31 | 20 | 156.91 | 1 | 157.91 | 0
12 | 31 | 21:00 | 0 | 2013-12-31 | 21 | 98.84 | 1 | 99.84 | 0
12 | 31 | 22:00 | 0 | 2013-12-31 | 22 | 59.98 | 1 | 60.98 | 0
12 | 31 | 23:00 | 0 | 2013-12-31 | 23 | 38.59 | 1 | 39.59 | 0
12 | 31 | 24:00 | 0 | 2013-12-31 | 24 | 48.71 | 1 | 49.71 | 0
1 | 1 | 01:00 | 0 | 2014-01-01 | 1 | 117.1 | 1 | 118.1 | 0
1 | 1 | 02:00 | 0 | 2014-01-01 | 2 | 148.12 | 1 | 149.12 | 0
1 | 1 | 03:00 | 0 | 2014-01-01 | 3 | 96.68 | 1 | 97.68 | 0
1 | 1 | 04:00 | 0 | 2014-01-01 | 4 | 38.38 | 1 | 39.38 | 0
1 | 1 | 05:00 | 0 | 2014-01-01 | 5 | 78.72 | 1 | 79.72 | 0
1 | 1 | 06:00 | 0 | 2014-01-01 | 6 | 119.88 | 1 | 120.88 | 0
1 | 1 | 07:00 | 0 | 2014-01-01 | 7 | 61.24 | 1 | 62.24 | 0
1 | 1 | 08:00 | 3 | 2014-01-01 | 8 | 32.79 | 1 | 33.79 | 101.37
1 | 1 | 09:00 | 531 | 2014-01-01 | 9 | 50.71 | 1 | 51.71 | 27458.01
1 | 1 | 10:00 | 1025 | 2014-01-01 | 10 | 87.36 | 1 | 88.36 | 90569
1 | 1 | 11:00 | 1776 | 2014-01-01 | 11 | 128.37 | 1 | 129.37 | 229761.12
1 | 1 | 12:00 | 1657 | 2014-01-01 | 12 | 108.86 | 1 | 109.86 | 182038.02
1 | 1 | 13:00 | 1228 | 2014-01-01 | 13 | 117.01 | 1 | 118.01 | 144916.28
1 | 1 | 14:00 | 2059 | 2014-01-01 | 14 | 70.47 | 1 | 71.47 | 147156.73
1 | 1 | 15:00 | 850 | 2014-01-01 | 15 | 47.89 | 1 | 48.89 | 41556.5
1 | 1 | 16:00 | 54 | 2014-01-01 | 16 | 48.77 | 1 | 49.77 | 2687.58
1 | 1 | 17:00 | 0 | 2014-01-01 | 17 | 110.76 | 1 | 111.76 | 0
1 | 1 | 18:00 | 0 | 2014-01-01 | 18 | 147.07 | 1 | 148.07 | 0
1 | 1 | 19:00 | 0 | 2014-01-01 | 19 | 135.5 | 1 | 136.5 | 0
1 | 1 | 20:00 | 0 | 2014-01-01 | 20 | 152.45 | 1 | 153.45 | 0
1 | 1 | 21:00 | 0 | 2014-01-01 | 21 | 166.38 | 1 | 167.38 | 0
1 | 1 | 22:00 | 0 | 2014-01-01 | 22 | 136.17 | 1 | 137.17 | 0
1 | 1 | 23:00 | 0 | 2014-01-01 | 23 | 41.67 | 1 | 42.67 | 0
1 | 1 | 24:00 | 0 | 2014-01-01 | 24 | 53.55 | 1 | 54.55 | 0
1 | 2 | 01:00 | 0 | 2014-01-02 | 1 | 85.68 | 1 | 86.68 | 0
1 | 2 | 02:00 | 0 | 2014-01-02 | 2 | 45.77 | 1 | 46.77 | 0
1 | 2 | 03:00 | 0 | 2014-01-02 | 3 | 53.77 | 1 | 54.77 | 0
1 | 2 | 04:00 | 0 | 2014-01-02 | 4 | 48.71 | 1 | 49.71 | 0
1 | 2 | 05:00 | 0 | 2014-01-02 | 5 | 95.16 | 1 | 96.16 | 0
1 | 2 | 06:00 | 0 | 2014-01-02 | 6 | 84.13 | 1 | 85.13 | 0
1 | 2 | 07:00 | 0 | 2014-01-02 | 7 | 145.7 | 1 | 146.7 | 0
1 | 2 | 08:00 | 1 | 2014-01-02 | 8 | 161.61 | 1 | 162.61 | 162.61
1 | 2 | 09:00 | 916 | 2014-01-02 | 9 | 158.36 | 1 | 159.36 | 145973.76
1 | 2 | 10:00 | 1843 | 2014-01-02 | 10 | 168.51 | 1 | 169.51 | 312406.93
1 | 2 | 11:00 | 2229 | 2014-01-02 | 11 | 175.03 | 1 | 176.03 | 392370.87
1 | 2 | 12:00 | 2334 | 2014-01-02 | 12 | 189.85 | 1 | 190.85 | 445443.9
1 | 2 | 13:00 | 2137 | 2014-01-02 | 13 | 205.11 | 1 | 206.11 | 440457.07
1 | 2 | 14:00 | 2157 | 2014-01-02 | 14 | 190.22 | 1 | 191.22 | 412461.54
1 | 2 | 15:00 | 1509 | 2014-01-02 | 15 | 176.38 | 1 | 177.38 | 267666.42
1 | 2 | 16:00 | 582 | 2014-01-02 | 16 | 190.88 | 1 | 191.88 | 111674.16
1 | 2 | 17:00 | 0 | 2014-01-02 | 17 | 222.48 | 1 | 223.48 | 0
1 | 2 | 18:00 | 0 | 2014-01-02 | 18 | 273.15 | 1 | 274.15 | 0
1 | 2 | 19:00 | 0 | 2014-01-02 | 19 | 259.3 | 1 | 260.3 | 0
1 | 2 | 20:00 | 0 | 2014-01-02 | 20 | 207.18 | 1 | 208.18 | 0
1 | 2 | 21:00 | 0 | 2014-01-02 | 21 | 182.87 | 1 | 183.87 | 0
1 | 2 | 22:00 | 0 | 2014-01-02 | 22 | 172.8 | 1 | 173.8 | 0
1 | 2 | 23:00 | 0 | 2014-01-02 | 23 | 125.44 | 1 | 126.44 | 0
1 | 2 | 24:00 | 0 | 2014-01-02 | 24 | 74.99 | 1 | 75.99 | 0
1 | 3 | 01:00 | 0 | 2014-01-03 | 1 | 167.05 | 1 | 168.05 | 0
1 | 3 | 02:00 | 0 | 2014-01-03 | 2 | 174.3 | 1 | 175.3 | 0
1 | 3 | 03:00 | 0 | 2014-01-03 | 3 | 169.45 | 1 | 170.45 | 0
1 | 3 | 04:00 | 0 | 2014-01-03 | 4 | 152.41 | 1 | 153.41 | 0
1 | 3 | 05:00 | 0 | 2014-01-03 | 5 | 156.95 | 1 | 157.95 | 0
1 | 3 | 06:00 | 0 | 2014-01-03 | 6 | 188.26 | 1 | 189.26 | 0
1 | 3 | 07:00 | 0 | 2014-01-03 | 7 | 210.63 | 1 | 211.63 | 0
1 | 3 | 08:00 | 78 | 2014-01-03 | 8 | 209.57 | 1 | 210.57 | 16424.46
1 | 3 | 09:00 | 1193 | 2014-01-03 | 9 | 204.87 | 1 | 205.87 | 245602.91
1 | 3 | 10:00 | 2032 | 2014-01-03 | 10 | 215.25 | 1 | 216.25 | 439420
1 | 3 | 11:00 | 2469 | 2014-01-03 | 11 | 239.75 | 1 | 240.75 | 594411.75
1 | 3 | 12:00 | 2664 | 2014-01-03 | 12 | 208.17 | 1 | 209.17 | 557228.88
1 | 3 | 13:00 | 2331 | 2014-01-03 | 13 | 211.81 | 1 | 212.81 | 496060.11
1 | 3 | 14:00 | 1078 | 2014-01-03 | 14 | 206.04 | 1 | 207.04 | 223189.12
1 | 3 | 15:00 | 888 | 2014-01-03 | 15 | 188.83 | 1 | 189.83 | 168569.04
1 | 3 | 16:00 | 404 | 2014-01-03 | 16 | 186.57 | 1 | 187.57 | 75778.28
1 | 3 | 17:00 | 0 | 2014-01-03 | 17 | 194.75 | 1 | 195.75 | 0
1 | 3 | 18:00 | 0 | 2014-01-03 | 18 | 247.62 | 1 | 248.62 | 0
1 | 3 | 19:00 | 0 | 2014-01-03 | 19 | 221.83 | 1 | 222.83 | 0
1 | 3 | 20:00 | 0 | 2014-01-03 | 20 | 209.77 | 1 | 210.77 | 0
1 | 3 | 21:00 | 0 | 2014-01-03 | 21 | 163.24 | 1 | 164.24 | 0
1 | 3 | 22:00 | 0 | 2014-01-03 | 22 | 175.9 | 1 | 176.9 | 0
1 | 3 | 23:00 | 0 | 2014-01-03 | 23 | 123.88 | 1 | 124.88 | 0
1 | 3 | 24:00 | 0 | 2014-01-03 | 24 | 153.49 | 1 | 154.49 | 0
1 | 4 | 01:00 | 0 | 2014-01-04 | 1 | 188.68 | 1 | 189.68 | 0
1 | 4 | 02:00 | 0 | 2014-01-04 | 2 | 181.25 | 1 | 182.25 | 0
1 | 4 | 03:00 | 0 | 2014-01-04 | 3 | 154.99 | 1 | 155.99 | 0
1 | 4 | 04:00 | 0 | 2014-01-04 | 4 | 141.43 | 1 | 142.43 | 0
1 | 4 | 05:00 | 0 | 2014-01-04 | 5 | 148.21 | 1 | 149.21 | 0
1 | 4 | 06:00 | 0 | 2014-01-04 | 6 | 170.42 | 1 | 171.42 | 0
1 | 4 | 07:00 | 0 | 2014-01-04 | 7 | 196.05 | 1 | 197.05 | 0
1 | 4 | 08:00 | 0 | 2014-01-04 | 8 | 224.05 | 1 | 225.05 | 0
1 | 4 | 09:00 | 28 | 2014-01-04 | 9 | 219.58 | 1 | 220.58 | 6176.24
1 | 4 | 10:00 | 474 | 2014-01-04 | 10 | 220.1 | 1 | 221.1 | 104801.4
1 | 4 | 11:00 | 595 | 2014-01-04 | 11 | 204.44 | 1 | 205.44 | 122236.8
1 | 4 | 12:00 | 827 | 2014-01-04 | 12 | 162.71 | 1 | 163.71 | 135388.17
1 | 4 | 13:00 | 693 | 2014-01-04 | 13 | 147.74 | 1 | 148.74 | 103076.82
1 | 4 | 14:00 | 660 | 2014-01-04 | 14 | 170.42 | 1 | 171.42 | 113137.2
1 | 4 | 15:00 | 379 | 2014-01-04 | 15 | 155.12 | 1 | 156.12 | 59169.48
1 | 4 | 16:00 | 488 | 2014-01-04 | 16 | 128.22 | 1 | 129.22 | 63059.36
1 | 4 | 17:00 | 0 | 2014-01-04 | 17 | 200.48 | 1 | 201.48 | 0
1 | 4 | 18:00 | 0 | 2014-01-04 | 18 | 190.69 | 1 | 191.69 | 0
1 | 4 | 19:00 | 0 | 2014-01-04 | 19 | 198.65 | 1 | 199.65 | 0
1 | 4 | 20:00 | 0 | 2014-01-04 | 20 | 174.62 | 1 | 175.62 | 0
1 | 4 | 21:00 | 0 | 2014-01-04 | 21 | 195.59 | 1 | 196.59 | 0
1 | 4 | 22:00 | 0 | 2014-01-04 | 22 | 124.81 | 1 | 125.81 | 0
1 | 4 | 23:00 | 0 | 2014-01-04 | 23 | 58.38 | 1 | 59.38 | 0
1 | 4 | 24:00 | 0 | 2014-01-04 | 24 | 118.37 | 1 | 119.37 | 0
1 | 5 | 01:00 | 0 | 2014-01-05 | 1 | 220.82 | 1 | 221.82 | 0
1 | 5 | 02:00 | 0 | 2014-01-05 | 2 | 259.71 | 1 | 260.71 | 0
1 | 5 | 03:00 | 0 | 2014-01-05 | 3 | 214.64 | 1 | 215.64 | 0
1 | 5 | 04:00 | 0 | 2014-01-05 | 4 | 183.78 | 1 | 184.78 | 0
1 | 5 | 05:00 | 0 | 2014-01-05 | 5 | 199.34 | 1 | 200.34 | 0
1 | 5 | 06:00 | 0 | 2014-01-05 | 6 | 195.86 | 1 | 196.86 | 0
1 | 5 | 07:00 | 0 | 2014-01-05 | 7 | 179.22 | 1 | 180.22 | 0
1 | 5 | 08:00 | 289 | 2014-01-05 | 8 | 179.63 | 1 | 180.63 | 52202.07
1 | 5 | 09:00 | 1531 | 2014-01-05 | 9 | 211.63 | 1 | 212.63 | 325536.53
1 | 5 | 10:00 | 2417 | 2014-01-05 | 10 | 201.75 | 1 | 202.75 | 490046.75
1 | 5 | 11:00 | 2940 | 2014-01-05 | 11 | 198.69 | 1 | 199.69 | 587088.6
1 | 5 | 12:00 | 3027 | 2014-01-05 | 12 | 158.57 | 1 | 159.57 | 483018.39
1 | 5 | 13:00 | 2469 | 2014-01-05 | 13 | 198.8 | 1 | 199.8 | 493306.2
1 | 5 | 14:00 | 1856 | 2014-01-05 | 14 | 206.51 | 1 | 207.51 | 385138.56
1 | 5 | 15:00 | 1037 | 2014-01-05 | 15 | 194.96 | 1 | 195.96 | 203210.52
1 | 5 | 16:00 | 1124 | 2014-01-05 | 16 | 206.22 | 1 | 207.22 | 232915.28
1 | 5 | 17:00 | 3 | 2014-01-05 | 17 | 237.89 | 1 | 238.89 | 716.67
1 | 5 | 18:00 | 0 | 2014-01-05 | 18 | 186.18 | 1 | 187.18 | 0
1 | 5 | 19:00 | 0 | 2014-01-05 | 19 | 186.78 | 1 | 187.78 | 0
1 | 5 | 20:00 | 0 | 2014-01-05 | 20 | 242.94 | 1 | 243.94 | 0
1 | 5 | 21:00 | 0 | 2014-01-05 | 21 | 145.2 | 1 | 146.2 | 0
1 | 5 | 22:00 | 0 | 2014-01-05 | 22 | 89.23 | 1 | 90.23 | 0
1 | 5 | 23:00 | 0 | 2014-01-05 | 23 | 84.12 | 1 | 85.12 | 0
1 | 5 | 24:00 | 0 | 2014-01-05 | 24 | 40.3 | 1 | 41.3 | 0
1 | 6 | 01:00 | 0 | 2014-01-06 | 1 | 44.48 | 1 | 45.48 | 0
1 | 6 | 02:00 | 0 | 2014-01-06 | 2 | 67.61 | 1 | 68.61 | 0
1 | 6 | 03:00 | 0 | 2014-01-06 | 3 | 37.94 | 1 | 38.94 | 0
1 | 6 | 04:00 | 0 | 2014-01-06 | 4 | 39.97 | 1 | 40.97 | 0
1 | 6 | 05:00 | 0 | 2014-01-06 | 5 | 42.8 | 1 | 43.8 | 0
1 | 6 | 06:00 | 0 | 2014-01-06 | 6 | 56.33 | 1 | 57.33 | 0
1 | 6 | 07:00 | 0 | 2014-01-06 | 7 | 129.45 | 1 | 130.45 | 0
1 | 6 | 08:00 | 115 | 2014-01-06 | 8 | 172.6 | 1 | 173.6 | 19964
1 | 6 | 09:00 | 1400 | 2014-01-06 | 9 | 141.39 | 1 | 142.39 | 199346
1 | 6 | 10:00 | 2337 | 2014-01-06 | 10 | 150.12 | 1 | 151.12 | 353167.44
1 | 6 | 11:00 | 2890 | 2014-01-06 | 11 | 158.59 | 1 | 159.59 | 461215.1
1 | 6 | 12:00 | 3186 | 2014-01-06 | 12 | 167.24 | 1 | 168.24 | 536012.64
1 | 6 | 13:00 | 3125 | 2014-01-06 | 13 | 174.76 | 1 | 175.76 | 549250
1 | 6 | 14:00 | 2772 | 2014-01-06 | 14 | 167.9 | 1 | 168.9 | 468190.8
1 | 6 | 15:00 | 2112 | 2014-01-06 | 15 | 148.55 | 1 | 149.55 | 315849.6
1 | 6 | 16:00 | 1083 | 2014-01-06 | 16 | 143.73 | 1 | 144.73 | 156742.59
1 | 6 | 17:00 | 1 | 2014-01-06 | 17 | 176.26 | 1 | 177.26 | 177.26
1 | 6 | 18:00 | 0 | 2014-01-06 | 18 | 256.23 | 1 | 257.23 | 0
1 | 6 | 19:00 | 0 | 2014-01-06 | 19 | 241.14 | 1 | 242.14 | 0
1 | 6 | 20:00 | 0 | 2014-01-06 | 20 | 201.23 | 1 | 202.23 | 0
1 | 6 | 21:00 | 0 | 2014-01-06 | 21 | 165.52 | 1 | 166.52 | 0
1 | 6 | 22:00 | 0 | 2014-01-06 | 22 | 110.94 | 1 | 111.94 | 0
1 | 6 | 23:00 | 0 | 2014-01-06 | 23 | 80.33 | 1 | 81.33 | 0
1 | 6 | 24:00 | 0 | 2014-01-06 | 24 | 62.98 | 1 | 63.98 | 0
1 | 7 | 01:00 | 0 | 2014-01-07 | 1 | 140.97 | 1 | 141.97 | 0
1 | 7 | 02:00 | 0 | 2014-01-07 | 2 | 121.84 | 1 | 122.84 | 0
1 | 7 | 03:00 | 0 | 2014-01-07 | 3 | 49.59 | 1 | 50.59 | 0
1 | 7 | 04:00 | 0 | 2014-01-07 | 4 | 114.3 | 1 | 115.3 | 0
1 | 7 | 05:00 | 0 | 2014-01-07 | 5 | 176.31 | 1 | 177.31 | 0
1 | 7 | 06:00 | 0 | 2014-01-07 | 6 | 195.72 | 1 | 196.72 | 0
1 | 7 | 07:00 | 0 | 2014-01-07 | 7 | 263.78 | 1 | 264.78 | 0
1 | 7 | 08:00 | 168 | 2014-01-07 | 8 | 344.19 | 1 | 345.19 | 57991.92
1 | 7 | 09:00 | 1501 | 2014-01-07 | 9 | 243.33 | 1 | 244.33 | 366739.33
1 | 7 | 10:00 | 2450 | 2014-01-07 | 10 | 219.94 | 1 | 220.94 | 541303
1 | 7 | 11:00 | 3020 | 2014-01-07 | 11 | 223.15 | 1 | 224.15 | 676933
1 | 7 | 12:00 | 3251 | 2014-01-07 | 12 | 237.61 | 1 | 238.61 | 775721.11
1 | 7 | 13:00 | 3113 | 2014-01-07 | 13 | 249.06 | 1 | 250.06 | 778436.78
1 | 7 | 14:00 | 2860 | 2014-01-07 | 14 | 232.39 | 1 | 233.39 | 667495.4
1 | 7 | 15:00 | 1977 | 2014-01-07 | 15 | 195.85 | 1 | 196.85 | 389172.45
1 | 7 | 16:00 | 925 | 2014-01-07 | 16 | 219.79 | 1 | 220.79 | 204230.75
1 | 7 | 17:00 | 0 | 2014-01-07 | 17 | 273.53 | 1 | 274.53 | 0
1 | 7 | 18:00 | 0 | 2014-01-07 | 18 | 297.8 | 1 | 298.8 | 0
1 | 7 | 19:00 | 0 | 2014-01-07 | 19 | 632.67 | 1 | 633.67 | 0
1 | 7 | 20:00 | 0 | 2014-01-07 | 20 | 333.62 | 1 | 334.62 | 0
1 | 7 | 21:00 | 0 | 2014-01-07 | 21 | 235.18 | 1 | 236.18 | 0
1 | 7 | 22:00 | 0 | 2014-01-07 | 22 | 219.41 | 1 | 220.41 | 0
1 | 7 | 23:00 | 0 | 2014-01-07 | 23 | 125.79 | 1 | 126.79 | 0
1 | 7 | 24:00 | 0 | 2014-01-07 | 24 | 73.03 | 1 | 74.03 | 0
1 | 8 | 01:00 | 0 | 2014-01-08 | 1 | 192.66 | 1 | 193.66 | 0
1 | 8 | 02:00 | 0 | 2014-01-08 | 2 | 199.48 | 1 | 200.48 | 0
1 | 8 | 03:00 | 0 | 2014-01-08 | 3 | 181.16 | 1 | 182.16 | 0
1 | 8 | 04:00 | 0 | 2014-01-08 | 4 | 190.63 | 1 | 191.63 | 0
1 | 8 | 05:00 | 0 | 2014-01-08 | 5 | 190.12 | 1 | 191.12 | 0
1 | 8 | 06:00 | 0 | 2014-01-08 | 6 | 220.82 | 1 | 221.82 | 0
1 | 8 | 07:00 | 0 | 2014-01-08 | 7 | 366.61 | 1 | 367.61 | 0
1 | 8 | 08:00 | 0 | 2014-01-08 | 8 | 248.04 | 1 | 249.04 | 0
1 | 8 | 09:00 | 2 | 2014-01-08 | 9 | 237.31 | 1 | 238.31 | 476.62
1 | 8 | 10:00 | 427 | 2014-01-08 | 10 | 299.28 | 1 | 300.28 | 128219.56
1 | 8 | 11:00 | 247 | 2014-01-08 | 11 | 245.3 | 1 | 246.3 | 60836.1
1 | 8 | 12:00 | 418 | 2014-01-08 | 12 | 267.91 | 1 | 268.91 | 112404.38
1 | 8 | 13:00 | 463 | 2014-01-08 | 13 | 229.67 | 1 | 230.67 | 106800.21
1 | 8 | 14:00 | 484 | 2014-01-08 | 14 | 217.19 | 1 | 218.19 | 105603.96
1 | 8 | 15:00 | 185 | 2014-01-08 | 15 | 198.96 | 1 | 199.96 | 36992.6
1 | 8 | 16:00 | 26 | 2014-01-08 | 16 | 187.7 | 1 | 188.7 | 4906.2
1 | 8 | 17:00 | 0 | 2014-01-08 | 17 | 248.9 | 1 | 249.9 | 0
1 | 8 | 18:00 | 0 | 2014-01-08 | 18 | 229.95 | 1 | 230.95 | 0
1 | 8 | 19:00 | 0 | 2014-01-08 | 19 | 228.77 | 1 | 229.77 | 0
1 | 8 | 20:00 | 0 | 2014-01-08 | 20 | 219.47 | 1 | 220.47 | 0
1 | 8 | 21:00 | 0 | 2014-01-08 | 21 | 217.68 | 1 | 218.68 | 0
1 | 8 | 22:00 | 0 | 2014-01-08 | 22 | 201.6 | 1 | 202.6 | 0
1 | 8 | 23:00 | 0 | 2014-01-08 | 23 | 151.32 | 1 | 152.32 | 0
1 | 8 | 24:00 | 0 | 2014-01-08 | 24 | 146.26 | 1 | 147.26 | 0
1 | 9 | 01:00 | 0 | 2014-01-09 | 1 | 147.12 | 1 | 148.12 | 0
1 | 9 | 02:00 | 0 | 2014-01-09 | 2 | 152.62 | 1 | 153.62 | 0
1 | 9 | 03:00 | 0 | 2014-01-09 | 3 | 144.68 | 1 | 145.68 | 0
1 | 9 | 04:00 | 0 | 2014-01-09 | 4 | 145.12 | 1 | 146.12 | 0
1 | 9 | 05:00 | 0 | 2014-01-09 | 5 | 149.22 | 1 | 150.22 | 0
1 | 9 | 06:00 | 0 | 2014-01-09 | 6 | 140.13 | 1 | 141.13 | 0
1 | 9 | 07:00 | 0 | 2014-01-09 | 7 | 229.73 | 1 | 230.73 | 0
1 | 9 | 08:00 | 2 | 2014-01-09 | 8 | 241.9 | 1 | 242.9 | 485.8
1 | 9 | 09:00 | 1379 | 2014-01-09 | 9 | 209.74 | 1 | 210.74 | 290610.46
1 | 9 | 10:00 | 2258 | 2014-01-09 | 10 | 186.34 | 1 | 187.34 | 423013.72
1 | 9 | 11:00 | 2647 | 2014-01-09 | 11 | 176.53 | 1 | 177.53 | 469921.91
1 | 9 | 12:00 | 2138 | 2014-01-09 | 12 | 161.23 | 1 | 162.23 | 346847.74
1 | 9 | 13:00 | 2243 | 2014-01-09 | 13 | 134.63 | 1 | 135.63 | 304218.09
1 | 9 | 14:00 | 2568 | 2014-01-09 | 14 | 153.53 | 1 | 154.53 | 396833.04
1 | 9 | 15:00 | 1999 | 2014-01-09 | 15 | 154.59 | 1 | 155.59 | 311024.41
1 | 9 | 16:00 | 1064 | 2014-01-09 | 16 | 167.27 | 1 | 168.27 | 179039.28
1 | 9 | 17:00 | 3 | 2014-01-09 | 17 | 185.56 | 1 | 186.56 | 559.68
1 | 9 | 18:00 | 0 | 2014-01-09 | 18 | 239.48 | 1 | 240.48 | 0
1 | 9 | 19:00 | 0 | 2014-01-09 | 19 | 186.01 | 1 | 187.01 | 0
1 | 9 | 20:00 | 0 | 2014-01-09 | 20 | 169.15 | 1 | 170.15 | 0
1 | 9 | 21:00 | 0 | 2014-01-09 | 21 | 174.22 | 1 | 175.22 | 0
1 | 9 | 22:00 | 0 | 2014-01-09 | 22 | 144.19 | 1 | 145.19 | 0
1 | 9 | 23:00 | 0 | 2014-01-09 | 23 | 63.51 | 1 | 64.51 | 0
1 | 9 | 24:00 | 0 | 2014-01-09 | 24 | 111.81 | 1 | 112.81 | 0
1 | 10 | 01:00 | 0 | 2014-01-10 | 1 | 120.21 | 1 | 121.21 | 0
1 | 10 | 02:00 | 0 | 2014-01-10 | 2 | 246.1 | 1 | 247.1 | 0
1 | 10 | 03:00 | 0 | 2014-01-10 | 3 | 151.15 | 1 | 152.15 | 0
1 | 10 | 04:00 | 0 | 2014-01-10 | 4 | 111.44 | 1 | 112.44 | 0
1 | 10 | 05:00 | 0 | 2014-01-10 | 5 | 169.45 | 1 | 170.45 | 0
1 | 10 | 06:00 | 0 | 2014-01-10 | 6 | 283.52 | 1 | 284.52 | 0
1 | 10 | 07:00 | 0 | 2014-01-10 | 7 | 329.13 | 1 | 330.13 | 0
1 | 10 | 08:00 | 137 | 2014-01-10 | 8 | 305.96 | 1 | 306.96 | 42053.52
1 | 10 | 09:00 | 1523 | 2014-01-10 | 9 | 318 | 1 | 319 | 485837
1 | 10 | 10:00 | 2325 | 2014-01-10 | 10 | 142.15 | 1 | 143.15 | 332823.75
1 | 10 | 11:00 | 2815 | 2014-01-10 | 11 | 107.02 | 1 | 108.02 | 304076.3
1 | 10 | 12:00 | 3110 | 2014-01-10 | 12 | 86.55 | 1 | 87.55 | 272280.5
1 | 10 | 13:00 | 3116 | 2014-01-10 | 13 | 85.55 | 1 | 86.55 | 269689.8
1 | 10 | 14:00 | 2807 | 2014-01-10 | 14 | 76.65 | 1 | 77.65 | 217963.55
1 | 10 | 15:00 | 2180 | 2014-01-10 | 15 | 74.04 | 1 | 75.04 | 163587.2
1 | 10 | 16:00 | 1235 | 2014-01-10 | 16 | 71.67 | 1 | 72.67 | 89747.45
1 | 10 | 17:00 | 9 | 2014-01-10 | 17 | 87.76 | 1 | 88.76 | 798.84
1 | 10 | 18:00 | 0 | 2014-01-10 | 18 | 177.73 | 1 | 178.73 | 0
1 | 10 | 19:00 | 0 | 2014-01-10 | 19 | 156.17 | 1 | 157.17 | 0
1 | 10 | 20:00 | 0 | 2014-01-10 | 20 | 70.84 | 1 | 71.84 | 0
1 | 10 | 21:00 | 0 | 2014-01-10 | 21 | 66.71 | 1 | 67.71 | 0
1 | 10 | 22:00 | 0 | 2014-01-10 | 22 | 56.85 | 1 | 57.85 | 0
1 | 10 | 23:00 | 0 | 2014-01-10 | 23 | 40.59 | 1 | 41.59 | 0
1 | 10 | 24:00 | 0 | 2014-01-10 | 24 | 59 | 1 | 60 | 0
1 | 11 | 01:00 | 0 | 2014-01-11 | 1 | 45.76 | 1 | 46.76 | 0
1 | 11 | 02:00 | 0 | 2014-01-11 | 2 | 42.65 | 1 | 43.65 | 0
1 | 11 | 03:00 | 0 | 2014-01-11 | 3 | 40 | 1 | 41 | 0
1 | 11 | 04:00 | 0 | 2014-01-11 | 4 | 37.37 | 1 | 38.37 | 0
1 | 11 | 05:00 | 0 | 2014-01-11 | 5 | 32.95 | 1 | 33.95 | 0
1 | 11 | 06:00 | 0 | 2014-01-11 | 6 | 34.57 | 1 | 35.57 | 0
1 | 11 | 07:00 | 0 | 2014-01-11 | 7 | 38.71 | 1 | 39.71 | 0
1 | 11 | 08:00 | 112 | 2014-01-11 | 8 | 40.45 | 1 | 41.45 | 4642.4
1 | 11 | 09:00 | 1405 | 2014-01-11 | 9 | 46.46 | 1 | 47.46 | 66681.3
1 | 11 | 10:00 | 2233 | 2014-01-11 | 10 | 54.5 | 1 | 55.5 | 123931.5
1 | 11 | 11:00 | 2565 | 2014-01-11 | 11 | 64.18 | 1 | 65.18 | 167186.7
1 | 11 | 12:00 | 2728 | 2014-01-11 | 12 | 67.96 | 1 | 68.96 | 188122.88
1 | 11 | 13:00 | 2423 | 2014-01-11 | 13 | 61.09 | 1 | 62.09 | 150444.07
1 | 11 | 14:00 | 2487 | 2014-01-11 | 14 | 51.38 | 1 | 52.38 | 130269.06
1 | 11 | 15:00 | 1563 | 2014-01-11 | 15 | 44.08 | 1 | 45.08 | 70460.04
1 | 11 | 16:00 | 795 | 2014-01-11 | 16 | 43.77 | 1 | 44.77 | 35592.15
1 | 11 | 17:00 | 1 | 2014-01-11 | 17 | 57.28 | 1 | 58.28 | 58.28
1 | 11 | 18:00 | 0 | 2014-01-11 | 18 | 50.86 | 1 | 51.86 | 0
1 | 11 | 19:00 | 0 | 2014-01-11 | 19 | 43.73 | 1 | 44.73 | 0
1 | 11 | 20:00 | 0 | 2014-01-11 | 20 | 36.77 | 1 | 37.77 | 0
1 | 11 | 21:00 | 0 | 2014-01-11 | 21 | 36.82 | 1 | 37.82 | 0
1 | 11 | 22:00 | 0 | 2014-01-11 | 22 | 42.15 | 1 | 43.15 | 0
1 | 11 | 23:00 | 0 | 2014-01-11 | 23 | 3.48 | 1 | 4.48 | 0
1 | 11 | 24:00 | 0 | 2014-01-11 | 24 | 0 | 1 | 1 | 0
1 | 12 | 01:00 | 0 | 2014-01-12 | 1 | 45.06 | 1 | 46.06 | 0
1 | 12 | 02:00 | 0 | 2014-01-12 | 2 | 48.29 | 1 | 49.29 | 0
1 | 12 | 03:00 | 0 | 2014-01-12 | 3 | 19.6 | 1 | 20.6 | 0
1 | 12 | 04:00 | 0 | 2014-01-12 | 4 | 10.27 | 1 | 11.27 | 0
1 | 12 | 05:00 | 0 | 2014-01-12 | 5 | 31.02 | 1 | 32.02 | 0
1 | 12 | 06:00 | 0 | 2014-01-12 | 6 | 33.78 | 1 | 34.78 | 0
1 | 12 | 07:00 | 0 | 2014-01-12 | 7 | 25.75 | 1 | 26.75 | 0
1 | 12 | 08:00 | 122 | 2014-01-12 | 8 | 28.82 | 1 | 29.82 | 3638.04
1 | 12 | 09:00 | 1215 | 2014-01-12 | 9 | 35.33 | 1 | 36.33 | 44140.95
1 | 12 | 10:00 | 2099 | 2014-01-12 | 10 | 41.79 | 1 | 42.79 | 89816.21
1 | 12 | 11:00 | 2507 | 2014-01-12 | 11 | 39.18 | 1 | 40.18 | 100731.26
1 | 12 | 12:00 | 2286 | 2014-01-12 | 12 | 41.92 | 1 | 42.92 | 98115.12
1 | 12 | 13:00 | 1445 | 2014-01-12 | 13 | 49.77 | 1 | 50.77 | 73362.65
1 | 12 | 14:00 | 1160 | 2014-01-12 | 14 | 49.82 | 1 | 50.82 | 58951.2
1 | 12 | 15:00 | 604 | 2014-01-12 | 15 | 38.85 | 1 | 39.85 | 24069.4
1 | 12 | 16:00 | 284 | 2014-01-12 | 16 | 35.92 | 1 | 36.92 | 10485.28
1 | 12 | 17:00 | 0 | 2014-01-12 | 17 | 51.98 | 1 | 52.98 | 0
1 | 12 | 18:00 | 0 | 2014-01-12 | 18 | 108.07 | 1 | 109.07 | 0
1 | 12 | 19:00 | 0 | 2014-01-12 | 19 | 94.09 | 1 | 95.09 | 0
1 | 12 | 20:00 | 0 | 2014-01-12 | 20 | 48.4 | 1 | 49.4 | 0
1 | 12 | 21:00 | 0 | 2014-01-12 | 21 | 57.9 | 1 | 58.9 | 0
1 | 12 | 22:00 | 0 | 2014-01-12 | 22 | 41.94 | 1 | 42.94 | 0
1 | 12 | 23:00 | 0 | 2014-01-12 | 23 | 34.8 | 1 | 35.8 | 0
1 | 12 | 24:00 | 0 | 2014-01-12 | 24 | 36.15 | 1 | 37.15 | 0
1 | 13 | 01:00 | 0 | 2014-01-13 | 1 | 34.02 | 1 | 35.02 | 0
1 | 13 | 02:00 | 0 | 2014-01-13 | 2 | 35.48 | 1 | 36.48 | 0
1 | 13 | 03:00 | 0 | 2014-01-13 | 3 | 37.02 | 1 | 38.02 | 0
1 | 13 | 04:00 | 0 | 2014-01-13 | 4 | 37.67 | 1 | 38.67 | 0
1 | 13 | 05:00 | 0 | 2014-01-13 | 5 | 36.12 | 1 | 37.12 | 0
1 | 13 | 06:00 | 0 | 2014-01-13 | 6 | 35.66 | 1 | 36.66 | 0
1 | 13 | 07:00 | 0 | 2014-01-13 | 7 | 75.65 | 1 | 76.65 | 0
1 | 13 | 08:00 | 0 | 2014-01-13 | 8 | 64.69 | 1 | 65.69 | 0
1 | 13 | 09:00 | 51 | 2014-01-13 | 9 | 57.25 | 1 | 58.25 | 2970.75
1 | 13 | 10:00 | 254 | 2014-01-13 | 10 | 47.12 | 1 | 48.12 | 12222.48
1 | 13 | 11:00 | 1044 | 2014-01-13 | 11 | 43.69 | 1 | 44.69 | 46656.36
1 | 13 | 12:00 | 611 | 2014-01-13 | 12 | 45.3 | 1 | 46.3 | 28289.3
1 | 13 | 13:00 | 1578 | 2014-01-13 | 13 | 38.25 | 1 | 39.25 | 61936.5
1 | 13 | 14:00 | 1720 | 2014-01-13 | 14 | 37.38 | 1 | 38.38 | 66013.6
1 | 13 | 15:00 | 1705 | 2014-01-13 | 15 | 34.84 | 1 | 35.84 | 61107.2
1 | 13 | 16:00 | 726 | 2014-01-13 | 16 | 33.57 | 1 | 34.57 | 25097.82
1 | 13 | 17:00 | 1 | 2014-01-13 | 17 | 43.21 | 1 | 44.21 | 44.21
1 | 13 | 18:00 | 0 | 2014-01-13 | 18 | 51.4 | 1 | 52.4 | 0
1 | 13 | 19:00 | 0 | 2014-01-13 | 19 | 47.18 | 1 | 48.18 | 0
1 | 13 | 20:00 | 0 | 2014-01-13 | 20 | 44.88 | 1 | 45.88 | 0
1 | 13 | 21:00 | 0 | 2014-01-13 | 21 | 40.34 | 1 | 41.34 | 0
1 | 13 | 22:00 | 0 | 2014-01-13 | 22 | 33.98 | 1 | 34.98 | 0
1 | 13 | 23:00 | 0 | 2014-01-13 | 23 | 28.47 | 1 | 29.47 | 0
1 | 13 | 24:00 | 0 | 2014-01-13 | 24 | 32.74 | 1 | 33.74 | 0
1 | 14 | 01:00 | 0 | 2014-01-14 | 1 | 52.67 | 1 | 53.67 | 0
1 | 14 | 02:00 | 0 | 2014-01-14 | 2 | 63.26 | 1 | 64.26 | 0
1 | 14 | 03:00 | 0 | 2014-01-14 | 3 | 38.17 | 1 | 39.17 | 0
1 | 14 | 04:00 | 0 | 2014-01-14 | 4 | 23.73 | 1 | 24.73 | 0
1 | 14 | 05:00 | 0 | 2014-01-14 | 5 | 11.49 | 1 | 12.49 | 0
1 | 14 | 06:00 | 0 | 2014-01-14 | 6 | 0 | 1 | 1 | 0
1 | 14 | 07:00 | 0 | 2014-01-14 | 7 | 0 | 1 | 1 | 0
1 | 14 | 08:00 | 378 | 2014-01-14 | 8 | 50.04 | 1 | 51.04 | 19293.12
1 | 14 | 09:00 | 1676 | 2014-01-14 | 9 | 39.03 | 1 | 40.03 | 67090.28
1 | 14 | 10:00 | 2627 | 2014-01-14 | 10 | 49.01 | 1 | 50.01 | 131376.27
1 | 14 | 11:00 | 3208 | 2014-01-14 | 11 | 49.54 | 1 | 50.54 | 162132.32
1 | 14 | 12:00 | 3475 | 2014-01-14 | 12 | 51.97 | 1 | 52.97 | 184070.75
1 | 14 | 13:00 | 3422 | 2014-01-14 | 13 | 51.8 | 1 | 52.8 | 180681.6
1 | 14 | 14:00 | 3023 | 2014-01-14 | 14 | 47.36 | 1 | 48.36 | 146192.28
1 | 14 | 15:00 | 2419 | 2014-01-14 | 15 | 44.03 | 1 | 45.03 | 108927.57
1 | 14 | 16:00 | 1417 | 2014-01-14 | 16 | 40.91 | 1 | 41.91 | 59386.47
1 | 14 | 17:00 | 62 | 2014-01-14 | 17 | 48.75 | 1 | 49.75 | 3084.5
1 | 14 | 18:00 | 0 | 2014-01-14 | 18 | 53.99 | 1 | 54.99 | 0
1 | 14 | 19:00 | 0 | 2014-01-14 | 19 | 52.1 | 1 | 53.1 | 0
1 | 14 | 20:00 | 0 | 2014-01-14 | 20 | 41.02 | 1 | 42.02 | 0
1 | 14 | 21:00 | 0 | 2014-01-14 | 21 | 33.49 | 1 | 34.49 | 0
1 | 14 | 22:00 | 0 | 2014-01-14 | 22 | 18.62 | 1 | 19.62 | 0
1 | 14 | 23:00 | 0 | 2014-01-14 | 23 | 2.75 | 1 | 3.75 | 0
1 | 14 | 24:00 | 0 | 2014-01-14 | 24 | 0 | 1 | 1 | 0
1 | 15 | 01:00 | 0 | 2014-01-15 | 1 | 0 | 1 | 1 | 0
1 | 15 | 02:00 | 0 | 2014-01-15 | 2 | 0 | 1 | 1 | 0
1 | 15 | 03:00 | 0 | 2014-01-15 | 3 | 0 | 1 | 1 | 0
1 | 15 | 04:00 | 0 | 2014-01-15 | 4 | 49.59 | 1 | 50.59 | 0
1 | 15 | 05:00 | 0 | 2014-01-15 | 5 | 40.25 | 1 | 41.25 | 0
1 | 15 | 06:00 | 0 | 2014-01-15 | 6 | 36.75 | 1 | 37.75 | 0
1 | 15 | 07:00 | 0 | 2014-01-15 | 7 | 68.38 | 1 | 69.38 | 0
1 | 15 | 08:00 | 4 | 2014-01-15 | 8 | 65.97 | 1 | 66.97 | 267.88
1 | 15 | 09:00 | 613 | 2014-01-15 | 9 | 54.81 | 1 | 55.81 | 34211.53
1 | 15 | 10:00 | 1821 | 2014-01-15 | 10 | 54.27 | 1 | 55.27 | 100646.67
1 | 15 | 11:00 | 1983 | 2014-01-15 | 11 | 51.69 | 1 | 52.69 | 104484.27
1 | 15 | 12:00 | 2228 | 2014-01-15 | 12 | 50.69 | 1 | 51.69 | 115165.32
1 | 15 | 13:00 | 2542 | 2014-01-15 | 13 | 38.48 | 1 | 39.48 | 100358.16
1 | 15 | 14:00 | 2695 | 2014-01-15 | 14 | 39.55 | 1 | 40.55 | 109282.25
1 | 15 | 15:00 | 1600 | 2014-01-15 | 15 | 45.37 | 1 | 46.37 | 74192
1 | 15 | 16:00 | 920 | 2014-01-15 | 16 | 31.79 | 1 | 32.79 | 30166.8
1 | 15 | 17:00 | 20 | 2014-01-15 | 17 | 52.77 | 1 | 53.77 | 1075.4
1 | 15 | 18:00 | 0 | 2014-01-15 | 18 | 76.61 | 1 | 77.61 | 0
1 | 15 | 19:00 | 0 | 2014-01-15 | 19 | 57.89 | 1 | 58.89 | 0
1 | 15 | 20:00 | 0 | 2014-01-15 | 20 | 56.63 | 1 | 57.63 | 0
1 | 15 | 21:00 | 0 | 2014-01-15 | 21 | 53.11 | 1 | 54.11 | 0
1 | 15 | 22:00 | 0 | 2014-01-15 | 22 | 50.69 | 1 | 51.69 | 0
1 | 15 | 23:00 | 0 | 2014-01-15 | 23 | 41.44 | 1 | 42.44 | 0
1 | 15 | 24:00 | 0 | 2014-01-15 | 24 | 48.09 | 1 | 49.09 | 0
1 | 16 | 01:00 | 0 | 2014-01-16 | 1 | 100.64 | 1 | 101.64 | 0
1 | 16 | 02:00 | 0 | 2014-01-16 | 2 | 69.16 | 1 | 70.16 | 0
1 | 16 | 03:00 | 0 | 2014-01-16 | 3 | 74.69 | 1 | 75.69 | 0
1 | 16 | 04:00 | 0 | 2014-01-16 | 4 | 43.42 | 1 | 44.42 | 0
1 | 16 | 05:00 | 0 | 2014-01-16 | 5 | 31.96 | 1 | 32.96 | 0
1 | 16 | 06:00 | 0 | 2014-01-16 | 6 | 47.29 | 1 | 48.29 | 0
1 | 16 | 07:00 | 0 | 2014-01-16 | 7 | 67.85 | 1 | 68.85 | 0
1 | 16 | 08:00 | 15 | 2014-01-16 | 8 | 57.51 | 1 | 58.51 | 877.65
1 | 16 | 09:00 | 1142 | 2014-01-16 | 9 | 61.46 | 1 | 62.46 | 71329.32
1 | 16 | 10:00 | 2074 | 2014-01-16 | 10 | 76.87 | 1 | 77.87 | 161502.38
1 | 16 | 11:00 | 2487 | 2014-01-16 | 11 | 71.37 | 1 | 72.37 | 179984.19
1 | 16 | 12:00 | 2839 | 2014-01-16 | 12 | 72.44 | 1 | 73.44 | 208496.16
1 | 16 | 13:00 | 2577 | 2014-01-16 | 13 | 60.91 | 1 | 61.91 | 159542.07
1 | 16 | 14:00 | 2560 | 2014-01-16 | 14 | 53.64 | 1 | 54.64 | 139878.4
1 | 16 | 15:00 | 1966 | 2014-01-16 | 15 | 51.55 | 1 | 52.55 | 103313.3
1 | 16 | 16:00 | 1149 | 2014-01-16 | 16 | 50.17 | 1 | 51.17 | 58794.33
1 | 16 | 17:00 | 13 | 2014-01-16 | 17 | 74.33 | 1 | 75.33 | 979.29
1 | 16 | 18:00 | 0 | 2014-01-16 | 18 | 216.96 | 1 | 217.96 | 0
1 | 16 | 19:00 | 0 | 2014-01-16 | 19 | 61.26 | 1 | 62.26 | 0
1 | 16 | 20:00 | 0 | 2014-01-16 | 20 | 49.87 | 1 | 50.87 | 0
1 | 16 | 21:00 | 0 | 2014-01-16 | 21 | 50.47 | 1 | 51.47 | 0
1 | 16 | 22:00 | 0 | 2014-01-16 | 22 | 47.32 | 1 | 48.32 | 0
1 | 16 | 23:00 | 0 | 2014-01-16 | 23 | 41.44 | 1 | 42.44 | 0
1 | 16 | 24:00 | 0 | 2014-01-16 | 24 | 49.67 | 1 | 50.67 | 0
1 | 17 | 01:00 | 0 | 2014-01-17 | 1 | 47.23 | 1 | 48.23 | 0
1 | 17 | 02:00 | 0 | 2014-01-17 | 2 | 46.54 | 1 | 47.54 | 0
1 | 17 | 03:00 | 0 | 2014-01-17 | 3 | 38.14 | 1 | 39.14 | 0
1 | 17 | 04:00 | 0 | 2014-01-17 | 4 | 39.79 | 1 | 40.79 | 0
1 | 17 | 05:00 | 0 | 2014-01-17 | 5 | 41.07 | 1 | 42.07 | 0
1 | 17 | 06:00 | 0 | 2014-01-17 | 6 | 46.69 | 1 | 47.69 | 0
1 | 17 | 07:00 | 0 | 2014-01-17 | 7 | 52.81 | 1 | 53.81 | 0
1 | 17 | 08:00 | 2 | 2014-01-17 | 8 | 53.3 | 1 | 54.3 | 108.6
1 | 17 | 09:00 | 685 | 2014-01-17 | 9 | 53.96 | 1 | 54.96 | 37647.6
1 | 17 | 10:00 | 578 | 2014-01-17 | 10 | 49.89 | 1 | 50.89 | 29414.42
1 | 17 | 11:00 | 1941 | 2014-01-17 | 11 | 47.24 | 1 | 48.24 | 93633.84
1 | 17 | 12:00 | 1244 | 2014-01-17 | 12 | 46.91 | 1 | 47.91 | 59600.04
1 | 17 | 13:00 | 1113 | 2014-01-17 | 13 | 42.61 | 1 | 43.61 | 48537.93
1 | 17 | 14:00 | 1037 | 2014-01-17 | 14 | 41.62 | 1 | 42.62 | 44196.94
1 | 17 | 15:00 | 398 | 2014-01-17 | 15 | 40.14 | 1 | 41.14 | 16373.72
1 | 17 | 16:00 | 10 | 2014-01-17 | 16 | 40.84 | 1 | 41.84 | 418.4
1 | 17 | 17:00 | 0 | 2014-01-17 | 17 | 43.47 | 1 | 44.47 | 0
1 | 17 | 18:00 | 0 | 2014-01-17 | 18 | 49.98 | 1 | 50.98 | 0
1 | 17 | 19:00 | 0 | 2014-01-17 | 19 | 48.68 | 1 | 49.68 | 0
1 | 17 | 20:00 | 0 | 2014-01-17 | 20 | 49.84 | 1 | 50.84 | 0
1 | 17 | 21:00 | 0 | 2014-01-17 | 21 | 48.43 | 1 | 49.43 | 0
1 | 17 | 22:00 | 0 | 2014-01-17 | 22 | 42.75 | 1 | 43.75 | 0
1 | 17 | 23:00 | 0 | 2014-01-17 | 23 | 28.91 | 1 | 29.91 | 0
1 | 17 | 24:00 | 0 | 2014-01-17 | 24 | 42.44 | 1 | 43.44 | 0
1 | 18 | 01:00 | 0 | 2014-01-18 | 1 | 3.25 | 1 | 4.25 | 0
1 | 18 | 02:00 | 0 | 2014-01-18 | 2 | 0 | 1 | 1 | 0
1 | 18 | 03:00 | 0 | 2014-01-18 | 3 | 0 | 1 | 1 | 0
1 | 18 | 04:00 | 0 | 2014-01-18 | 4 | 0 | 1 | 1 | 0
1 | 18 | 05:00 | 0 | 2014-01-18 | 5 | 0 | 1 | 1 | 0
1 | 18 | 06:00 | 0 | 2014-01-18 | 6 | 0 | 1 | 1 | 0
1 | 18 | 07:00 | 0 | 2014-01-18 | 7 | 58.33 | 1 | 59.33 | 0
1 | 18 | 08:00 | 0 | 2014-01-18 | 8 | 59.25 | 1 | 60.25 | 0
1 | 18 | 09:00 | 9 | 2014-01-18 | 9 | 83.09 | 1 | 84.09 | 756.81
1 | 18 | 10:00 | 167 | 2014-01-18 | 10 | 63.66 | 1 | 64.66 | 10798.22
1 | 18 | 11:00 | 427 | 2014-01-18 | 11 | 81.59 | 1 | 82.59 | 35265.93
1 | 18 | 12:00 | 473 | 2014-01-18 | 12 | 101.29 | 1 | 102.29 | 48383.17
1 | 18 | 13:00 | 483 | 2014-01-18 | 13 | 104.47 | 1 | 105.47 | 50942.01
1 | 18 | 14:00 | 405 | 2014-01-18 | 14 | 101.47 | 1 | 102.47 | 41500.35
1 | 18 | 15:00 | 632 | 2014-01-18 | 15 | 91.04 | 1 | 92.04 | 58169.28
1 | 18 | 16:00 | 6 | 2014-01-18 | 16 | 60.99 | 1 | 61.99 | 371.94
1 | 18 | 17:00 | 0 | 2014-01-18 | 17 | 85.79 | 1 | 86.79 | 0
1 | 18 | 18:00 | 0 | 2014-01-18 | 18 | 99.18 | 1 | 100.18 | 0
1 | 18 | 19:00 | 0 | 2014-01-18 | 19 | 83.7 | 1 | 84.7 | 0
1 | 18 | 20:00 | 0 | 2014-01-18 | 20 | 82.51 | 1 | 83.51 | 0
1 | 18 | 21:00 | 0 | 2014-01-18 | 21 | 64.26 | 1 | 65.26 | 0
1 | 18 | 22:00 | 0 | 2014-01-18 | 22 | 58.77 | 1 | 59.77 | 0
1 | 18 | 23:00 | 0 | 2014-01-18 | 23 | 56.1 | 1 | 57.1 | 0
1 | 18 | 24:00 | 0 | 2014-01-18 | 24 | 55.82 | 1 | 56.82 | 0
1 | 19 | 01:00 | 0 | 2014-01-19 | 1 | 123.16 | 1 | 124.16 | 0
1 | 19 | 02:00 | 0 | 2014-01-19 | 2 | 128.47 | 1 | 129.47 | 0
1 | 19 | 03:00 | 0 | 2014-01-19 | 3 | 84.8 | 1 | 85.8 | 0
1 | 19 | 04:00 | 0 | 2014-01-19 | 4 | 84.89 | 1 | 85.89 | 0
1 | 19 | 05:00 | 0 | 2014-01-19 | 5 | 56.06 | 1 | 57.06 | 0
1 | 19 | 06:00 | 0 | 2014-01-19 | 6 | 51.29 | 1 | 52.29 | 0
1 | 19 | 07:00 | 0 | 2014-01-19 | 7 | 53.89 | 1 | 54.89 | 0
1 | 19 | 08:00 | 0 | 2014-01-19 | 8 | 51.2 | 1 | 52.2 | 0
1 | 19 | 09:00 | 4 | 2014-01-19 | 9 | 104.13 | 1 | 105.13 | 420.52
1 | 19 | 10:00 | 546 | 2014-01-19 | 10 | 119.15 | 1 | 120.15 | 65601.9
1 | 19 | 11:00 | 1714 | 2014-01-19 | 11 | 118.06 | 1 | 119.06 | 204068.84
1 | 19 | 12:00 | 1424 | 2014-01-19 | 12 | 101.85 | 1 | 102.85 | 146458.4
1 | 19 | 13:00 | 2609 | 2014-01-19 | 13 | 93.47 | 1 | 94.47 | 246472.23
1 | 19 | 14:00 | 2510 | 2014-01-19 | 14 | 77.67 | 1 | 78.67 | 197461.7
1 | 19 | 15:00 | 2015 | 2014-01-19 | 15 | 62.11 | 1 | 63.11 | 127166.65
1 | 19 | 16:00 | 937 | 2014-01-19 | 16 | 47.2 | 1 | 48.2 | 45163.4
1 | 19 | 17:00 | 24 | 2014-01-19 | 17 | 46.51 | 1 | 47.51 | 1140.24
1 | 19 | 18:00 | 0 | 2014-01-19 | 18 | 53.72 | 1 | 54.72 | 0
1 | 19 | 19:00 | 0 | 2014-01-19 | 19 | 43.81 | 1 | 44.81 | 0
1 | 19 | 20:00 | 0 | 2014-01-19 | 20 | 46.48 | 1 | 47.48 | 0
1 | 19 | 21:00 | 0 | 2014-01-19 | 21 | 63.76 | 1 | 64.76 | 0
1 | 19 | 22:00 | 0 | 2014-01-19 | 22 | 61.97 | 1 | 62.97 | 0
1 | 19 | 23:00 | 0 | 2014-01-19 | 23 | 52.19 | 1 | 53.19 | 0
1 | 19 | 24:00 | 0 | 2014-01-19 | 24 | 10.28 | 1 | 11.28 | 0
1 | 20 | 01:00 | 0 | 2014-01-20 | 1 | 62.64 | 1 | 63.64 | 0
1 | 20 | 02:00 | 0 | 2014-01-20 | 2 | 16.47 | 1 | 17.47 | 0
1 | 20 | 03:00 | 0 | 2014-01-20 | 3 | 1.11 | 1 | 2.11 | 0
1 | 20 | 04:00 | 0 | 2014-01-20 | 4 | 25.52 | 1 | 26.52 | 0
1 | 20 | 05:00 | 0 | 2014-01-20 | 5 | 7.74 | 1 | 8.74 | 0
1 | 20 | 06:00 | 0 | 2014-01-20 | 6 | 0 | 1 | 1 | 0
1 | 20 | 07:00 | 0 | 2014-01-20 | 7 | 81.58 | 1 | 82.58 | 0
1 | 20 | 08:00 | 0 | 2014-01-20 | 8 | 13.41 | 1 | 14.41 | 0
1 | 20 | 09:00 | 40 | 2014-01-20 | 9 | 92.02 | 1 | 93.02 | 3720.8
1 | 20 | 10:00 | 561 | 2014-01-20 | 10 | 177.37 | 1 | 178.37 | 100065.57
1 | 20 | 11:00 | 756 | 2014-01-20 | 11 | 198.16 | 1 | 199.16 | 150564.96
1 | 20 | 12:00 | 470 | 2014-01-20 | 12 | 169.2 | 1 | 170.2 | 79994
1 | 20 | 13:00 | 432 | 2014-01-20 | 13 | 136.35 | 1 | 137.35 | 59335.2
1 | 20 | 14:00 | 384 | 2014-01-20 | 14 | 149.67 | 1 | 150.67 | 57857.28
1 | 20 | 15:00 | 231 | 2014-01-20 | 15 | 177.57 | 1 | 178.57 | 41249.67
1 | 20 | 16:00 | 22 | 2014-01-20 | 16 | 118.69 | 1 | 119.69 | 2633.18
1 | 20 | 17:00 | 0 | 2014-01-20 | 17 | 179.26 | 1 | 180.26 | 0
1 | 20 | 18:00 | 0 | 2014-01-20 | 18 | 257.53 | 1 | 258.53 | 0
1 | 20 | 19:00 | 0 | 2014-01-20 | 19 | 197.9 | 1 | 198.9 | 0
1 | 20 | 20:00 | 0 | 2014-01-20 | 20 | 199.19 | 1 | 200.19 | 0
1 | 20 | 21:00 | 0 | 2014-01-20 | 21 | 120.85 | 1 | 121.85 | 0
1 | 20 | 22:00 | 0 | 2014-01-20 | 22 | 116.33 | 1 | 117.33 | 0
1 | 20 | 23:00 | 0 | 2014-01-20 | 23 | 61.65 | 1 | 62.65 | 0
1 | 20 | 24:00 | 0 | 2014-01-20 | 24 | 40.95 | 1 | 41.95 | 0
1 | 21 | 01:00 | 0 | 2014-01-21 | 1 | 127.99 | 1 | 128.99 | 0
1 | 21 | 02:00 | 0 | 2014-01-21 | 2 | 44.55 | 1 | 45.55 | 0
1 | 21 | 03:00 | 0 | 2014-01-21 | 3 | 40.99 | 1 | 41.99 | 0
1 | 21 | 04:00 | 0 | 2014-01-21 | 4 | 15.15 | 1 | 16.15 | 0
1 | 21 | 05:00 | 0 | 2014-01-21 | 5 | 0 | 1 | 1 | 0
1 | 21 | 06:00 | 0 | 2014-01-21 | 6 | 0 | 1 | 1 | 0
1 | 21 | 07:00 | 0 | 2014-01-21 | 7 | 181.37 | 1 | 182.37 | 0
1 | 21 | 08:00 | 4 | 2014-01-21 | 8 | 191.27 | 1 | 192.27 | 769.08
1 | 21 | 09:00 | 13 | 2014-01-21 | 9 | 190.38 | 1 | 191.38 | 2487.94
1 | 21 | 10:00 | 611 | 2014-01-21 | 10 | 189.41 | 1 | 190.41 | 116340.51
1 | 21 | 11:00 | 614 | 2014-01-21 | 11 | 195.32 | 1 | 196.32 | 120540.48
1 | 21 | 12:00 | 769 | 2014-01-21 | 12 | 204.56 | 1 | 205.56 | 158075.64
1 | 21 | 13:00 | 645 | 2014-01-21 | 13 | 202.03 | 1 | 203.03 | 130954.35
1 | 21 | 14:00 | 600 | 2014-01-21 | 14 | 197.92 | 1 | 198.92 | 119352
1 | 21 | 15:00 | 1467 | 2014-01-21 | 15 | 197.72 | 1 | 198.72 | 291522.24
1 | 21 | 16:00 | 948 | 2014-01-21 | 16 | 201.16 | 1 | 202.16 | 191647.68
1 | 21 | 17:00 | 3 | 2014-01-21 | 17 | 224.83 | 1 | 225.83 | 677.49
1 | 21 | 18:00 | 0 | 2014-01-21 | 18 | 389.93 | 1 | 390.93 | 0
1 | 21 | 19:00 | 0 | 2014-01-21 | 19 | 243.05 | 1 | 244.05 | 0
1 | 21 | 20:00 | 0 | 2014-01-21 | 20 | 236.15 | 1 | 237.15 | 0
1 | 21 | 21:00 | 0 | 2014-01-21 | 21 | 226.71 | 1 | 227.71 | 0
1 | 21 | 22:00 | 0 | 2014-01-21 | 22 | 198.06 | 1 | 199.06 | 0
1 | 21 | 23:00 | 0 | 2014-01-21 | 23 | 164.3 | 1 | 165.3 | 0
1 | 21 | 24:00 | 0 | 2014-01-21 | 24 | 157.68 | 1 | 158.68 | 0
1 | 22 | 01:00 | 0 | 2014-01-22 | 1 | 192.3 | 1 | 193.3 | 0
1 | 22 | 02:00 | 0 | 2014-01-22 | 2 | 245.13 | 1 | 246.13 | 0
1 | 22 | 03:00 | 0 | 2014-01-22 | 3 | 205.81 | 1 | 206.81 | 0
1 | 22 | 04:00 | 0 | 2014-01-22 | 4 | 171.76 | 1 | 172.76 | 0
1 | 22 | 05:00 | 0 | 2014-01-22 | 5 | 201 | 1 | 202 | 0
1 | 22 | 06:00 | 0 | 2014-01-22 | 6 | 212.31 | 1 | 213.31 | 0
1 | 22 | 07:00 | 0 | 2014-01-22 | 7 | 299.55 | 1 | 300.55 | 0
1 | 22 | 08:00 | 405 | 2014-01-22 | 8 | 274.4 | 1 | 275.4 | 111537
1 | 22 | 09:00 | 1526 | 2014-01-22 | 9 | 301.91 | 1 | 302.91 | 462240.66
1 | 22 | 10:00 | 2351 | 2014-01-22 | 10 | 269.89 | 1 | 270.89 | 636862.39
1 | 22 | 11:00 | 2862 | 2014-01-22 | 11 | 354.6 | 1 | 355.6 | 1017727.2
1 | 22 | 12:00 | 3066 | 2014-01-22 | 12 | 243.54 | 1 | 244.54 | 749759.64
1 | 22 | 13:00 | 2999 | 2014-01-22 | 13 | 230.27 | 1 | 231.27 | 693578.73
1 | 22 | 14:00 | 2740 | 2014-01-22 | 14 | 208.83 | 1 | 209.83 | 574934.2
1 | 22 | 15:00 | 1417 | 2014-01-22 | 15 | 209.6 | 1 | 210.6 | 298420.2
1 | 22 | 16:00 | 753 | 2014-01-22 | 16 | 207.02 | 1 | 208.02 | 156639.06
1 | 22 | 17:00 | 79 | 2014-01-22 | 17 | 244.39 | 1 | 245.39 | 19385.81
1 | 22 | 18:00 | 0 | 2014-01-22 | 18 | 327.7 | 1 | 328.7 | 0
1 | 22 | 19:00 | 0 | 2014-01-22 | 19 | 262.46 | 1 | 263.46 | 0
1 | 22 | 20:00 | 0 | 2014-01-22 | 20 | 240.56 | 1 | 241.56 | 0
1 | 22 | 21:00 | 0 | 2014-01-22 | 21 | 237 | 1 | 238 | 0
1 | 22 | 22:00 | 0 | 2014-01-22 | 22 | 206.88 | 1 | 207.88 | 0
1 | 22 | 23:00 | 0 | 2014-01-22 | 23 | 212.12 | 1 | 213.12 | 0
1 | 22 | 24:00 | 0 | 2014-01-22 | 24 | 213.05 | 1 | 214.05 | 0
1 | 23 | 01:00 | 0 | 2014-01-23 | 1 | 245.2 | 1 | 246.2 | 0
1 | 23 | 02:00 | 0 | 2014-01-23 | 2 | 208.17 | 1 | 209.17 | 0
1 | 23 | 03:00 | 0 | 2014-01-23 | 3 | 206.7 | 1 | 207.7 | 0
1 | 23 | 04:00 | 0 | 2014-01-23 | 4 | 215.47 | 1 | 216.47 | 0
1 | 23 | 05:00 | 0 | 2014-01-23 | 5 | 213.96 | 1 | 214.96 | 0
1 | 23 | 06:00 | 0 | 2014-01-23 | 6 | 265.25 | 1 | 266.25 | 0
1 | 23 | 07:00 | 0 | 2014-01-23 | 7 | 409.26 | 1 | 410.26 | 0
1 | 23 | 08:00 | 0 | 2014-01-23 | 8 | 349.13 | 1 | 350.13 | 0
1 | 23 | 09:00 | 5 | 2014-01-23 | 9 | 296.51 | 1 | 297.51 | 1487.55
1 | 23 | 10:00 | 401 | 2014-01-23 | 10 | 360.33 | 1 | 361.33 | 144893.33
1 | 23 | 11:00 | 2647 | 2014-01-23 | 11 | 325.05 | 1 | 326.05 | 863054.35
1 | 23 | 12:00 | 3038 | 2014-01-23 | 12 | 226.85 | 1 | 227.85 | 692208.3
1 | 23 | 13:00 | 2312 | 2014-01-23 | 13 | 212.55 | 1 | 213.55 | 493727.6
1 | 23 | 14:00 | 2169 | 2014-01-23 | 14 | 235.41 | 1 | 236.41 | 512773.29
1 | 23 | 15:00 | 1434 | 2014-01-23 | 15 | 217.51 | 1 | 218.51 | 313343.34
1 | 23 | 16:00 | 475 | 2014-01-23 | 16 | 230.43 | 1 | 231.43 | 109929.25
1 | 23 | 17:00 | 3 | 2014-01-23 | 17 | 275.48 | 1 | 276.48 | 829.44
1 | 23 | 18:00 | 0 | 2014-01-23 | 18 | 309.64 | 1 | 310.64 | 0
1 | 23 | 19:00 | 0 | 2014-01-23 | 19 | 290.83 | 1 | 291.83 | 0
1 | 23 | 20:00 | 0 | 2014-01-23 | 20 | 303.61 | 1 | 304.61 | 0
1 | 23 | 21:00 | 0 | 2014-01-23 | 21 | 348.16 | 1 | 349.16 | 0
1 | 23 | 22:00 | 0 | 2014-01-23 | 22 | 296.04 | 1 | 297.04 | 0
1 | 23 | 23:00 | 0 | 2014-01-23 | 23 | 256.39 | 1 | 257.39 | 0
1 | 23 | 24:00 | 0 | 2014-01-23 | 24 | 218.46 | 1 | 219.46 | 0
1 | 24 | 01:00 | 0 | 2014-01-24 | 1 | 232.02 | 1 | 233.02 | 0
1 | 24 | 02:00 | 0 | 2014-01-24 | 2 | 252.56 | 1 | 253.56 | 0
1 | 24 | 03:00 | 0 | 2014-01-24 | 3 | 230.44 | 1 | 231.44 | 0
1 | 24 | 04:00 | 0 | 2014-01-24 | 4 | 228.11 | 1 | 229.11 | 0
1 | 24 | 05:00 | 0 | 2014-01-24 | 5 | 221.61 | 1 | 222.61 | 0
1 | 24 | 06:00 | 0 | 2014-01-24 | 6 | 228.85 | 1 | 229.85 | 0
1 | 24 | 07:00 | 0 | 2014-01-24 | 7 | 288.86 | 1 | 289.86 | 0
1 | 24 | 08:00 | 21 | 2014-01-24 | 8 | 277.54 | 1 | 278.54 | 5849.34
1 | 24 | 09:00 | 891 | 2014-01-24 | 9 | 253.13 | 1 | 254.13 | 226429.83
1 | 24 | 10:00 | 930 | 2014-01-24 | 10 | 233.26 | 1 | 234.26 | 217861.8
1 | 24 | 11:00 | 420 | 2014-01-24 | 11 | 270.74 | 1 | 271.74 | 114130.8
1 | 24 | 12:00 | 538 | 2014-01-24 | 12 | 248.53 | 1 | 249.53 | 134247.14
1 | 24 | 13:00 | 617 | 2014-01-24 | 13 | 214.73 | 1 | 215.73 | 133105.41
1 | 24 | 14:00 | 1116 | 2014-01-24 | 14 | 220.04 | 1 | 221.04 | 246680.64
1 | 24 | 15:00 | 613 | 2014-01-24 | 15 | 218.12 | 1 | 219.12 | 134320.56
1 | 24 | 16:00 | 46 | 2014-01-24 | 16 | 229.99 | 1 | 230.99 | 10625.54
1 | 24 | 17:00 | 0 | 2014-01-24 | 17 | 258.63 | 1 | 259.63 | 0
1 | 24 | 18:00 | 0 | 2014-01-24 | 18 | 273.05 | 1 | 274.05 | 0
1 | 24 | 19:00 | 0 | 2014-01-24 | 19 | 244.43 | 1 | 245.43 | 0
1 | 24 | 20:00 | 0 | 2014-01-24 | 20 | 219.38 | 1 | 220.38 | 0
1 | 24 | 21:00 | 0 | 2014-01-24 | 21 | 214.75 | 1 | 215.75 | 0
1 | 24 | 22:00 | 0 | 2014-01-24 | 22 | 229.27 | 1 | 230.27 | 0
1 | 24 | 23:00 | 0 | 2014-01-24 | 23 | 227.77 | 1 | 228.77 | 0
1 | 24 | 24:00 | 0 | 2014-01-24 | 24 | 215.45 | 1 | 216.45 | 0
1 | 25 | 01:00 | 0 | 2014-01-25 | 1 | 229.41 | 1 | 230.41 | 0
1 | 25 | 02:00 | 0 | 2014-01-25 | 2 | 230.07 | 1 | 231.07 | 0
1 | 25 | 03:00 | 0 | 2014-01-25 | 3 | 232.89 | 1 | 233.89 | 0
1 | 25 | 04:00 | 0 | 2014-01-25 | 4 | 235.16 | 1 | 236.16 | 0
1 | 25 | 05:00 | 0 | 2014-01-25 | 5 | 235.8 | 1 | 236.8 | 0
1 | 25 | 06:00 | 0 | 2014-01-25 | 6 | 239.73 | 1 | 240.73 | 0
1 | 25 | 07:00 | 0 | 2014-01-25 | 7 | 238.62 | 1 | 239.62 | 0
1 | 25 | 08:00 | 0 | 2014-01-25 | 8 | 240.35 | 1 | 241.35 | 0
1 | 25 | 09:00 | 95 | 2014-01-25 | 9 | 259.44 | 1 | 260.44 | 24741.8
1 | 25 | 10:00 | 390 | 2014-01-25 | 10 | 232.7 | 1 | 233.7 | 91143
1 | 25 | 11:00 | 603 | 2014-01-25 | 11 | 250.43 | 1 | 251.43 | 151612.29
1 | 25 | 12:00 | 784 | 2014-01-25 | 12 | 239.93 | 1 | 240.93 | 188889.12
1 | 25 | 13:00 | 755 | 2014-01-25 | 13 | 249.19 | 1 | 250.19 | 188893.45
1 | 25 | 14:00 | 839 | 2014-01-25 | 14 | 242.59 | 1 | 243.59 | 204372.01
1 | 25 | 15:00 | 634 | 2014-01-25 | 15 | 233.59 | 1 | 234.59 | 148730.06
1 | 25 | 16:00 | 118 | 2014-01-25 | 16 | 229.13 | 1 | 230.13 | 27155.34
1 | 25 | 17:00 | 0 | 2014-01-25 | 17 | 230.02 | 1 | 231.02 | 0
1 | 25 | 18:00 | 0 | 2014-01-25 | 18 | 243.26 | 1 | 244.26 | 0
1 | 25 | 19:00 | 0 | 2014-01-25 | 19 | 235.03 | 1 | 236.03 | 0
1 | 25 | 20:00 | 0 | 2014-01-25 | 20 | 238.85 | 1 | 239.85 | 0
1 | 25 | 21:00 | 0 | 2014-01-25 | 21 | 250.27 | 1 | 251.27 | 0
1 | 25 | 22:00 | 0 | 2014-01-25 | 22 | 226.36 | 1 | 227.36 | 0
1 | 25 | 23:00 | 0 | 2014-01-25 | 23 | 232.34 | 1 | 233.34 | 0
1 | 25 | 24:00 | 0 | 2014-01-25 | 24 | 194.78 | 1 | 195.78 | 0
1 | 26 | 01:00 | 0 | 2014-01-26 | 1 | 218.63 | 1 | 219.63 | 0
1 | 26 | 02:00 | 0 | 2014-01-26 | 2 | 184.26 | 1 | 185.26 | 0
1 | 26 | 03:00 | 0 | 2014-01-26 | 3 | 213.26 | 1 | 214.26 | 0
1 | 26 | 04:00 | 0 | 2014-01-26 | 4 | 193.55 | 1 | 194.55 | 0
1 | 26 | 05:00 | 0 | 2014-01-26 | 5 | 204.36 | 1 | 205.36 | 0
1 | 26 | 06:00 | 0 | 2014-01-26 | 6 | 223.98 | 1 | 224.98 | 0
1 | 26 | 07:00 | 0 | 2014-01-26 | 7 | 219.74 | 1 | 220.74 | 0
1 | 26 | 08:00 | 1 | 2014-01-26 | 8 | 189.29 | 1 | 190.29 | 190.29
1 | 26 | 09:00 | 391 | 2014-01-26 | 9 | 262.27 | 1 | 263.27 | 102938.57
1 | 26 | 10:00 | 699 | 2014-01-26 | 10 | 247.38 | 1 | 248.38 | 173617.62
1 | 26 | 11:00 | 1529 | 2014-01-26 | 11 | 272.23 | 1 | 273.23 | 417768.67
1 | 26 | 12:00 | 1025 | 2014-01-26 | 12 | 236.72 | 1 | 237.72 | 243663
1 | 26 | 13:00 | 1391 | 2014-01-26 | 13 | 190.72 | 1 | 191.72 | 266682.52
1 | 26 | 14:00 | 2390 | 2014-01-26 | 14 | 230.95 | 1 | 231.95 | 554360.5
1 | 26 | 15:00 | 2032 | 2014-01-26 | 15 | 213.95 | 1 | 214.95 | 436778.4
1 | 26 | 16:00 | 813 | 2014-01-26 | 16 | 181 | 1 | 182 | 147966
1 | 26 | 17:00 | 9 | 2014-01-26 | 17 | 250.86 | 1 | 251.86 | 2266.74
1 | 26 | 18:00 | 0 | 2014-01-26 | 18 | 245.7 | 1 | 246.7 | 0
1 | 26 | 19:00 | 0 | 2014-01-26 | 19 | 230.08 | 1 | 231.08 | 0
1 | 26 | 20:00 | 0 | 2014-01-26 | 20 | 249.54 | 1 | 250.54 | 0
1 | 26 | 21:00 | 0 | 2014-01-26 | 21 | 253.08 | 1 | 254.08 | 0
1 | 26 | 22:00 | 0 | 2014-01-26 | 22 | 253.11 | 1 | 254.11 | 0
1 | 26 | 23:00 | 0 | 2014-01-26 | 23 | 217.73 | 1 | 218.73 | 0
1 | 26 | 24:00 | 0 | 2014-01-26 | 24 | 195.08 | 1 | 196.08 | 0
1 | 27 | 01:00 | 0 | 2014-01-27 | 1 | 183.71 | 1 | 184.71 | 0
1 | 27 | 02:00 | 0 | 2014-01-27 | 2 | 133.1 | 1 | 134.1 | 0
1 | 27 | 03:00 | 0 | 2014-01-27 | 3 | 61.59 | 1 | 62.59 | 0
1 | 27 | 04:00 | 0 | 2014-01-27 | 4 | 110.15 | 1 | 111.15 | 0
1 | 27 | 05:00 | 0 | 2014-01-27 | 5 | 149.91 | 1 | 150.91 | 0
1 | 27 | 06:00 | 0 | 2014-01-27 | 6 | 254.29 | 1 | 255.29 | 0
1 | 27 | 07:00 | 0 | 2014-01-27 | 7 | 369.31 | 1 | 370.31 | 0
1 | 27 | 08:00 | 427 | 2014-01-27 | 8 | 314.93 | 1 | 315.93 | 134902.11
1 | 27 | 09:00 | 1575 | 2014-01-27 | 9 | 184.66 | 1 | 185.66 | 292414.5
1 | 27 | 10:00 | 2471 | 2014-01-27 | 10 | 235.06 | 1 | 236.06 | 583304.26
1 | 27 | 11:00 | 3005 | 2014-01-27 | 11 | 254.21 | 1 | 255.21 | 766906.05
1 | 27 | 12:00 | 3339 | 2014-01-27 | 12 | 240.54 | 1 | 241.54 | 806502.06
1 | 27 | 13:00 | 3313 | 2014-01-27 | 13 | 200.38 | 1 | 201.38 | 667171.94
1 | 27 | 14:00 | 3003 | 2014-01-27 | 14 | 220.71 | 1 | 221.71 | 665795.13
1 | 27 | 15:00 | 2433 | 2014-01-27 | 15 | 121.92 | 1 | 122.92 | 299064.36
1 | 27 | 16:00 | 1500 | 2014-01-27 | 16 | 197.05 | 1 | 198.05 | 297075
1 | 27 | 17:00 | 319 | 2014-01-27 | 17 | 229.68 | 1 | 230.68 | 73586.92
1 | 27 | 18:00 | 0 | 2014-01-27 | 18 | 235.32 | 1 | 236.32 | 0
1 | 27 | 19:00 | 0 | 2014-01-27 | 19 | 227.3 | 1 | 228.3 | 0
1 | 27 | 20:00 | 0 | 2014-01-27 | 20 | 258.13 | 1 | 259.13 | 0
1 | 27 | 21:00 | 0 | 2014-01-27 | 21 | 254.83 | 1 | 255.83 | 0
1 | 27 | 22:00 | 0 | 2014-01-27 | 22 | 202.8 | 1 | 203.8 | 0
1 | 27 | 23:00 | 0 | 2014-01-27 | 23 | 201.23 | 1 | 202.23 | 0
1 | 27 | 24:00 | 0 | 2014-01-27 | 24 | 178.51 | 1 | 179.51 | 0
1 | 28 | 01:00 | 0 | 2014-01-28 | 1 | 222.73 | 1 | 223.73 | 0
1 | 28 | 02:00 | 0 | 2014-01-28 | 2 | 154.94 | 1 | 155.94 | 0
1 | 28 | 03:00 | 0 | 2014-01-28 | 3 | 188.29 | 1 | 189.29 | 0
1 | 28 | 04:00 | 0 | 2014-01-28 | 4 | 122.38 | 1 | 123.38 | 0
1 | 28 | 05:00 | 0 | 2014-01-28 | 5 | 189.36 | 1 | 190.36 | 0
1 | 28 | 06:00 | 0 | 2014-01-28 | 6 | 356.7 | 1 | 357.7 | 0
1 | 28 | 07:00 | 0 | 2014-01-28 | 7 | 530.92 | 1 | 531.92 | 0
1 | 28 | 08:00 | 147 | 2014-01-28 | 8 | 86.77 | 1 | 87.77 | 12902.19
1 | 28 | 09:00 | 824 | 2014-01-28 | 9 | 192.61 | 1 | 193.61 | 159534.64
1 | 28 | 10:00 | 1980 | 2014-01-28 | 10 | 243.84 | 1 | 244.84 | 484783.2
1 | 28 | 11:00 | 2324 | 2014-01-28 | 11 | 242.61 | 1 | 243.61 | 566149.64
1 | 28 | 12:00 | 2990 | 2014-01-28 | 12 | 231.54 | 1 | 232.54 | 695294.6
1 | 28 | 13:00 | 2907 | 2014-01-28 | 13 | 220.61 | 1 | 221.61 | 644220.27
1 | 28 | 14:00 | 2451 | 2014-01-28 | 14 | 219.01 | 1 | 220.01 | 539244.51
1 | 28 | 15:00 | 1056 | 2014-01-28 | 15 | 240.18 | 1 | 241.18 | 254686.08
1 | 28 | 16:00 | 522 | 2014-01-28 | 16 | 228.06 | 1 | 229.06 | 119569.32
1 | 28 | 17:00 | 50 | 2014-01-28 | 17 | 277.17 | 1 | 278.17 | 13908.5
1 | 28 | 18:00 | 0 | 2014-01-28 | 18 | 288.18 | 1 | 289.18 | 0
1 | 28 | 19:00 | 0 | 2014-01-28 | 19 | 219.49 | 1 | 220.49 | 0
1 | 28 | 20:00 | 0 | 2014-01-28 | 20 | 250.4 | 1 | 251.4 | 0
1 | 28 | 21:00 | 0 | 2014-01-28 | 21 | 332.21 | 1 | 333.21 | 0
1 | 28 | 22:00 | 0 | 2014-01-28 | 22 | 282.81 | 1 | 283.81 | 0
1 | 28 | 23:00 | 0 | 2014-01-28 | 23 | 259.15 | 1 | 260.15 | 0
1 | 28 | 24:00 | 0 | 2014-01-28 | 24 | 223.43 | 1 | 224.43 | 0
1 | 29 | 01:00 | 0 | 2014-01-29 | 1 | 231.78 | 1 | 232.78 | 0
1 | 29 | 02:00 | 0 | 2014-01-29 | 2 | 241.54 | 1 | 242.54 | 0
1 | 29 | 03:00 | 0 | 2014-01-29 | 3 | 226.01 | 1 | 227.01 | 0
1 | 29 | 04:00 | 0 | 2014-01-29 | 4 | 188.12 | 1 | 189.12 | 0
1 | 29 | 05:00 | 0 | 2014-01-29 | 5 | 167.97 | 1 | 168.97 | 0
1 | 29 | 06:00 | 0 | 2014-01-29 | 6 | 222.52 | 1 | 223.52 | 0
1 | 29 | 07:00 | 0 | 2014-01-29 | 7 | 272.33 | 1 | 273.33 | 0
1 | 29 | 08:00 | 490 | 2014-01-29 | 8 | 273.33 | 1 | 274.33 | 134421.7
1 | 29 | 09:00 | 1631 | 2014-01-29 | 9 | 320.05 | 1 | 321.05 | 523632.55
1 | 29 | 10:00 | 2354 | 2014-01-29 | 10 | 275.01 | 1 | 276.01 | 649727.54
1 | 29 | 11:00 | 2961 | 2014-01-29 | 11 | 254.25 | 1 | 255.25 | 755795.25
1 | 29 | 12:00 | 2958 | 2014-01-29 | 12 | 230.68 | 1 | 231.68 | 685309.44
1 | 29 | 13:00 | 2943 | 2014-01-29 | 13 | 218.58 | 1 | 219.58 | 646223.94
1 | 29 | 14:00 | 2695 | 2014-01-29 | 14 | 222.34 | 1 | 223.34 | 601901.3
1 | 29 | 15:00 | 2352 | 2014-01-29 | 15 | 215.33 | 1 | 216.33 | 508808.16
1 | 29 | 16:00 | 1509 | 2014-01-29 | 16 | 219.47 | 1 | 220.47 | 332689.23
1 | 29 | 17:00 | 265 | 2014-01-29 | 17 | 224.92 | 1 | 225.92 | 59868.8
1 | 29 | 18:00 | 0 | 2014-01-29 | 18 | 236.38 | 1 | 237.38 | 0
1 | 29 | 19:00 | 0 | 2014-01-29 | 19 | 228.34 | 1 | 229.34 | 0
1 | 29 | 20:00 | 0 | 2014-01-29 | 20 | 225.25 | 1 | 226.25 | 0
1 | 29 | 21:00 | 0 | 2014-01-29 | 21 | 216.56 | 1 | 217.56 | 0
1 | 29 | 22:00 | 0 | 2014-01-29 | 22 | 224.96 | 1 | 225.96 | 0
1 | 29 | 23:00 | 0 | 2014-01-29 | 23 | 242.8 | 1 | 243.8 | 0
1 | 29 | 24:00 | 0 | 2014-01-29 | 24 | 169.73 | 1 | 170.73 | 0
1 | 30 | 01:00 | 0 | 2014-01-30 | 1 | 176.59 | 1 | 177.59 | 0
1 | 30 | 02:00 | 0 | 2014-01-30 | 2 | 262.55 | 1 | 263.55 | 0
1 | 30 | 03:00 | 0 | 2014-01-30 | 3 | 199.37 | 1 | 200.37 | 0
1 | 30 | 04:00 | 0 | 2014-01-30 | 4 | 114.08 | 1 | 115.08 | 0
1 | 30 | 05:00 | 0 | 2014-01-30 | 5 | 106.67 | 1 | 107.67 | 0
1 | 30 | 06:00 | 0 | 2014-01-30 | 6 | 135.49 | 1 | 136.49 | 0
1 | 30 | 07:00 | 0 | 2014-01-30 | 7 | 215.56 | 1 | 216.56 | 0
1 | 30 | 08:00 | 1 | 2014-01-30 | 8 | 278.36 | 1 | 279.36 | 279.36
1 | 30 | 09:00 | 135 | 2014-01-30 | 9 | 320.4 | 1 | 321.4 | 43389
1 | 30 | 10:00 | 1084 | 2014-01-30 | 10 | 212.04 | 1 | 213.04 | 230935.36
1 | 30 | 11:00 | 1706 | 2014-01-30 | 11 | 220 | 1 | 221 | 377026
1 | 30 | 12:00 | 1269 | 2014-01-30 | 12 | 216.86 | 1 | 217.86 | 276464.34
1 | 30 | 13:00 | 1425 | 2014-01-30 | 13 | 122.62 | 1 | 123.62 | 176158.5
1 | 30 | 14:00 | 1986 | 2014-01-30 | 14 | 140.32 | 1 | 141.32 | 280661.52
1 | 30 | 15:00 | 1654 | 2014-01-30 | 15 | 159.66 | 1 | 160.66 | 265731.64
1 | 30 | 16:00 | 814 | 2014-01-30 | 16 | 111.63 | 1 | 112.63 | 91680.82
1 | 30 | 17:00 | 29 | 2014-01-30 | 17 | 150.37 | 1 | 151.37 | 4389.73
1 | 30 | 18:00 | 0 | 2014-01-30 | 18 | 349.3 | 1 | 350.3 | 0
1 | 30 | 19:00 | 0 | 2014-01-30 | 19 | 221.03 | 1 | 222.03 | 0
1 | 30 | 20:00 | 0 | 2014-01-30 | 20 | 324.92 | 1 | 325.92 | 0
1 | 30 | 21:00 | 0 | 2014-01-30 | 21 | 212.12 | 1 | 213.12 | 0
1 | 30 | 22:00 | 0 | 2014-01-30 | 22 | 124.7 | 1 | 125.7 | 0
1 | 30 | 23:00 | 0 | 2014-01-30 | 23 | 119.78 | 1 | 120.78 | 0
1 | 30 | 24:00 | 0 | 2014-01-30 | 24 | 107.79 | 1 | 108.79 | 0
1 | 31 | 01:00 | 0 | 2014-01-31 | 1 | 163.6 | 1 | 164.6 | 0
1 | 31 | 02:00 | 0 | 2014-01-31 | 2 | 278.4 | 1 | 279.4 | 0
1 | 31 | 03:00 | 0 | 2014-01-31 | 3 | 194.93 | 1 | 195.93 | 0
1 | 31 | 04:00 | 0 | 2014-01-31 | 4 | 264.77 | 1 | 265.77 | 0
1 | 31 | 05:00 | 0 | 2014-01-31 | 5 | 384.47 | 1 | 385.47 | 0
1 | 31 | 06:00 | 0 | 2014-01-31 | 6 | 173.52 | 1 | 174.52 | 0
1 | 31 | 07:00 | 0 | 2014-01-31 | 7 | 227.42 | 1 | 228.42 | 0
1 | 31 | 08:00 | 10 | 2014-01-31 | 8 | 193.5 | 1 | 194.5 | 1945
1 | 31 | 09:00 | 575 | 2014-01-31 | 9 | 174.73 | 1 | 175.73 | 101044.75
1 | 31 | 10:00 | 1308 | 2014-01-31 | 10 | 174.5 | 1 | 175.5 | 229554
1 | 31 | 11:00 | 1198 | 2014-01-31 | 11 | 162.37 | 1 | 163.37 | 195717.26
1 | 31 | 12:00 | 2615 | 2014-01-31 | 12 | 54.03 | 1 | 55.03 | 143903.45
1 | 31 | 13:00 | 1204 | 2014-01-31 | 13 | 68.35 | 1 | 69.35 | 83497.4
1 | 31 | 14:00 | 1126 | 2014-01-31 | 14 | 90.41 | 1 | 91.41 | 102927.66
1 | 31 | 15:00 | 1328 | 2014-01-31 | 15 | 115.54 | 1 | 116.54 | 154765.12
1 | 31 | 16:00 | 396 | 2014-01-31 | 16 | 97.58 | 1 | 98.58 | 39037.68
1 | 31 | 17:00 | 0 | 2014-01-31 | 17 | 141.51 | 1 | 142.51 | 0
1 | 31 | 18:00 | 0 | 2014-01-31 | 18 | 168.99 | 1 | 169.99 | 0
1 | 31 | 19:00 | 0 | 2014-01-31 | 19 | 161.22 | 1 | 162.22 | 0
1 | 31 | 20:00 | 0 | 2014-01-31 | 20 | 131.3 | 1 | 132.3 | 0
1 | 31 | 21:00 | 0 | 2014-01-31 | 21 | 118.39 | 1 | 119.39 | 0
1 | 31 | 22:00 | 0 | 2014-01-31 | 22 | 93.87 | 1 | 94.87 | 0
1 | 31 | 23:00 | 0 | 2014-01-31 | 23 | 112.93 | 1 | 113.93 | 0
1 | 31 | 24:00 | 0 | 2014-01-31 | 24 | 68.38 | 1 | 69.38 | 0
2 | 1 | 01:00 | 0 | 2014-02-01 | 1 | 44.8 | 1 | 45.8 | 0
2 | 1 | 02:00 | 0 | 2014-02-01 | 2 | 45.31 | 1 | 46.31 | 0
2 | 1 | 03:00 | 0 | 2014-02-01 | 3 | 45.94 | 1 | 46.94 | 0
2 | 1 | 04:00 | 0 | 2014-02-01 | 4 | 53.09 | 1 | 54.09 | 0
2 | 1 | 05:00 | 0 | 2014-02-01 | 5 | 56.19 | 1 | 57.19 | 0
2 | 1 | 06:00 | 0 | 2014-02-01 | 6 | 50.31 | 1 | 51.31 | 0
2 | 1 | 07:00 | 0 | 2014-02-01 | 7 | 54.37 | 1 | 55.37 | 0
2 | 1 | 08:00 | 68 | 2014-02-01 | 8 | 68.3 | 1 | 69.3 | 4712.4
2 | 1 | 09:00 | 1179 | 2014-02-01 | 9 | 85.94 | 1 | 86.94 | 102502.26
2 | 1 | 10:00 | 1754 | 2014-02-01 | 10 | 64.87 | 1 | 65.87 | 115535.98
2 | 1 | 11:00 | 1952 | 2014-02-01 | 11 | 53.1 | 1 | 54.1 | 105603.2
2 | 1 | 12:00 | 1803 | 2014-02-01 | 12 | 47.63 | 1 | 48.63 | 87679.89
2 | 1 | 13:00 | 913 | 2014-02-01 | 13 | 46.55 | 1 | 47.55 | 43413.15
2 | 1 | 14:00 | 538 | 2014-02-01 | 14 | 42.82 | 1 | 43.82 | 23575.16
2 | 1 | 15:00 | 265 | 2014-02-01 | 15 | 39.84 | 1 | 40.84 | 10822.6
2 | 1 | 16:00 | 182 | 2014-02-01 | 16 | 40.93 | 1 | 41.93 | 7631.26
2 | 1 | 17:00 | 0 | 2014-02-01 | 17 | 32.71 | 1 | 33.71 | 0
2 | 1 | 18:00 | 0 | 2014-02-01 | 18 | 68.2 | 1 | 69.2 | 0
2 | 1 | 19:00 | 0 | 2014-02-01 | 19 | 63.77 | 1 | 64.77 | 0
2 | 1 | 20:00 | 0 | 2014-02-01 | 20 | 53.51 | 1 | 54.51 | 0
2 | 1 | 21:00 | 0 | 2014-02-01 | 21 | 45.74 | 1 | 46.74 | 0
2 | 1 | 22:00 | 0 | 2014-02-01 | 22 | 47.38 | 1 | 48.38 | 0
2 | 1 | 23:00 | 0 | 2014-02-01 | 23 | 77.28 | 1 | 78.28 | 0
2 | 1 | 24:00 | 0 | 2014-02-01 | 24 | 64.5 | 1 | 65.5 | 0
2 | 2 | 01:00 | 0 | 2014-02-02 | 1 | 61.64 | 1 | 62.64 | 0
2 | 2 | 02:00 | 0 | 2014-02-02 | 2 | 70.84 | 1 | 71.84 | 0
2 | 2 | 03:00 | 0 | 2014-02-02 | 3 | 87.53 | 1 | 88.53 | 0
2 | 2 | 04:00 | 0 | 2014-02-02 | 4 | 79.42 | 1 | 80.42 | 0
2 | 2 | 05:00 | 0 | 2014-02-02 | 5 | 45.49 | 1 | 46.49 | 0
2 | 2 | 06:00 | 0 | 2014-02-02 | 6 | 45.01 | 1 | 46.01 | 0
2 | 2 | 07:00 | 0 | 2014-02-02 | 7 | 43.62 | 1 | 44.62 | 0
2 | 2 | 08:00 | 52 | 2014-02-02 | 8 | 7.01 | 1 | 8.01 | 416.52
2 | 2 | 09:00 | 1397 | 2014-02-02 | 9 | 12.94 | 1 | 13.94 | 19474.18
2 | 2 | 10:00 | 2303 | 2014-02-02 | 10 | 1.09 | 1 | 2.09 | 4813.27
2 | 2 | 11:00 | 2596 | 2014-02-02 | 11 | 49.08 | 1 | 50.08 | 130007.68
2 | 2 | 12:00 | 1767 | 2014-02-02 | 12 | 55.38 | 1 | 56.38 | 99623.46
2 | 2 | 13:00 | 2037 | 2014-02-02 | 13 | 51.64 | 1 | 52.64 | 107227.68
2 | 2 | 14:00 | 1395 | 2014-02-02 | 14 | 60.77 | 1 | 61.77 | 86169.15
2 | 2 | 15:00 | 1290 | 2014-02-02 | 15 | 65.69 | 1 | 66.69 | 86030.1
2 | 2 | 16:00 | 1138 | 2014-02-02 | 16 | 48.83 | 1 | 49.83 | 56706.54
2 | 2 | 17:00 | 271 | 2014-02-02 | 17 | 73.23 | 1 | 74.23 | 20116.33
2 | 2 | 18:00 | 0 | 2014-02-02 | 18 | 93.98 | 1 | 94.98 | 0
2 | 2 | 19:00 | 0 | 2014-02-02 | 19 | 59.68 | 1 | 60.68 | 0
2 | 2 | 20:00 | 0 | 2014-02-02 | 20 | 36.81 | 1 | 37.81 | 0
2 | 2 | 21:00 | 0 | 2014-02-02 | 21 | 51.98 | 1 | 52.98 | 0
2 | 2 | 22:00 | 0 | 2014-02-02 | 22 | 49.67 | 1 | 50.67 | 0
2 | 2 | 23:00 | 0 | 2014-02-02 | 23 | 3.28 | 1 | 4.28 | 0
2 | 2 | 24:00 | 0 | 2014-02-02 | 24 | 0 | 1 | 1 | 0
2 | 3 | 01:00 | 0 | 2014-02-03 | 1 | 0 | 1 | 1 | 0
2 | 3 | 02:00 | 0 | 2014-02-03 | 2 | 0 | 1 | 1 | 0
2 | 3 | 03:00 | 0 | 2014-02-03 | 3 | 0 | 1 | 1 | 0
2 | 3 | 04:00 | 0 | 2014-02-03 | 4 | 0 | 1 | 1 | 0
2 | 3 | 05:00 | 0 | 2014-02-03 | 5 | 0 | 1 | 1 | 0
2 | 3 | 06:00 | 0 | 2014-02-03 | 6 | 0 | 1 | 1 | 0
2 | 3 | 07:00 | 0 | 2014-02-03 | 7 | 103.66 | 1 | 104.66 | 0
2 | 3 | 08:00 | 214 | 2014-02-03 | 8 | 101.68 | 1 | 102.68 | 21973.52
2 | 3 | 09:00 | 1415 | 2014-02-03 | 9 | 73.2 | 1 | 74.2 | 104993
2 | 3 | 10:00 | 2297 | 2014-02-03 | 10 | 70.26 | 1 | 71.26 | 163684.22
2 | 3 | 11:00 | 2754 | 2014-02-03 | 11 | 99.5 | 1 | 100.5 | 276777
2 | 3 | 12:00 | 2395 | 2014-02-03 | 12 | 129.71 | 1 | 130.71 | 313050.45
2 | 3 | 13:00 | 2970 | 2014-02-03 | 13 | 134.12 | 1 | 135.12 | 401306.4
2 | 3 | 14:00 | 2357 | 2014-02-03 | 14 | 108.02 | 1 | 109.02 | 256960.14
2 | 3 | 15:00 | 2059 | 2014-02-03 | 15 | 105.24 | 1 | 106.24 | 218748.16
2 | 3 | 16:00 | 1014 | 2014-02-03 | 16 | 90.61 | 1 | 91.61 | 92892.54
2 | 3 | 17:00 | 90 | 2014-02-03 | 17 | 92.66 | 1 | 93.66 | 8429.4
2 | 3 | 18:00 | 0 | 2014-02-03 | 18 | 172.06 | 1 | 173.06 | 0
2 | 3 | 19:00 | 0 | 2014-02-03 | 19 | 134.55 | 1 | 135.55 | 0
2 | 3 | 20:00 | 0 | 2014-02-03 | 20 | 118.78 | 1 | 119.78 | 0
2 | 3 | 21:00 | 0 | 2014-02-03 | 21 | 111.82 | 1 | 112.82 | 0
2 | 3 | 22:00 | 0 | 2014-02-03 | 22 | 55.18 | 1 | 56.18 | 0
2 | 3 | 23:00 | 0 | 2014-02-03 | 23 | 31.81 | 1 | 32.81 | 0
2 | 3 | 24:00 | 0 | 2014-02-03 | 24 | 47.07 | 1 | 48.07 | 0
2 | 4 | 01:00 | 0 | 2014-02-04 | 1 | 82.29 | 1 | 83.29 | 0
2 | 4 | 02:00 | 0 | 2014-02-04 | 2 | 93.93 | 1 | 94.93 | 0
2 | 4 | 03:00 | 0 | 2014-02-04 | 3 | 82.36 | 1 | 83.36 | 0
2 | 4 | 04:00 | 0 | 2014-02-04 | 4 | 50.64 | 1 | 51.64 | 0
2 | 4 | 05:00 | 0 | 2014-02-04 | 5 | 56.3 | 1 | 57.3 | 0
2 | 4 | 06:00 | 0 | 2014-02-04 | 6 | 111.16 | 1 | 112.16 | 0
2 | 4 | 07:00 | 0 | 2014-02-04 | 7 | 352.01 | 1 | 353.01 | 0
2 | 4 | 08:00 | 383 | 2014-02-04 | 8 | 474.99 | 1 | 475.99 | 182304.17
2 | 4 | 09:00 | 1523 | 2014-02-04 | 9 | 141.92 | 1 | 142.92 | 217667.16
2 | 4 | 10:00 | 2405 | 2014-02-04 | 10 | 109.62 | 1 | 110.62 | 266041.1
2 | 4 | 11:00 | 2961 | 2014-02-04 | 11 | 99.73 | 1 | 100.73 | 298261.53
2 | 4 | 12:00 | 3045 | 2014-02-04 | 12 | 63.32 | 1 | 64.32 | 195854.4
2 | 4 | 13:00 | 2873 | 2014-02-04 | 13 | 50.62 | 1 | 51.62 | 148304.26
2 | 4 | 14:00 | 2629 | 2014-02-04 | 14 | 84.61 | 1 | 85.61 | 225068.69
2 | 4 | 15:00 | 2242 | 2014-02-04 | 15 | 38.98 | 1 | 39.98 | 89635.16
2 | 4 | 16:00 | 1440 | 2014-02-04 | 16 | 58.53 | 1 | 59.53 | 85723.2
2 | 4 | 17:00 | 290 | 2014-02-04 | 17 | 81.64 | 1 | 82.64 | 23965.6
2 | 4 | 18:00 | 0 | 2014-02-04 | 18 | 127.6 | 1 | 128.6 | 0
2 | 4 | 19:00 | 0 | 2014-02-04 | 19 | 108.49 | 1 | 109.49 | 0
2 | 4 | 20:00 | 0 | 2014-02-04 | 20 | 106.3 | 1 | 107.3 | 0
2 | 4 | 21:00 | 0 | 2014-02-04 | 21 | 93.74 | 1 | 94.74 | 0
2 | 4 | 22:00 | 0 | 2014-02-04 | 22 | 32.42 | 1 | 33.42 | 0
2 | 4 | 23:00 | 0 | 2014-02-04 | 23 | 58.27 | 1 | 59.27 | 0
2 | 4 | 24:00 | 0 | 2014-02-04 | 24 | 32.46 | 1 | 33.46 | 0
2 | 5 | 01:00 | 0 | 2014-02-05 | 1 | 104.03 | 1 | 105.03 | 0
2 | 5 | 02:00 | 0 | 2014-02-05 | 2 | 121.44 | 1 | 122.44 | 0
2 | 5 | 03:00 | 0 | 2014-02-05 | 3 | 49 | 1 | 50 | 0
2 | 5 | 04:00 | 0 | 2014-02-05 | 4 | 42.29 | 1 | 43.29 | 0
2 | 5 | 05:00 | 0 | 2014-02-05 | 5 | 24.71 | 1 | 25.71 | 0
2 | 5 | 06:00 | 0 | 2014-02-05 | 6 | 31.97 | 1 | 32.97 | 0
2 | 5 | 07:00 | 0 | 2014-02-05 | 7 | 0.37 | 1 | 1.37 | 0
2 | 5 | 08:00 | 574 | 2014-02-05 | 8 | 110.8 | 1 | 111.8 | 64173.2
2 | 5 | 09:00 | 1697 | 2014-02-05 | 9 | 148.67 | 1 | 149.67 | 253989.99
2 | 5 | 10:00 | 2527 | 2014-02-05 | 10 | 284.43 | 1 | 285.43 | 721281.61
2 | 5 | 11:00 | 2734 | 2014-02-05 | 11 | 285.28 | 1 | 286.28 | 782689.52
2 | 5 | 12:00 | 2879 | 2014-02-05 | 12 | 250.85 | 1 | 251.85 | 725076.15
2 | 5 | 13:00 | 2724 | 2014-02-05 | 13 | 297.17 | 1 | 298.17 | 812215.08
2 | 5 | 14:00 | 2000 | 2014-02-05 | 14 | 237.51 | 1 | 238.51 | 477020
2 | 5 | 15:00 | 1199 | 2014-02-05 | 15 | 218.23 | 1 | 219.23 | 262856.77
2 | 5 | 16:00 | 339 | 2014-02-05 | 16 | 209.88 | 1 | 210.88 | 71488.32
2 | 5 | 17:00 | 1 | 2014-02-05 | 17 | 238.23 | 1 | 239.23 | 239.23
2 | 5 | 18:00 | 0 | 2014-02-05 | 18 | 286.78 | 1 | 287.78 | 0
2 | 5 | 19:00 | 0 | 2014-02-05 | 19 | 225.95 | 1 | 226.95 | 0
2 | 5 | 20:00 | 0 | 2014-02-05 | 20 | 262.53 | 1 | 263.53 | 0
2 | 5 | 21:00 | 0 | 2014-02-05 | 21 | 157.9 | 1 | 158.9 | 0
2 | 5 | 22:00 | 0 | 2014-02-05 | 22 | 70.44 | 1 | 71.44 | 0
2 | 5 | 23:00 | 0 | 2014-02-05 | 23 | 96.35 | 1 | 97.35 | 0
2 | 5 | 24:00 | 0 | 2014-02-05 | 24 | 125.44 | 1 | 126.44 | 0
2 | 6 | 01:00 | 0 | 2014-02-06 | 1 | 171.63 | 1 | 172.63 | 0
2 | 6 | 02:00 | 0 | 2014-02-06 | 2 | 191.54 | 1 | 192.54 | 0
2 | 6 | 03:00 | 0 | 2014-02-06 | 3 | 128.77 | 1 | 129.77 | 0
2 | 6 | 04:00 | 0 | 2014-02-06 | 4 | 133.37 | 1 | 134.37 | 0
2 | 6 | 05:00 | 0 | 2014-02-06 | 5 | 116.27 | 1 | 117.27 | 0
2 | 6 | 06:00 | 0 | 2014-02-06 | 6 | 68.89 | 1 | 69.89 | 0
2 | 6 | 07:00 | 0 | 2014-02-06 | 7 | 248.04 | 1 | 249.04 | 0
2 | 6 | 08:00 | 1 | 2014-02-06 | 8 | 255.69 | 1 | 256.69 | 256.69
2 | 6 | 09:00 | 477 | 2014-02-06 | 9 | 216.79 | 1 | 217.79 | 103885.83
2 | 6 | 10:00 | 757 | 2014-02-06 | 10 | 208.93 | 1 | 209.93 | 158917.01
2 | 6 | 11:00 | 1687 | 2014-02-06 | 11 | 254.74 | 1 | 255.74 | 431433.38
2 | 6 | 12:00 | 2789 | 2014-02-06 | 12 | 244.61 | 1 | 245.61 | 685006.29
2 | 6 | 13:00 | 2904 | 2014-02-06 | 13 | 229.05 | 1 | 230.05 | 668065.2
2 | 6 | 14:00 | 2583 | 2014-02-06 | 14 | 205.66 | 1 | 206.66 | 533802.78
2 | 6 | 15:00 | 1148 | 2014-02-06 | 15 | 190.66 | 1 | 191.66 | 220025.68
2 | 6 | 16:00 | 138 | 2014-02-06 | 16 | 183.49 | 1 | 184.49 | 25459.62
2 | 6 | 17:00 | 0 | 2014-02-06 | 17 | 178.74 | 1 | 179.74 | 0
2 | 6 | 18:00 | 0 | 2014-02-06 | 18 | 223.6 | 1 | 224.6 | 0
2 | 6 | 19:00 | 0 | 2014-02-06 | 19 | 205.23 | 1 | 206.23 | 0
2 | 6 | 20:00 | 0 | 2014-02-06 | 20 | 207.04 | 1 | 208.04 | 0
2 | 6 | 21:00 | 0 | 2014-02-06 | 21 | 205.38 | 1 | 206.38 | 0
2 | 6 | 22:00 | 0 | 2014-02-06 | 22 | 196.86 | 1 | 197.86 | 0
2 | 6 | 23:00 | 0 | 2014-02-06 | 23 | 186.71 | 1 | 187.71 | 0
2 | 6 | 24:00 | 0 | 2014-02-06 | 24 | 148.37 | 1 | 149.37 | 0
2 | 7 | 01:00 | 0 | 2014-02-07 | 1 | 106.36 | 1 | 107.36 | 0
2 | 7 | 02:00 | 0 | 2014-02-07 | 2 | 94.05 | 1 | 95.05 | 0
2 | 7 | 03:00 | 0 | 2014-02-07 | 3 | 90.73 | 1 | 91.73 | 0
2 | 7 | 04:00 | 0 | 2014-02-07 | 4 | 47.16 | 1 | 48.16 | 0
2 | 7 | 05:00 | 0 | 2014-02-07 | 5 | 97.67 | 1 | 98.67 | 0
2 | 7 | 06:00 | 0 | 2014-02-07 | 6 | 134.99 | 1 | 135.99 | 0
2 | 7 | 07:00 | 0 | 2014-02-07 | 7 | 186.08 | 1 | 187.08 | 0
2 | 7 | 08:00 | 3 | 2014-02-07 | 8 | 193.66 | 1 | 194.66 | 583.98
2 | 7 | 09:00 | 93 | 2014-02-07 | 9 | 165.61 | 1 | 166.61 | 15494.73
2 | 7 | 10:00 | 782 | 2014-02-07 | 10 | 125.8 | 1 | 126.8 | 99157.6
2 | 7 | 11:00 | 885 | 2014-02-07 | 11 | 77.74 | 1 | 78.74 | 69684.9
2 | 7 | 12:00 | 1244 | 2014-02-07 | 12 | 113.23 | 1 | 114.23 | 142102.12
2 | 7 | 13:00 | 942 | 2014-02-07 | 13 | 137.66 | 1 | 138.66 | 130617.72
2 | 7 | 14:00 | 893 | 2014-02-07 | 14 | 125.62 | 1 | 126.62 | 113071.66
2 | 7 | 15:00 | 726 | 2014-02-07 | 15 | 48.17 | 1 | 49.17 | 35697.42
2 | 7 | 16:00 | 487 | 2014-02-07 | 16 | 48.44 | 1 | 49.44 | 24077.28
2 | 7 | 17:00 | 5 | 2014-02-07 | 17 | 134.5 | 1 | 135.5 | 677.5
2 | 7 | 18:00 | 0 | 2014-02-07 | 18 | 167.42 | 1 | 168.42 | 0
2 | 7 | 19:00 | 0 | 2014-02-07 | 19 | 190.38 | 1 | 191.38 | 0
2 | 7 | 20:00 | 0 | 2014-02-07 | 20 | 168.59 | 1 | 169.59 | 0
2 | 7 | 21:00 | 0 | 2014-02-07 | 21 | 113.63 | 1 | 114.63 | 0
2 | 7 | 22:00 | 0 | 2014-02-07 | 22 | 101.04 | 1 | 102.04 | 0
2 | 7 | 23:00 | 0 | 2014-02-07 | 23 | 125.67 | 1 | 126.67 | 0
2 | 7 | 24:00 | 0 | 2014-02-07 | 24 | 60.52 | 1 | 61.52 | 0
2 | 8 | 01:00 | 0 | 2014-02-08 | 1 | 130.29 | 1 | 131.29 | 0
2 | 8 | 02:00 | 0 | 2014-02-08 | 2 | 143.68 | 1 | 144.68 | 0
2 | 8 | 03:00 | 0 | 2014-02-08 | 3 | 139.85 | 1 | 140.85 | 0
2 | 8 | 04:00 | 0 | 2014-02-08 | 4 | 117.35 | 1 | 118.35 | 0
2 | 8 | 05:00 | 0 | 2014-02-08 | 5 | 137.74 | 1 | 138.74 | 0
2 | 8 | 06:00 | 0 | 2014-02-08 | 6 | 145.02 | 1 | 146.02 | 0
2 | 8 | 07:00 | 0 | 2014-02-08 | 7 | 157.53 | 1 | 158.53 | 0
2 | 8 | 08:00 | 5 | 2014-02-08 | 8 | 185.8 | 1 | 186.8 | 934
2 | 8 | 09:00 | 400 | 2014-02-08 | 9 | 214.29 | 1 | 215.29 | 86116
2 | 8 | 10:00 | 294 | 2014-02-08 | 10 | 210.11 | 1 | 211.11 | 62066.34
2 | 8 | 11:00 | 795 | 2014-02-08 | 11 | 226.65 | 1 | 227.65 | 180981.75
2 | 8 | 12:00 | 1018 | 2014-02-08 | 12 | 254.86 | 1 | 255.86 | 260465.48
2 | 8 | 13:00 | 853 | 2014-02-08 | 13 | 222.63 | 1 | 223.63 | 190756.39
2 | 8 | 14:00 | 960 | 2014-02-08 | 14 | 168 | 1 | 169 | 162240
2 | 8 | 15:00 | 1314 | 2014-02-08 | 15 | 151.88 | 1 | 152.88 | 200884.32
2 | 8 | 16:00 | 1086 | 2014-02-08 | 16 | 182.66 | 1 | 183.66 | 199454.76
2 | 8 | 17:00 | 10 | 2014-02-08 | 17 | 203.74 | 1 | 204.74 | 2047.4
2 | 8 | 18:00 | 0 | 2014-02-08 | 18 | 285.42 | 1 | 286.42 | 0
2 | 8 | 19:00 | 0 | 2014-02-08 | 19 | 217.59 | 1 | 218.59 | 0
2 | 8 | 20:00 | 0 | 2014-02-08 | 20 | 241.75 | 1 | 242.75 | 0
2 | 8 | 21:00 | 0 | 2014-02-08 | 21 | 200.91 | 1 | 201.91 | 0
2 | 8 | 22:00 | 0 | 2014-02-08 | 22 | 144.78 | 1 | 145.78 | 0
2 | 8 | 23:00 | 0 | 2014-02-08 | 23 | 136.84 | 1 | 137.84 | 0
2 | 8 | 24:00 | 0 | 2014-02-08 | 24 | 149.52 | 1 | 150.52 | 0
2 | 9 | 01:00 | 0 | 2014-02-09 | 1 | 206.69 | 1 | 207.69 | 0
2 | 9 | 02:00 | 0 | 2014-02-09 | 2 | 199.64 | 1 | 200.64 | 0
2 | 9 | 03:00 | 0 | 2014-02-09 | 3 | 168.62 | 1 | 169.62 | 0
2 | 9 | 04:00 | 0 | 2014-02-09 | 4 | 177.78 | 1 | 178.78 | 0
2 | 9 | 05:00 | 0 | 2014-02-09 | 5 | 174.13 | 1 | 175.13 | 0
2 | 9 | 06:00 | 0 | 2014-02-09 | 6 | 181.04 | 1 | 182.04 | 0
2 | 9 | 07:00 | 0 | 2014-02-09 | 7 | 178.42 | 1 | 179.42 | 0
2 | 9 | 08:00 | 34 | 2014-02-09 | 8 | 164.09 | 1 | 165.09 | 5613.06
2 | 9 | 09:00 | 1083 | 2014-02-09 | 9 | 157.8 | 1 | 158.8 | 171980.4
2 | 9 | 10:00 | 1928 | 2014-02-09 | 10 | 166.33 | 1 | 167.33 | 322612.24
2 | 9 | 11:00 | 2471 | 2014-02-09 | 11 | 163.36 | 1 | 164.36 | 406133.56
2 | 9 | 12:00 | 2765 | 2014-02-09 | 12 | 165.22 | 1 | 166.22 | 459598.3
2 | 9 | 13:00 | 2727 | 2014-02-09 | 13 | 161.61 | 1 | 162.61 | 443437.47
2 | 9 | 14:00 | 2431 | 2014-02-09 | 14 | 148.72 | 1 | 149.72 | 363969.32
2 | 9 | 15:00 | 1865 | 2014-02-09 | 15 | 156.6 | 1 | 157.6 | 293924
2 | 9 | 16:00 | 1046 | 2014-02-09 | 16 | 167.68 | 1 | 168.68 | 176439.28
2 | 9 | 17:00 | 35 | 2014-02-09 | 17 | 218.32 | 1 | 219.32 | 7676.2
2 | 9 | 18:00 | 0 | 2014-02-09 | 18 | 571.06 | 1 | 572.06 | 0
2 | 9 | 19:00 | 0 | 2014-02-09 | 19 | 339.67 | 1 | 340.67 | 0
2 | 9 | 20:00 | 0 | 2014-02-09 | 20 | 356.84 | 1 | 357.84 | 0
2 | 9 | 21:00 | 0 | 2014-02-09 | 21 | 251.37 | 1 | 252.37 | 0
2 | 9 | 22:00 | 0 | 2014-02-09 | 22 | 193.4 | 1 | 194.4 | 0
2 | 9 | 23:00 | 0 | 2014-02-09 | 23 | 155.86 | 1 | 156.86 | 0
2 | 9 | 24:00 | 0 | 2014-02-09 | 24 | 146.51 | 1 | 147.51 | 0
2 | 10 | 01:00 | 0 | 2014-02-10 | 1 | 112.09 | 1 | 113.09 | 0
2 | 10 | 02:00 | 0 | 2014-02-10 | 2 | 83.79 | 1 | 84.79 | 0
2 | 10 | 03:00 | 0 | 2014-02-10 | 3 | 132.92 | 1 | 133.92 | 0
2 | 10 | 04:00 | 0 | 2014-02-10 | 4 | 113.29 | 1 | 114.29 | 0
2 | 10 | 05:00 | 0 | 2014-02-10 | 5 | 96.86 | 1 | 97.86 | 0
2 | 10 | 06:00 | 0 | 2014-02-10 | 6 | 162.05 | 1 | 163.05 | 0
2 | 10 | 07:00 | 0 | 2014-02-10 | 7 | 224.97 | 1 | 225.97 | 0
2 | 10 | 08:00 | 0 | 2014-02-10 | 8 | 200.62 | 1 | 201.62 | 0
2 | 10 | 09:00 | 68 | 2014-02-10 | 9 | 202.15 | 1 | 203.15 | 13814.2
2 | 10 | 10:00 | 486 | 2014-02-10 | 10 | 209.87 | 1 | 210.87 | 102482.82
2 | 10 | 11:00 | 524 | 2014-02-10 | 11 | 223.35 | 1 | 224.35 | 117559.4
2 | 10 | 12:00 | 673 | 2014-02-10 | 12 | 223.51 | 1 | 224.51 | 151095.23
2 | 10 | 13:00 | 364 | 2014-02-10 | 13 | 202.68 | 1 | 203.68 | 74139.52
2 | 10 | 14:00 | 589 | 2014-02-10 | 14 | 191.68 | 1 | 192.68 | 113488.52
2 | 10 | 15:00 | 523 | 2014-02-10 | 15 | 192.1 | 1 | 193.1 | 100991.3
2 | 10 | 16:00 | 12 | 2014-02-10 | 16 | 189.05 | 1 | 190.05 | 2280.6
2 | 10 | 17:00 | 1 | 2014-02-10 | 17 | 189.71 | 1 | 190.71 | 190.71
2 | 10 | 18:00 | 0 | 2014-02-10 | 18 | 215.31 | 1 | 216.31 | 0
2 | 10 | 19:00 | 0 | 2014-02-10 | 19 | 214.75 | 1 | 215.75 | 0
2 | 10 | 20:00 | 0 | 2014-02-10 | 20 | 202.15 | 1 | 203.15 | 0
2 | 10 | 21:00 | 0 | 2014-02-10 | 21 | 192.35 | 1 | 193.35 | 0
2 | 10 | 22:00 | 0 | 2014-02-10 | 22 | 203.79 | 1 | 204.79 | 0
2 | 10 | 23:00 | 0 | 2014-02-10 | 23 | 169.85 | 1 | 170.85 | 0
2 | 10 | 24:00 | 0 | 2014-02-10 | 24 | 50.66 | 1 | 51.66 | 0
2 | 11 | 01:00 | 0 | 2014-02-11 | 1 | 127.71 | 1 | 128.71 | 0
2 | 11 | 02:00 | 0 | 2014-02-11 | 2 | 124.41 | 1 | 125.41 | 0
2 | 11 | 03:00 | 0 | 2014-02-11 | 3 | 185.21 | 1 | 186.21 | 0
2 | 11 | 04:00 | 0 | 2014-02-11 | 4 | 169.25 | 1 | 170.25 | 0
2 | 11 | 05:00 | 0 | 2014-02-11 | 5 | 141.36 | 1 | 142.36 | 0
2 | 11 | 06:00 | 0 | 2014-02-11 | 6 | 132.09 | 1 | 133.09 | 0
2 | 11 | 07:00 | 0 | 2014-02-11 | 7 | 242.41 | 1 | 243.41 | 0
2 | 11 | 08:00 | 25 | 2014-02-11 | 8 | 236.52 | 1 | 237.52 | 5938
2 | 11 | 09:00 | 912 | 2014-02-11 | 9 | 208.98 | 1 | 209.98 | 191501.76
2 | 11 | 10:00 | 2149 | 2014-02-11 | 10 | 200.94 | 1 | 201.94 | 433969.06
2 | 11 | 11:00 | 1658 | 2014-02-11 | 11 | 202.83 | 1 | 203.83 | 337950.14
2 | 11 | 12:00 | 2638 | 2014-02-11 | 12 | 203.32 | 1 | 204.32 | 538996.16
2 | 11 | 13:00 | 2832 | 2014-02-11 | 13 | 205.16 | 1 | 206.16 | 583845.12
2 | 11 | 14:00 | 2514 | 2014-02-11 | 14 | 205.63 | 1 | 206.63 | 519467.82
2 | 11 | 15:00 | 1978 | 2014-02-11 | 15 | 201.34 | 1 | 202.34 | 400228.52
2 | 11 | 16:00 | 968 | 2014-02-11 | 16 | 168.4 | 1 | 169.4 | 163979.2
2 | 11 | 17:00 | 176 | 2014-02-11 | 17 | 119.06 | 1 | 120.06 | 21130.56
2 | 11 | 18:00 | 0 | 2014-02-11 | 18 | 235.01 | 1 | 236.01 | 0
2 | 11 | 19:00 | 0 | 2014-02-11 | 19 | 238.75 | 1 | 239.75 | 0
2 | 11 | 20:00 | 0 | 2014-02-11 | 20 | 269.06 | 1 | 270.06 | 0
2 | 11 | 21:00 | 0 | 2014-02-11 | 21 | 220.82 | 1 | 221.82 | 0
2 | 11 | 22:00 | 0 | 2014-02-11 | 22 | 201.11 | 1 | 202.11 | 0
2 | 11 | 23:00 | 0 | 2014-02-11 | 23 | 181.18 | 1 | 182.18 | 0
2 | 11 | 24:00 | 0 | 2014-02-11 | 24 | 139.53 | 1 | 140.53 | 0
2 | 12 | 01:00 | 0 | 2014-02-12 | 1 | 157.91 | 1 | 158.91 | 0
2 | 12 | 02:00 | 0 | 2014-02-12 | 2 | 137.13 | 1 | 138.13 | 0
2 | 12 | 03:00 | 0 | 2014-02-12 | 3 | 129.76 | 1 | 130.76 | 0
2 | 12 | 04:00 | 0 | 2014-02-12 | 4 | 122.63 | 1 | 123.63 | 0
2 | 12 | 05:00 | 0 | 2014-02-12 | 5 | 129.44 | 1 | 130.44 | 0
2 | 12 | 06:00 | 0 | 2014-02-12 | 6 | 183.63 | 1 | 184.63 | 0
2 | 12 | 07:00 | 0 | 2014-02-12 | 7 | 342.58 | 1 | 343.58 | 0
2 | 12 | 08:00 | 1 | 2014-02-12 | 8 | 524.22 | 1 | 525.22 | 525.22
2 | 12 | 09:00 | 104 | 2014-02-12 | 9 | 235.64 | 1 | 236.64 | 24610.56
2 | 12 | 10:00 | 123 | 2014-02-12 | 10 | 224.27 | 1 | 225.27 | 27708.21
2 | 12 | 11:00 | 692 | 2014-02-12 | 11 | 189.72 | 1 | 190.72 | 131978.24
2 | 12 | 12:00 | 959 | 2014-02-12 | 12 | 179.27 | 1 | 180.27 | 172878.93
2 | 12 | 13:00 | 429 | 2014-02-12 | 13 | 169.55 | 1 | 170.55 | 73165.95
2 | 12 | 14:00 | 956 | 2014-02-12 | 14 | 163.25 | 1 | 164.25 | 157023
2 | 12 | 15:00 | 728 | 2014-02-12 | 15 | 175.57 | 1 | 176.57 | 128542.96
2 | 12 | 16:00 | 46 | 2014-02-12 | 16 | 114.43 | 1 | 115.43 | 5309.78
2 | 12 | 17:00 | 11 | 2014-02-12 | 17 | 88.06 | 1 | 89.06 | 979.66
2 | 12 | 18:00 | 0 | 2014-02-12 | 18 | 170.02 | 1 | 171.02 | 0
2 | 12 | 19:00 | 0 | 2014-02-12 | 19 | 198.09 | 1 | 199.09 | 0
2 | 12 | 20:00 | 0 | 2014-02-12 | 20 | 226.51 | 1 | 227.51 | 0
2 | 12 | 21:00 | 0 | 2014-02-12 | 21 | 190.79 | 1 | 191.79 | 0
2 | 12 | 22:00 | 0 | 2014-02-12 | 22 | 170.47 | 1 | 171.47 | 0
2 | 12 | 23:00 | 0 | 2014-02-12 | 23 | 313.94 | 1 | 314.94 | 0
2 | 12 | 24:00 | 0 | 2014-02-12 | 24 | 239.44 | 1 | 240.44 | 0
2 | 13 | 01:00 | 0 | 2014-02-13 | 1 | 253.03 | 1 | 254.03 | 0
2 | 13 | 02:00 | 0 | 2014-02-13 | 2 | 230.31 | 1 | 231.31 | 0
2 | 13 | 03:00 | 0 | 2014-02-13 | 3 | 131.55 | 1 | 132.55 | 0
2 | 13 | 04:00 | 0 | 2014-02-13 | 4 | 146.11 | 1 | 147.11 | 0
2 | 13 | 05:00 | 0 | 2014-02-13 | 5 | 164.33 | 1 | 165.33 | 0
2 | 13 | 06:00 | 0 | 2014-02-13 | 6 | 213.13 | 1 | 214.13 | 0
2 | 13 | 07:00 | 0 | 2014-02-13 | 7 | 122.42 | 1 | 123.42 | 0
2 | 13 | 08:00 | 177 | 2014-02-13 | 8 | 160.69 | 1 | 161.69 | 28619.13
2 | 13 | 09:00 | 1123 | 2014-02-13 | 9 | 199.48 | 1 | 200.48 | 225139.04
2 | 13 | 10:00 | 2409 | 2014-02-13 | 10 | 177.1 | 1 | 178.1 | 429042.9
2 | 13 | 11:00 | 2896 | 2014-02-13 | 11 | 174.43 | 1 | 175.43 | 508045.28
2 | 13 | 12:00 | 2993 | 2014-02-13 | 12 | 266.8 | 1 | 267.8 | 801525.4
2 | 13 | 13:00 | 2962 | 2014-02-13 | 13 | 314.46 | 1 | 315.46 | 934392.52
2 | 13 | 14:00 | 2681 | 2014-02-13 | 14 | 232.59 | 1 | 233.59 | 626254.79
2 | 13 | 15:00 | 2188 | 2014-02-13 | 15 | 210.79 | 1 | 211.79 | 463396.52
2 | 13 | 16:00 | 1467 | 2014-02-13 | 16 | 138.36 | 1 | 139.36 | 204441.12
2 | 13 | 17:00 | 525 | 2014-02-13 | 17 | 125.37 | 1 | 126.37 | 66344.25
2 | 13 | 18:00 | 0 | 2014-02-13 | 18 | 233.81 | 1 | 234.81 | 0
2 | 13 | 19:00 | 0 | 2014-02-13 | 19 | 209.11 | 1 | 210.11 | 0
2 | 13 | 20:00 | 0 | 2014-02-13 | 20 | 144.74 | 1 | 145.74 | 0
2 | 13 | 21:00 | 0 | 2014-02-13 | 21 | 123.53 | 1 | 124.53 | 0
2 | 13 | 22:00 | 0 | 2014-02-13 | 22 | 101.76 | 1 | 102.76 | 0
2 | 13 | 23:00 | 0 | 2014-02-13 | 23 | 95.27 | 1 | 96.27 | 0
2 | 13 | 24:00 | 0 | 2014-02-13 | 24 | 48.95 | 1 | 49.95 | 0
2 | 14 | 01:00 | 0 | 2014-02-14 | 1 | 206.94 | 1 | 207.94 | 0
2 | 14 | 02:00 | 0 | 2014-02-14 | 2 | 194.84 | 1 | 195.84 | 0
2 | 14 | 03:00 | 0 | 2014-02-14 | 3 | 142.37 | 1 | 143.37 | 0
2 | 14 | 04:00 | 0 | 2014-02-14 | 4 | 172.06 | 1 | 173.06 | 0
2 | 14 | 05:00 | 0 | 2014-02-14 | 5 | 115.58 | 1 | 116.58 | 0
2 | 14 | 06:00 | 0 | 2014-02-14 | 6 | 114.13 | 1 | 115.13 | 0
2 | 14 | 07:00 | 0 | 2014-02-14 | 7 | 126.07 | 1 | 127.07 | 0
2 | 14 | 08:00 | 554 | 2014-02-14 | 8 | 143.28 | 1 | 144.28 | 79931.12
2 | 14 | 09:00 | 748 | 2014-02-14 | 9 | 221.16 | 1 | 222.16 | 166175.68
2 | 14 | 10:00 | 1645 | 2014-02-14 | 10 | 205.79 | 1 | 206.79 | 340169.55
2 | 14 | 11:00 | 897 | 2014-02-14 | 11 | 179.13 | 1 | 180.13 | 161576.61
2 | 14 | 12:00 | 1305 | 2014-02-14 | 12 | 213.1 | 1 | 214.1 | 279400.5
2 | 14 | 13:00 | 602 | 2014-02-14 | 13 | 214.41 | 1 | 215.41 | 129676.82
2 | 14 | 14:00 | 512 | 2014-02-14 | 14 | 209.19 | 1 | 210.19 | 107617.28
2 | 14 | 15:00 | 573 | 2014-02-14 | 15 | 159.94 | 1 | 160.94 | 92218.62
2 | 14 | 16:00 | 339 | 2014-02-14 | 16 | 125.61 | 1 | 126.61 | 42920.79
2 | 14 | 17:00 | 1 | 2014-02-14 | 17 | 138.52 | 1 | 139.52 | 139.52
2 | 14 | 18:00 | 0 | 2014-02-14 | 18 | 181.04 | 1 | 182.04 | 0
2 | 14 | 19:00 | 0 | 2014-02-14 | 19 | 171.93 | 1 | 172.93 | 0
2 | 14 | 20:00 | 0 | 2014-02-14 | 20 | 176.99 | 1 | 177.99 | 0
2 | 14 | 21:00 | 0 | 2014-02-14 | 21 | 163.68 | 1 | 164.68 | 0
2 | 14 | 22:00 | 0 | 2014-02-14 | 22 | 113.77 | 1 | 114.77 | 0
2 | 14 | 23:00 | 0 | 2014-02-14 | 23 | 166.28 | 1 | 167.28 | 0
2 | 14 | 24:00 | 0 | 2014-02-14 | 24 | 116.84 | 1 | 117.84 | 0
2 | 15 | 01:00 | 0 | 2014-02-15 | 1 | 207.94 | 1 | 208.94 | 0
2 | 15 | 02:00 | 0 | 2014-02-15 | 2 | 193.01 | 1 | 194.01 | 0
2 | 15 | 03:00 | 0 | 2014-02-15 | 3 | 310.13 | 1 | 311.13 | 0
2 | 15 | 04:00 | 0 | 2014-02-15 | 4 | 309.4 | 1 | 310.4 | 0
2 | 15 | 05:00 | 0 | 2014-02-15 | 5 | 266.65 | 1 | 267.65 | 0
2 | 15 | 06:00 | 0 | 2014-02-15 | 6 | 128.48 | 1 | 129.48 | 0
2 | 15 | 07:00 | 0 | 2014-02-15 | 7 | 240.53 | 1 | 241.53 | 0
2 | 15 | 08:00 | 143 | 2014-02-15 | 8 | 168.43 | 1 | 169.43 | 24228.49
2 | 15 | 09:00 | 1185 | 2014-02-15 | 9 | 241.97 | 1 | 242.97 | 287919.45
2 | 15 | 10:00 | 1989 | 2014-02-15 | 10 | 229.25 | 1 | 230.25 | 457967.25
2 | 15 | 11:00 | 2499 | 2014-02-15 | 11 | 265.51 | 1 | 266.51 | 666008.49
2 | 15 | 12:00 | 2726 | 2014-02-15 | 12 | 277.83 | 1 | 278.83 | 760090.58
2 | 15 | 13:00 | 2640 | 2014-02-15 | 13 | 260.35 | 1 | 261.35 | 689964
2 | 15 | 14:00 | 2455 | 2014-02-15 | 14 | 262.23 | 1 | 263.23 | 646229.65
2 | 15 | 15:00 | 1928 | 2014-02-15 | 15 | 260 | 1 | 261 | 503208
2 | 15 | 16:00 | 1135 | 2014-02-15 | 16 | 272.96 | 1 | 273.96 | 310944.6
2 | 15 | 17:00 | 134 | 2014-02-15 | 17 | 275.96 | 1 | 276.96 | 37112.64
2 | 15 | 18:00 | 0 | 2014-02-15 | 18 | 444.51 | 1 | 445.51 | 0
2 | 15 | 19:00 | 0 | 2014-02-15 | 19 | 191.65 | 1 | 192.65 | 0
2 | 15 | 20:00 | 0 | 2014-02-15 | 20 | 252.95 | 1 | 253.95 | 0
2 | 15 | 21:00 | 0 | 2014-02-15 | 21 | 325.77 | 1 | 326.77 | 0
2 | 15 | 22:00 | 0 | 2014-02-15 | 22 | 261.79 | 1 | 262.79 | 0
2 | 15 | 23:00 | 0 | 2014-02-15 | 23 | 240.23 | 1 | 241.23 | 0
2 | 15 | 24:00 | 0 | 2014-02-15 | 24 | 161.69 | 1 | 162.69 | 0
2 | 16 | 01:00 | 0 | 2014-02-16 | 1 | 77.86 | 1 | 78.86 | 0
2 | 16 | 02:00 | 0 | 2014-02-16 | 2 | 63.56 | 1 | 64.56 | 0
2 | 16 | 03:00 | 0 | 2014-02-16 | 3 | 56.81 | 1 | 57.81 | 0
2 | 16 | 04:00 | 0 | 2014-02-16 | 4 | 74.29 | 1 | 75.29 | 0
2 | 16 | 05:00 | 0 | 2014-02-16 | 5 | 159.46 | 1 | 160.46 | 0
2 | 16 | 06:00 | 0 | 2014-02-16 | 6 | 42.06 | 1 | 43.06 | 0
2 | 16 | 07:00 | 0 | 2014-02-16 | 7 | 42.25 | 1 | 43.25 | 0
2 | 16 | 08:00 | 523 | 2014-02-16 | 8 | 71.52 | 1 | 72.52 | 37927.96
2 | 16 | 09:00 | 1511 | 2014-02-16 | 9 | 97.54 | 1 | 98.54 | 148893.94
2 | 16 | 10:00 | 2262 | 2014-02-16 | 10 | 77.35 | 1 | 78.35 | 177227.7
2 | 16 | 11:00 | 2769 | 2014-02-16 | 11 | 153.13 | 1 | 154.13 | 426785.97
2 | 16 | 12:00 | 3010 | 2014-02-16 | 12 | 151.76 | 1 | 152.76 | 459807.6
2 | 16 | 13:00 | 3021 | 2014-02-16 | 13 | 145.03 | 1 | 146.03 | 441156.63
2 | 16 | 14:00 | 2785 | 2014-02-16 | 14 | 112.68 | 1 | 113.68 | 316598.8
2 | 16 | 15:00 | 2299 | 2014-02-16 | 15 | 51.81 | 1 | 52.81 | 121410.19
2 | 16 | 16:00 | 1559 | 2014-02-16 | 16 | 56.66 | 1 | 57.66 | 89891.94
2 | 16 | 17:00 | 572 | 2014-02-16 | 17 | 125.13 | 1 | 126.13 | 72146.36
2 | 16 | 18:00 | 0 | 2014-02-16 | 18 | 156.22 | 1 | 157.22 | 0
2 | 16 | 19:00 | 0 | 2014-02-16 | 19 | 185.04 | 1 | 186.04 | 0
2 | 16 | 20:00 | 0 | 2014-02-16 | 20 | 174.73 | 1 | 175.73 | 0
2 | 16 | 21:00 | 0 | 2014-02-16 | 21 | 176.52 | 1 | 177.52 | 0
2 | 16 | 22:00 | 0 | 2014-02-16 | 22 | 148.84 | 1 | 149.84 | 0
2 | 16 | 23:00 | 0 | 2014-02-16 | 23 | 85.74 | 1 | 86.74 | 0
2 | 16 | 24:00 | 0 | 2014-02-16 | 24 | 45.37 | 1 | 46.37 | 0
2 | 17 | 01:00 | 0 | 2014-02-17 | 1 | 105.85 | 1 | 106.85 | 0
2 | 17 | 02:00 | 0 | 2014-02-17 | 2 | 108.84 | 1 | 109.84 | 0
2 | 17 | 03:00 | 0 | 2014-02-17 | 3 | 107.49 | 1 | 108.49 | 0
2 | 17 | 04:00 | 0 | 2014-02-17 | 4 | 101.33 | 1 | 102.33 | 0
2 | 17 | 05:00 | 0 | 2014-02-17 | 5 | 77.01 | 1 | 78.01 | 0
2 | 17 | 06:00 | 0 | 2014-02-17 | 6 | 76.53 | 1 | 77.53 | 0
2 | 17 | 07:00 | 0 | 2014-02-17 | 7 | 36.19 | 1 | 37.19 | 0
2 | 17 | 08:00 | 608 | 2014-02-17 | 8 | 147.14 | 1 | 148.14 | 90069.12
2 | 17 | 09:00 | 1657 | 2014-02-17 | 9 | 114.03 | 1 | 115.03 | 190604.71
2 | 17 | 10:00 | 2482 | 2014-02-17 | 10 | 160.91 | 1 | 161.91 | 401860.62
2 | 17 | 11:00 | 2976 | 2014-02-17 | 11 | 173.5 | 1 | 174.5 | 519312
2 | 17 | 12:00 | 3219 | 2014-02-17 | 12 | 153.54 | 1 | 154.54 | 497464.26
2 | 17 | 13:00 | 3185 | 2014-02-17 | 13 | 124.94 | 1 | 125.94 | 401118.9
2 | 17 | 14:00 | 2886 | 2014-02-17 | 14 | 98.91 | 1 | 99.91 | 288340.26
2 | 17 | 15:00 | 2324 | 2014-02-17 | 15 | 103.05 | 1 | 104.05 | 241812.2
2 | 17 | 16:00 | 1525 | 2014-02-17 | 16 | 95.74 | 1 | 96.74 | 147528.5
2 | 17 | 17:00 | 567 | 2014-02-17 | 17 | 113.86 | 1 | 114.86 | 65125.62
2 | 17 | 18:00 | 0 | 2014-02-17 | 18 | 150.6 | 1 | 151.6 | 0
2 | 17 | 19:00 | 0 | 2014-02-17 | 19 | 185.44 | 1 | 186.44 | 0
2 | 17 | 20:00 | 0 | 2014-02-17 | 20 | 179.76 | 1 | 180.76 | 0
2 | 17 | 21:00 | 0 | 2014-02-17 | 21 | 195.47 | 1 | 196.47 | 0
2 | 17 | 22:00 | 0 | 2014-02-17 | 22 | 177.21 | 1 | 178.21 | 0
2 | 17 | 23:00 | 0 | 2014-02-17 | 23 | 118.62 | 1 | 119.62 | 0
2 | 17 | 24:00 | 0 | 2014-02-17 | 24 | 65.58 | 1 | 66.58 | 0
2 | 18 | 01:00 | 0 | 2014-02-18 | 1 | 68.32 | 1 | 69.32 | 0
2 | 18 | 02:00 | 0 | 2014-02-18 | 2 | 112.39 | 1 | 113.39 | 0
2 | 18 | 03:00 | 0 | 2014-02-18 | 3 | 152.49 | 1 | 153.49 | 0
2 | 18 | 04:00 | 0 | 2014-02-18 | 4 | 157.33 | 1 | 158.33 | 0
2 | 18 | 05:00 | 0 | 2014-02-18 | 5 | 124.25 | 1 | 125.25 | 0
2 | 18 | 06:00 | 0 | 2014-02-18 | 6 | 95.02 | 1 | 96.02 | 0
2 | 18 | 07:00 | 0 | 2014-02-18 | 7 | 182.62 | 1 | 183.62 | 0
2 | 18 | 08:00 | 15 | 2014-02-18 | 8 | 195.62 | 1 | 196.62 | 2949.3
2 | 18 | 09:00 | 828 | 2014-02-18 | 9 | 196.06 | 1 | 197.06 | 163165.68
2 | 18 | 10:00 | 1068 | 2014-02-18 | 10 | 187.09 | 1 | 188.09 | 200880.12
2 | 18 | 11:00 | 1465 | 2014-02-18 | 11 | 196.22 | 1 | 197.22 | 288927.3
2 | 18 | 12:00 | 2703 | 2014-02-18 | 12 | 195.51 | 1 | 196.51 | 531166.53
2 | 18 | 13:00 | 1862 | 2014-02-18 | 13 | 198.05 | 1 | 199.05 | 370631.1
2 | 18 | 14:00 | 1498 | 2014-02-18 | 14 | 177.17 | 1 | 178.17 | 266898.66
2 | 18 | 15:00 | 918 | 2014-02-18 | 15 | 173.58 | 1 | 174.58 | 160264.44
2 | 18 | 16:00 | 974 | 2014-02-18 | 16 | 162.58 | 1 | 163.58 | 159326.92
2 | 18 | 17:00 | 127 | 2014-02-18 | 17 | 184.37 | 1 | 185.37 | 23541.99
2 | 18 | 18:00 | 0 | 2014-02-18 | 18 | 196.59 | 1 | 197.59 | 0
2 | 18 | 19:00 | 0 | 2014-02-18 | 19 | 232.58 | 1 | 233.58 | 0
2 | 18 | 20:00 | 0 | 2014-02-18 | 20 | 194.59 | 1 | 195.59 | 0
2 | 18 | 21:00 | 0 | 2014-02-18 | 21 | 188.05 | 1 | 189.05 | 0
2 | 18 | 22:00 | 0 | 2014-02-18 | 22 | 222.98 | 1 | 223.98 | 0
2 | 18 | 23:00 | 0 | 2014-02-18 | 23 | 128.72 | 1 | 129.72 | 0
2 | 18 | 24:00 | 0 | 2014-02-18 | 24 | 82.24 | 1 | 83.24 | 0
2 | 19 | 01:00 | 0 | 2014-02-19 | 1 | 153.42 | 1 | 154.42 | 0
2 | 19 | 02:00 | 0 | 2014-02-19 | 2 | 149.95 | 1 | 150.95 | 0
2 | 19 | 03:00 | 0 | 2014-02-19 | 3 | 266.18 | 1 | 267.18 | 0
2 | 19 | 04:00 | 0 | 2014-02-19 | 4 | 229.58 | 1 | 230.58 | 0
2 | 19 | 05:00 | 0 | 2014-02-19 | 5 | 126.18 | 1 | 127.18 | 0
2 | 19 | 06:00 | 0 | 2014-02-19 | 6 | 171.29 | 1 | 172.29 | 0
2 | 19 | 07:00 | 0 | 2014-02-19 | 7 | 221.02 | 1 | 222.02 | 0
2 | 19 | 08:00 | 41 | 2014-02-19 | 8 | 245.32 | 1 | 246.32 | 10099.12
2 | 19 | 09:00 | 766 | 2014-02-19 | 9 | 260.79 | 1 | 261.79 | 200531.14
2 | 19 | 10:00 | 2290 | 2014-02-19 | 10 | 206.17 | 1 | 207.17 | 474419.3
2 | 19 | 11:00 | 2316 | 2014-02-19 | 11 | 136.03 | 1 | 137.03 | 317361.48
2 | 19 | 12:00 | 2656 | 2014-02-19 | 12 | 124.94 | 1 | 125.94 | 334496.64
2 | 19 | 13:00 | 2184 | 2014-02-19 | 13 | 126.82 | 1 | 127.82 | 279158.88
2 | 19 | 14:00 | 2632 | 2014-02-19 | 14 | 132.47 | 1 | 133.47 | 351293.04
2 | 19 | 15:00 | 2122 | 2014-02-19 | 15 | 148.81 | 1 | 149.81 | 317896.82
2 | 19 | 16:00 | 1520 | 2014-02-19 | 16 | 228.44 | 1 | 229.44 | 348748.8
2 | 19 | 17:00 | 510 | 2014-02-19 | 17 | 242.82 | 1 | 243.82 | 124348.2
2 | 19 | 18:00 | 0 | 2014-02-19 | 18 | 230.94 | 1 | 231.94 | 0
2 | 19 | 19:00 | 0 | 2014-02-19 | 19 | 292.67 | 1 | 293.67 | 0
2 | 19 | 20:00 | 0 | 2014-02-19 | 20 | 261.1 | 1 | 262.1 | 0
2 | 19 | 21:00 | 0 | 2014-02-19 | 21 | 198.13 | 1 | 199.13 | 0
2 | 19 | 22:00 | 0 | 2014-02-19 | 22 | 194.23 | 1 | 195.23 | 0
2 | 19 | 23:00 | 0 | 2014-02-19 | 23 | 109.54 | 1 | 110.54 | 0
2 | 19 | 24:00 | 0 | 2014-02-19 | 24 | 108.93 | 1 | 109.93 | 0
2 | 20 | 01:00 | 0 | 2014-02-20 | 1 | 95.18 | 1 | 96.18 | 0
2 | 20 | 02:00 | 0 | 2014-02-20 | 2 | 161.86 | 1 | 162.86 | 0
2 | 20 | 03:00 | 0 | 2014-02-20 | 3 | 107.34 | 1 | 108.34 | 0
2 | 20 | 04:00 | 0 | 2014-02-20 | 4 | 58.61 | 1 | 59.61 | 0
2 | 20 | 05:00 | 0 | 2014-02-20 | 5 | 70.69 | 1 | 71.69 | 0
2 | 20 | 06:00 | 0 | 2014-02-20 | 6 | 62.7 | 1 | 63.7 | 0
2 | 20 | 07:00 | 0 | 2014-02-20 | 7 | 99.5 | 1 | 100.5 | 0
2 | 20 | 08:00 | 627 | 2014-02-20 | 8 | 158.26 | 1 | 159.26 | 99856.02
2 | 20 | 09:00 | 1723 | 2014-02-20 | 9 | 130.99 | 1 | 131.99 | 227418.77
2 | 20 | 10:00 | 2575 | 2014-02-20 | 10 | 130.94 | 1 | 131.94 | 339745.5
2 | 20 | 11:00 | 3124 | 2014-02-20 | 11 | 113 | 1 | 114 | 356136
2 | 20 | 12:00 | 3408 | 2014-02-20 | 12 | 82.72 | 1 | 83.72 | 285317.76
2 | 20 | 13:00 | 3396 | 2014-02-20 | 13 | 100.04 | 1 | 101.04 | 343131.84
2 | 20 | 14:00 | 3071 | 2014-02-20 | 14 | 79.82 | 1 | 80.82 | 248198.22
2 | 20 | 15:00 | 2514 | 2014-02-20 | 15 | 37.83 | 1 | 38.83 | 97618.62
2 | 20 | 16:00 | 1658 | 2014-02-20 | 16 | 41.08 | 1 | 42.08 | 69768.64
2 | 20 | 17:00 | 599 | 2014-02-20 | 17 | 85.78 | 1 | 86.78 | 51981.22
2 | 20 | 18:00 | 0 | 2014-02-20 | 18 | 126.37 | 1 | 127.37 | 0
2 | 20 | 19:00 | 0 | 2014-02-20 | 19 | 141.72 | 1 | 142.72 | 0
2 | 20 | 20:00 | 0 | 2014-02-20 | 20 | 138.86 | 1 | 139.86 | 0
2 | 20 | 21:00 | 0 | 2014-02-20 | 21 | 122.32 | 1 | 123.32 | 0
2 | 20 | 22:00 | 0 | 2014-02-20 | 22 | 62.18 | 1 | 63.18 | 0
2 | 20 | 23:00 | 0 | 2014-02-20 | 23 | 111.67 | 1 | 112.67 | 0
2 | 20 | 24:00 | 0 | 2014-02-20 | 24 | 86.18 | 1 | 87.18 | 0
2 | 21 | 01:00 | 0 | 2014-02-21 | 1 | 78.22 | 1 | 79.22 | 0
2 | 21 | 02:00 | 0 | 2014-02-21 | 2 | 77.88 | 1 | 78.88 | 0
2 | 21 | 03:00 | 0 | 2014-02-21 | 3 | 91.07 | 1 | 92.07 | 0
2 | 21 | 04:00 | 0 | 2014-02-21 | 4 | 68.09 | 1 | 69.09 | 0
2 | 21 | 05:00 | 0 | 2014-02-21 | 5 | 45.94 | 1 | 46.94 | 0
2 | 21 | 06:00 | 0 | 2014-02-21 | 6 | 38.87 | 1 | 39.87 | 0
2 | 21 | 07:00 | 0 | 2014-02-21 | 7 | 108.54 | 1 | 109.54 | 0
2 | 21 | 08:00 | 1 | 2014-02-21 | 8 | 136.22 | 1 | 137.22 | 137.22
2 | 21 | 09:00 | 129 | 2014-02-21 | 9 | 144.81 | 1 | 145.81 | 18809.49
2 | 21 | 10:00 | 615 | 2014-02-21 | 10 | 146.85 | 1 | 147.85 | 90927.75
2 | 21 | 11:00 | 1267 | 2014-02-21 | 11 | 140.48 | 1 | 141.48 | 179255.16
2 | 21 | 12:00 | 987 | 2014-02-21 | 12 | 144.71 | 1 | 145.71 | 143815.77
2 | 21 | 13:00 | 1877 | 2014-02-21 | 13 | 144.37 | 1 | 145.37 | 272859.49
2 | 21 | 14:00 | 910 | 2014-02-21 | 14 | 147.1 | 1 | 148.1 | 134771
2 | 21 | 15:00 | 1036 | 2014-02-21 | 15 | 170.55 | 1 | 171.55 | 177725.8
2 | 21 | 16:00 | 33 | 2014-02-21 | 16 | 169.9 | 1 | 170.9 | 5639.7
2 | 21 | 17:00 | 11 | 2014-02-21 | 17 | 208.28 | 1 | 209.28 | 2302.08
2 | 21 | 18:00 | 0 | 2014-02-21 | 18 | 241.76 | 1 | 242.76 | 0
2 | 21 | 19:00 | 0 | 2014-02-21 | 19 | 166.85 | 1 | 167.85 | 0
2 | 21 | 20:00 | 0 | 2014-02-21 | 20 | 145.69 | 1 | 146.69 | 0
2 | 21 | 21:00 | 0 | 2014-02-21 | 21 | 151.18 | 1 | 152.18 | 0
2 | 21 | 22:00 | 0 | 2014-02-21 | 22 | 97.46 | 1 | 98.46 | 0
2 | 21 | 23:00 | 0 | 2014-02-21 | 23 | 149.28 | 1 | 150.28 | 0
2 | 21 | 24:00 | 0 | 2014-02-21 | 24 | 203.73 | 1 | 204.73 | 0
2 | 22 | 01:00 | 0 | 2014-02-22 | 1 | 305.27 | 1 | 306.27 | 0
2 | 22 | 02:00 | 0 | 2014-02-22 | 2 | 130.85 | 1 | 131.85 | 0
2 | 22 | 03:00 | 0 | 2014-02-22 | 3 | 167.23 | 1 | 168.23 | 0
2 | 22 | 04:00 | 0 | 2014-02-22 | 4 | 382.02 | 1 | 383.02 | 0
2 | 22 | 05:00 | 0 | 2014-02-22 | 5 | 76.36 | 1 | 77.36 | 0
2 | 22 | 06:00 | 0 | 2014-02-22 | 6 | 151.84 | 1 | 152.84 | 0
2 | 22 | 07:00 | 0 | 2014-02-22 | 7 | 104.09 | 1 | 105.09 | 0
2 | 22 | 08:00 | 5 | 2014-02-22 | 8 | 111.84 | 1 | 112.84 | 564.2
2 | 22 | 09:00 | 428 | 2014-02-22 | 9 | 110.96 | 1 | 111.96 | 47918.88
2 | 22 | 10:00 | 708 | 2014-02-22 | 10 | 124.96 | 1 | 125.96 | 89179.68
2 | 22 | 11:00 | 1261 | 2014-02-22 | 11 | 92.62 | 1 | 93.62 | 118054.82
2 | 22 | 12:00 | 1913 | 2014-02-22 | 12 | 55.85 | 1 | 56.85 | 108754.05
2 | 22 | 13:00 | 3264 | 2014-02-22 | 13 | 66.66 | 1 | 67.66 | 220842.24
2 | 22 | 14:00 | 3031 | 2014-02-22 | 14 | 54.84 | 1 | 55.84 | 169251.04
2 | 22 | 15:00 | 2618 | 2014-02-22 | 15 | 35.17 | 1 | 36.17 | 94693.06
2 | 22 | 16:00 | 1796 | 2014-02-22 | 16 | 10.24 | 1 | 11.24 | 20187.04
2 | 22 | 17:00 | 687 | 2014-02-22 | 17 | 66.68 | 1 | 67.68 | 46496.16
2 | 22 | 18:00 | 0 | 2014-02-22 | 18 | 75.46 | 1 | 76.46 | 0
2 | 22 | 19:00 | 0 | 2014-02-22 | 19 | 46.74 | 1 | 47.74 | 0
2 | 22 | 20:00 | 0 | 2014-02-22 | 20 | 57.1 | 1 | 58.1 | 0
2 | 22 | 21:00 | 0 | 2014-02-22 | 21 | 51.39 | 1 | 52.39 | 0
2 | 22 | 22:00 | 0 | 2014-02-22 | 22 | 32.77 | 1 | 33.77 | 0
2 | 22 | 23:00 | 0 | 2014-02-22 | 23 | 59.92 | 1 | 60.92 | 0
2 | 22 | 24:00 | 0 | 2014-02-22 | 24 | 41.26 | 1 | 42.26 | 0
2 | 23 | 01:00 | 0 | 2014-02-23 | 1 | 41.82 | 1 | 42.82 | 0
2 | 23 | 02:00 | 0 | 2014-02-23 | 2 | 37.92 | 1 | 38.92 | 0
2 | 23 | 03:00 | 0 | 2014-02-23 | 3 | 41.95 | 1 | 42.95 | 0
2 | 23 | 04:00 | 0 | 2014-02-23 | 4 | 54.23 | 1 | 55.23 | 0
2 | 23 | 05:00 | 0 | 2014-02-23 | 5 | 45.33 | 1 | 46.33 | 0
2 | 23 | 06:00 | 0 | 2014-02-23 | 6 | 59.06 | 1 | 60.06 | 0
2 | 23 | 07:00 | 0 | 2014-02-23 | 7 | 43.69 | 1 | 44.69 | 0
2 | 23 | 08:00 | 854 | 2014-02-23 | 8 | 46.97 | 1 | 47.97 | 40966.38
2 | 23 | 09:00 | 1999 | 2014-02-23 | 9 | 124.65 | 1 | 125.65 | 251174.35
2 | 23 | 10:00 | 2872 | 2014-02-23 | 10 | 162.69 | 1 | 163.69 | 470117.68
2 | 23 | 11:00 | 3369 | 2014-02-23 | 11 | 121.96 | 1 | 122.96 | 414252.24
2 | 23 | 12:00 | 3623 | 2014-02-23 | 12 | 87.93 | 1 | 88.93 | 322193.39
2 | 23 | 13:00 | 3581 | 2014-02-23 | 13 | 77.21 | 1 | 78.21 | 280070.01
2 | 23 | 14:00 | 3302 | 2014-02-23 | 14 | 63.96 | 1 | 64.96 | 214497.92
2 | 23 | 15:00 | 2757 | 2014-02-23 | 15 | 45.54 | 1 | 46.54 | 128310.78
2 | 23 | 16:00 | 1908 | 2014-02-23 | 16 | 43.94 | 1 | 44.94 | 85745.52
2 | 23 | 17:00 | 810 | 2014-02-23 | 17 | 83.71 | 1 | 84.71 | 68615.1
2 | 23 | 18:00 | 0 | 2014-02-23 | 18 | 140.02 | 1 | 141.02 | 0
2 | 23 | 19:00 | 0 | 2014-02-23 | 19 | 186.45 | 1 | 187.45 | 0
2 | 23 | 20:00 | 0 | 2014-02-23 | 20 | 123.44 | 1 | 124.44 | 0
2 | 23 | 21:00 | 0 | 2014-02-23 | 21 | 143.75 | 1 | 144.75 | 0
2 | 23 | 22:00 | 0 | 2014-02-23 | 22 | 57.28 | 1 | 58.28 | 0
2 | 23 | 23:00 | 0 | 2014-02-23 | 23 | 55.12 | 1 | 56.12 | 0
2 | 23 | 24:00 | 0 | 2014-02-23 | 24 | 19.91 | 1 | 20.91 | 0
2 | 24 | 01:00 | 0 | 2014-02-24 | 1 | 34.81 | 1 | 35.81 | 0
2 | 24 | 02:00 | 0 | 2014-02-24 | 2 | 4.85 | 1 | 5.85 | 0
2 | 24 | 03:00 | 0 | 2014-02-24 | 3 | 0 | 1 | 1 | 0
2 | 24 | 04:00 | 0 | 2014-02-24 | 4 | 0 | 1 | 1 | 0
2 | 24 | 05:00 | 0 | 2014-02-24 | 5 | 0 | 1 | 1 | 0
2 | 24 | 06:00 | 0 | 2014-02-24 | 6 | 24.76 | 1 | 25.76 | 0
2 | 24 | 07:00 | 0 | 2014-02-24 | 7 | 206.59 | 1 | 207.59 | 0
2 | 24 | 08:00 | 859 | 2014-02-24 | 8 | 186.95 | 1 | 187.95 | 161449.05
2 | 24 | 09:00 | 1929 | 2014-02-24 | 9 | 181.2 | 1 | 182.2 | 351463.8
2 | 24 | 10:00 | 2666 | 2014-02-24 | 10 | 162.91 | 1 | 163.91 | 436984.06
2 | 24 | 11:00 | 3163 | 2014-02-24 | 11 | 177.55 | 1 | 178.55 | 564753.65
2 | 24 | 12:00 | 3451 | 2014-02-24 | 12 | 184.76 | 1 | 185.76 | 641057.76
2 | 24 | 13:00 | 3465 | 2014-02-24 | 13 | 192.73 | 1 | 193.73 | 671274.45
2 | 24 | 14:00 | 3049 | 2014-02-24 | 14 | 180.02 | 1 | 181.02 | 551929.98
2 | 24 | 15:00 | 2459 | 2014-02-24 | 15 | 168.45 | 1 | 169.45 | 416677.55
2 | 24 | 16:00 | 1386 | 2014-02-24 | 16 | 155.1 | 1 | 156.1 | 216354.6
2 | 24 | 17:00 | 497 | 2014-02-24 | 17 | 173.57 | 1 | 174.57 | 86761.29
2 | 24 | 18:00 | 0 | 2014-02-24 | 18 | 257.1 | 1 | 258.1 | 0
2 | 24 | 19:00 | 0 | 2014-02-24 | 19 | 241.71 | 1 | 242.71 | 0
2 | 24 | 20:00 | 0 | 2014-02-24 | 20 | 312.84 | 1 | 313.84 | 0
2 | 24 | 21:00 | 0 | 2014-02-24 | 21 | 227.56 | 1 | 228.56 | 0
2 | 24 | 22:00 | 0 | 2014-02-24 | 22 | 194.09 | 1 | 195.09 | 0
2 | 24 | 23:00 | 0 | 2014-02-24 | 23 | 144.46 | 1 | 145.46 | 0
2 | 24 | 24:00 | 0 | 2014-02-24 | 24 | 99.74 | 1 | 100.74 | 0
2 | 25 | 01:00 | 0 | 2014-02-25 | 1 | 99.03 | 1 | 100.03 | 0
2 | 25 | 02:00 | 0 | 2014-02-25 | 2 | 81.07 | 1 | 82.07 | 0
2 | 25 | 03:00 | 0 | 2014-02-25 | 3 | 91.78 | 1 | 92.78 | 0
2 | 25 | 04:00 | 0 | 2014-02-25 | 4 | 53.78 | 1 | 54.78 | 0
2 | 25 | 05:00 | 0 | 2014-02-25 | 5 | 83.81 | 1 | 84.81 | 0
2 | 25 | 06:00 | 0 | 2014-02-25 | 6 | 37.81 | 1 | 38.81 | 0
2 | 25 | 07:00 | 0 | 2014-02-25 | 7 | 198.31 | 1 | 199.31 | 0
2 | 25 | 08:00 | 3 | 2014-02-25 | 8 | 190.07 | 1 | 191.07 | 573.21
2 | 25 | 09:00 | 188 | 2014-02-25 | 9 | 183.82 | 1 | 184.82 | 34746.16
2 | 25 | 10:00 | 204 | 2014-02-25 | 10 | 186.77 | 1 | 187.77 | 38305.08
2 | 25 | 11:00 | 887 | 2014-02-25 | 11 | 176.4 | 1 | 177.4 | 157353.8
2 | 25 | 12:00 | 870 | 2014-02-25 | 12 | 156.39 | 1 | 157.39 | 136929.3
2 | 25 | 13:00 | 647 | 2014-02-25 | 13 | 170.78 | 1 | 171.78 | 111141.66
2 | 25 | 14:00 | 921 | 2014-02-25 | 14 | 170.98 | 1 | 171.98 | 158393.58
2 | 25 | 15:00 | 621 | 2014-02-25 | 15 | 136.61 | 1 | 137.61 | 85455.81
2 | 25 | 16:00 | 81 | 2014-02-25 | 16 | 74.1 | 1 | 75.1 | 6083.1
2 | 25 | 17:00 | 29 | 2014-02-25 | 17 | 109.29 | 1 | 110.29 | 3198.41
2 | 25 | 18:00 | 0 | 2014-02-25 | 18 | 179.28 | 1 | 180.28 | 0
2 | 25 | 19:00 | 0 | 2014-02-25 | 19 | 183.96 | 1 | 184.96 | 0
2 | 25 | 20:00 | 0 | 2014-02-25 | 20 | 176.42 | 1 | 177.42 | 0
2 | 25 | 21:00 | 0 | 2014-02-25 | 21 | 142.83 | 1 | 143.83 | 0
2 | 25 | 22:00 | 0 | 2014-02-25 | 22 | 99.09 | 1 | 100.09 | 0
2 | 25 | 23:00 | 0 | 2014-02-25 | 23 | 109.02 | 1 | 110.02 | 0
2 | 25 | 24:00 | 0 | 2014-02-25 | 24 | 87.7 | 1 | 88.7 | 0
2 | 26 | 01:00 | 0 | 2014-02-26 | 1 | 154.25 | 1 | 155.25 | 0
2 | 26 | 02:00 | 0 | 2014-02-26 | 2 | 186.65 | 1 | 187.65 | 0
2 | 26 | 03:00 | 0 | 2014-02-26 | 3 | 171.25 | 1 | 172.25 | 0
2 | 26 | 04:00 | 0 | 2014-02-26 | 4 | 171.05 | 1 | 172.05 | 0
2 | 26 | 05:00 | 0 | 2014-02-26 | 5 | 192.15 | 1 | 193.15 | 0
2 | 26 | 06:00 | 0 | 2014-02-26 | 6 | 196.83 | 1 | 197.83 | 0
2 | 26 | 07:00 | 0 | 2014-02-26 | 7 | 281.42 | 1 | 282.42 | 0
2 | 26 | 08:00 | 305 | 2014-02-26 | 8 | 287.39 | 1 | 288.39 | 87958.95
2 | 26 | 09:00 | 1266 | 2014-02-26 | 9 | 303.04 | 1 | 304.04 | 384914.64
2 | 26 | 10:00 | 2388 | 2014-02-26 | 10 | 290.4 | 1 | 291.4 | 695863.2
2 | 26 | 11:00 | 2910 | 2014-02-26 | 11 | 265.33 | 1 | 266.33 | 775020.3
2 | 26 | 12:00 | 3209 | 2014-02-26 | 12 | 234.79 | 1 | 235.79 | 756650.11
2 | 26 | 13:00 | 3110 | 2014-02-26 | 13 | 217.09 | 1 | 218.09 | 678259.9
2 | 26 | 14:00 | 2590 | 2014-02-26 | 14 | 202.16 | 1 | 203.16 | 526184.4
2 | 26 | 15:00 | 1343 | 2014-02-26 | 15 | 199.06 | 1 | 200.06 | 268680.58
2 | 26 | 16:00 | 885 | 2014-02-26 | 16 | 176.34 | 1 | 177.34 | 156945.9
2 | 26 | 17:00 | 276 | 2014-02-26 | 17 | 190.81 | 1 | 191.81 | 52939.56
2 | 26 | 18:00 | 0 | 2014-02-26 | 18 | 211.7 | 1 | 212.7 | 0
2 | 26 | 19:00 | 0 | 2014-02-26 | 19 | 219.99 | 1 | 220.99 | 0
2 | 26 | 20:00 | 0 | 2014-02-26 | 20 | 211.33 | 1 | 212.33 | 0
2 | 26 | 21:00 | 0 | 2014-02-26 | 21 | 231.29 | 1 | 232.29 | 0
2 | 26 | 22:00 | 0 | 2014-02-26 | 22 | 200.46 | 1 | 201.46 | 0
2 | 26 | 23:00 | 0 | 2014-02-26 | 23 | 178.51 | 1 | 179.51 | 0
2 | 26 | 24:00 | 0 | 2014-02-26 | 24 | 96.81 | 1 | 97.81 | 0
2 | 27 | 01:00 | 0 | 2014-02-27 | 1 | 121.94 | 1 | 122.94 | 0
2 | 27 | 02:00 | 0 | 2014-02-27 | 2 | 197.39 | 1 | 198.39 | 0
2 | 27 | 03:00 | 0 | 2014-02-27 | 3 | 176.17 | 1 | 177.17 | 0
2 | 27 | 04:00 | 0 | 2014-02-27 | 4 | 170.97 | 1 | 171.97 | 0
2 | 27 | 05:00 | 0 | 2014-02-27 | 5 | 191.36 | 1 | 192.36 | 0
2 | 27 | 06:00 | 0 | 2014-02-27 | 6 | 252.04 | 1 | 253.04 | 0
2 | 27 | 07:00 | 0 | 2014-02-27 | 7 | 308.13 | 1 | 309.13 | 0
2 | 27 | 08:00 | 743 | 2014-02-27 | 8 | 319.33 | 1 | 320.33 | 238005.19
2 | 27 | 09:00 | 1699 | 2014-02-27 | 9 | 269.32 | 1 | 270.32 | 459273.68
2 | 27 | 10:00 | 2425 | 2014-02-27 | 10 | 247.04 | 1 | 248.04 | 601497
2 | 27 | 11:00 | 2928 | 2014-02-27 | 11 | 251.9 | 1 | 252.9 | 740491.2
2 | 27 | 12:00 | 3326 | 2014-02-27 | 12 | 243.11 | 1 | 244.11 | 811909.86
2 | 27 | 13:00 | 3320 | 2014-02-27 | 13 | 271.7 | 1 | 272.7 | 905364
2 | 27 | 14:00 | 3012 | 2014-02-27 | 14 | 268.63 | 1 | 269.63 | 812125.56
2 | 27 | 15:00 | 2487 | 2014-02-27 | 15 | 298.82 | 1 | 299.82 | 745652.34
2 | 27 | 16:00 | 1672 | 2014-02-27 | 16 | 225.14 | 1 | 226.14 | 378106.08
2 | 27 | 17:00 | 681 | 2014-02-27 | 17 | 214.33 | 1 | 215.33 | 146639.73
2 | 27 | 18:00 | 0 | 2014-02-27 | 18 | 243.1 | 1 | 244.1 | 0
2 | 27 | 19:00 | 0 | 2014-02-27 | 19 | 286.76 | 1 | 287.76 | 0
2 | 27 | 20:00 | 0 | 2014-02-27 | 20 | 258.85 | 1 | 259.85 | 0
2 | 27 | 21:00 | 0 | 2014-02-27 | 21 | 346.07 | 1 | 347.07 | 0
2 | 27 | 22:00 | 0 | 2014-02-27 | 22 | 209.56 | 1 | 210.56 | 0
2 | 27 | 23:00 | 0 | 2014-02-27 | 23 | 191.02 | 1 | 192.02 | 0
2 | 27 | 24:00 | 0 | 2014-02-27 | 24 | 198.2 | 1 | 199.2 | 0
2 | 28 | 01:00 | 0 | 2014-02-28 | 1 | 189.59 | 1 | 190.59 | 0
2 | 28 | 02:00 | 0 | 2014-02-28 | 2 | 185.77 | 1 | 186.77 | 0
2 | 28 | 03:00 | 0 | 2014-02-28 | 3 | 181.35 | 1 | 182.35 | 0
2 | 28 | 04:00 | 0 | 2014-02-28 | 4 | 179.05 | 1 | 180.05 | 0
2 | 28 | 05:00 | 0 | 2014-02-28 | 5 | 158.21 | 1 | 159.21 | 0
2 | 28 | 06:00 | 0 | 2014-02-28 | 6 | 174.91 | 1 | 175.91 | 0
2 | 28 | 07:00 | 0 | 2014-02-28 | 7 | 132.39 | 1 | 133.39 | 0
2 | 28 | 08:00 | 66 | 2014-02-28 | 8 | 239.94 | 1 | 240.94 | 15902.04
2 | 28 | 09:00 | 1154 | 2014-02-28 | 9 | 230.07 | 1 | 231.07 | 266654.78
2 | 28 | 10:00 | 2216 | 2014-02-28 | 10 | 203.75 | 1 | 204.75 | 453726
2 | 28 | 11:00 | 2650 | 2014-02-28 | 11 | 205.55 | 1 | 206.55 | 547357.5
2 | 28 | 12:00 | 2913 | 2014-02-28 | 12 | 211.12 | 1 | 212.12 | 617905.56
2 | 28 | 13:00 | 3030 | 2014-02-28 | 13 | 193.32 | 1 | 194.32 | 588789.6
2 | 28 | 14:00 | 2719 | 2014-02-28 | 14 | 179.76 | 1 | 180.76 | 491486.44
2 | 28 | 15:00 | 2136 | 2014-02-28 | 15 | 127.45 | 1 | 128.45 | 274369.2
2 | 28 | 16:00 | 1332 | 2014-02-28 | 16 | 113.99 | 1 | 114.99 | 153166.68
2 | 28 | 17:00 | 438 | 2014-02-28 | 17 | 178.93 | 1 | 179.93 | 78809.34
2 | 28 | 18:00 | 0 | 2014-02-28 | 18 | 141.44 | 1 | 142.44 | 0
2 | 28 | 19:00 | 0 | 2014-02-28 | 19 | 200.98 | 1 | 201.98 | 0
2 | 28 | 20:00 | 0 | 2014-02-28 | 20 | 190.88 | 1 | 191.88 | 0
2 | 28 | 21:00 | 0 | 2014-02-28 | 21 | 197.7 | 1 | 198.7 | 0
2 | 28 | 22:00 | 0 | 2014-02-28 | 22 | 188.49 | 1 | 189.49 | 0
2 | 28 | 23:00 | 0 | 2014-02-28 | 23 | 191.78 | 1 | 192.78 | 0
2 | 28 | 24:00 | 0 | 2014-02-28 | 24 | 206.69 | 1 | 207.69 | 0
3 | 1 | 01:00 | 0 | 2014-03-01 | 1 | 256.92 | 1 | 257.92 | 0
3 | 1 | 02:00 | 0 | 2014-03-01 | 2 | 256.68 | 1 | 257.68 | 0
3 | 1 | 03:00 | 0 | 2014-03-01 | 3 | 247.62 | 1 | 248.62 | 0
3 | 1 | 04:00 | 0 | 2014-03-01 | 4 | 216.27 | 1 | 217.27 | 0
3 | 1 | 05:00 | 0 | 2014-03-01 | 5 | 245.24 | 1 | 246.24 | 0
3 | 1 | 06:00 | 0 | 2014-03-01 | 6 | 240.71 | 1 | 241.71 | 0
3 | 1 | 07:00 | 0 | 2014-03-01 | 7 | 322.58 | 1 | 323.58 | 0
3 | 1 | 08:00 | 443 | 2014-03-01 | 8 | 325.22 | 1 | 326.22 | 144515.46
3 | 1 | 09:00 | 705 | 2014-03-01 | 9 | 326.27 | 1 | 327.27 | 230725.35
3 | 1 | 10:00 | 586 | 2014-03-01 | 10 | 269.27 | 1 | 270.27 | 158378.22
3 | 1 | 11:00 | 1081 | 2014-03-01 | 11 | 254.51 | 1 | 255.51 | 276206.31
3 | 1 | 12:00 | 1646 | 2014-03-01 | 12 | 238.15 | 1 | 239.15 | 393640.9
3 | 1 | 13:00 | 1868 | 2014-03-01 | 13 | 181.24 | 1 | 182.24 | 340424.32
3 | 1 | 14:00 | 1269 | 2014-03-01 | 14 | 191.76 | 1 | 192.76 | 244612.44
3 | 1 | 15:00 | 538 | 2014-03-01 | 15 | 183.48 | 1 | 184.48 | 99250.24
3 | 1 | 16:00 | 257 | 2014-03-01 | 16 | 169.34 | 1 | 170.34 | 43777.38
3 | 1 | 17:00 | 3 | 2014-03-01 | 17 | 199.08 | 1 | 200.08 | 600.24
3 | 1 | 18:00 | 0 | 2014-03-01 | 18 | 236.86 | 1 | 237.86 | 0
3 | 1 | 19:00 | 0 | 2014-03-01 | 19 | 220.82 | 1 | 221.82 | 0
3 | 1 | 20:00 | 0 | 2014-03-01 | 20 | 237.46 | 1 | 238.46 | 0
3 | 1 | 21:00 | 0 | 2014-03-01 | 21 | 182.8 | 1 | 183.8 | 0
3 | 1 | 22:00 | 0 | 2014-03-01 | 22 | 189.65 | 1 | 190.65 | 0
3 | 1 | 23:00 | 0 | 2014-03-01 | 23 | 198.5 | 1 | 199.5 | 0
3 | 1 | 24:00 | 0 | 2014-03-01 | 24 | 117.56 | 1 | 118.56 | 0
3 | 2 | 01:00 | 0 | 2014-03-02 | 1 | 110.1 | 1 | 111.1 | 0
3 | 2 | 02:00 | 0 | 2014-03-02 | 2 | 228.57 | 1 | 229.57 | 0
3 | 2 | 03:00 | 0 | 2014-03-02 | 3 | 171.93 | 1 | 172.93 | 0
3 | 2 | 04:00 | 0 | 2014-03-02 | 4 | 154.69 | 1 | 155.69 | 0
3 | 2 | 05:00 | 0 | 2014-03-02 | 5 | 134.32 | 1 | 135.32 | 0
3 | 2 | 06:00 | 0 | 2014-03-02 | 6 | 44.22 | 1 | 45.22 | 0
3 | 2 | 07:00 | 0 | 2014-03-02 | 7 | 67.48 | 1 | 68.48 | 0
3 | 2 | 08:00 | 717 | 2014-03-02 | 8 | 103.61 | 1 | 104.61 | 75005.37
3 | 2 | 09:00 | 1679 | 2014-03-02 | 9 | 226.92 | 1 | 227.92 | 382677.68
3 | 2 | 10:00 | 2417 | 2014-03-02 | 10 | 245.61 | 1 | 246.61 | 596056.37
3 | 2 | 11:00 | 2905 | 2014-03-02 | 11 | 265.72 | 1 | 266.72 | 774821.6
3 | 2 | 12:00 | 3162 | 2014-03-02 | 12 | 213.37 | 1 | 214.37 | 677837.94
3 | 2 | 13:00 | 3150 | 2014-03-02 | 13 | 186.64 | 1 | 187.64 | 591066
3 | 2 | 14:00 | 2882 | 2014-03-02 | 14 | 183.07 | 1 | 184.07 | 530489.74
3 | 2 | 15:00 | 2358 | 2014-03-02 | 15 | 181.14 | 1 | 182.14 | 429486.12
3 | 2 | 16:00 | 1588 | 2014-03-02 | 16 | 184.47 | 1 | 185.47 | 294526.36
3 | 2 | 17:00 | 650 | 2014-03-02 | 17 | 217.16 | 1 | 218.16 | 141804
3 | 2 | 18:00 | 0 | 2014-03-02 | 18 | 262.53 | 1 | 263.53 | 0
3 | 2 | 19:00 | 0 | 2014-03-02 | 19 | 221.73 | 1 | 222.73 | 0
3 | 2 | 20:00 | 0 | 2014-03-02 | 20 | 238.56 | 1 | 239.56 | 0
3 | 2 | 21:00 | 0 | 2014-03-02 | 21 | 207.63 | 1 | 208.63 | 0
3 | 2 | 22:00 | 0 | 2014-03-02 | 22 | 160.37 | 1 | 161.37 | 0
3 | 2 | 23:00 | 0 | 2014-03-02 | 23 | 163.28 | 1 | 164.28 | 0
3 | 2 | 24:00 | 0 | 2014-03-02 | 24 | 63.01 | 1 | 64.01 | 0
3 | 3 | 01:00 | 0 | 2014-03-03 | 1 | 193.36 | 1 | 194.36 | 0
3 | 3 | 02:00 | 0 | 2014-03-03 | 2 | 173.18 | 1 | 174.18 | 0
3 | 3 | 03:00 | 0 | 2014-03-03 | 3 | 182.36 | 1 | 183.36 | 0
3 | 3 | 04:00 | 0 | 2014-03-03 | 4 | 179.46 | 1 | 180.46 | 0
3 | 3 | 05:00 | 0 | 2014-03-03 | 5 | 195.45 | 1 | 196.45 | 0
3 | 3 | 06:00 | 0 | 2014-03-03 | 6 | 211.12 | 1 | 212.12 | 0
3 | 3 | 07:00 | 0 | 2014-03-03 | 7 | 285.08 | 1 | 286.08 | 0
3 | 3 | 08:00 | 31 | 2014-03-03 | 8 | 252.76 | 1 | 253.76 | 7866.56
3 | 3 | 09:00 | 139 | 2014-03-03 | 9 | 238.71 | 1 | 239.71 | 33319.69
3 | 3 | 10:00 | 542 | 2014-03-03 | 10 | 272.21 | 1 | 273.21 | 148079.82
3 | 3 | 11:00 | 986 | 2014-03-03 | 11 | 352.29 | 1 | 353.29 | 348343.94
3 | 3 | 12:00 | 2823 | 2014-03-03 | 12 | 340.82 | 1 | 341.82 | 964957.86
3 | 3 | 13:00 | 2790 | 2014-03-03 | 13 | 340.76 | 1 | 341.76 | 953510.4
3 | 3 | 14:00 | 2532 | 2014-03-03 | 14 | 323.71 | 1 | 324.71 | 822165.72
3 | 3 | 15:00 | 2239 | 2014-03-03 | 15 | 389.52 | 1 | 390.52 | 874374.28
3 | 3 | 16:00 | 1520 | 2014-03-03 | 16 | 327.21 | 1 | 328.21 | 498879.2
3 | 3 | 17:00 | 654 | 2014-03-03 | 17 | 353.71 | 1 | 354.71 | 231980.34
3 | 3 | 18:00 | 0 | 2014-03-03 | 18 | 318.56 | 1 | 319.56 | 0
3 | 3 | 19:00 | 0 | 2014-03-03 | 19 | 368.23 | 1 | 369.23 | 0
3 | 3 | 20:00 | 0 | 2014-03-03 | 20 | 326.89 | 1 | 327.89 | 0
3 | 3 | 21:00 | 0 | 2014-03-03 | 21 | 309.95 | 1 | 310.95 | 0
3 | 3 | 22:00 | 0 | 2014-03-03 | 22 | 283.55 | 1 | 284.55 | 0
3 | 3 | 23:00 | 0 | 2014-03-03 | 23 | 225.22 | 1 | 226.22 | 0
3 | 3 | 24:00 | 0 | 2014-03-03 | 24 | 206.91 | 1 | 207.91 | 0
3 | 4 | 01:00 | 0 | 2014-03-04 | 1 | 218.65 | 1 | 219.65 | 0
3 | 4 | 02:00 | 0 | 2014-03-04 | 2 | 218.9 | 1 | 219.9 | 0
3 | 4 | 03:00 | 0 | 2014-03-04 | 3 | 206.7 | 1 | 207.7 | 0
3 | 4 | 04:00 | 0 | 2014-03-04 | 4 | 211.06 | 1 | 212.06 | 0
3 | 4 | 05:00 | 0 | 2014-03-04 | 5 | 266.13 | 1 | 267.13 | 0
3 | 4 | 06:00 | 0 | 2014-03-04 | 6 | 361.88 | 1 | 362.88 | 0
3 | 4 | 07:00 | 2 | 2014-03-04 | 7 | 390.8 | 1 | 391.8 | 783.6
3 | 4 | 08:00 | 805 | 2014-03-04 | 8 | 389.58 | 1 | 390.58 | 314416.9
3 | 4 | 09:00 | 1735 | 2014-03-04 | 9 | 344.94 | 1 | 345.94 | 600205.9
3 | 4 | 10:00 | 2428 | 2014-03-04 | 10 | 281.66 | 1 | 282.66 | 686298.48
3 | 4 | 11:00 | 2852 | 2014-03-04 | 11 | 379.08 | 1 | 380.08 | 1083988.16
3 | 4 | 12:00 | 3054 | 2014-03-04 | 12 | 387.83 | 1 | 388.83 | 1187486.82
3 | 4 | 13:00 | 3016 | 2014-03-04 | 13 | 276.69 | 1 | 277.69 | 837513.04
3 | 4 | 14:00 | 2773 | 2014-03-04 | 14 | 220.65 | 1 | 221.65 | 614635.45
3 | 4 | 15:00 | 2321 | 2014-03-04 | 15 | 192.32 | 1 | 193.32 | 448695.72
3 | 4 | 16:00 | 1595 | 2014-03-04 | 16 | 196.59 | 1 | 197.59 | 315156.05
3 | 4 | 17:00 | 696 | 2014-03-04 | 17 | 226.39 | 1 | 227.39 | 158263.44
3 | 4 | 18:00 | 1 | 2014-03-04 | 18 | 258.17 | 1 | 259.17 | 259.17
3 | 4 | 19:00 | 0 | 2014-03-04 | 19 | 351.67 | 1 | 352.67 | 0
3 | 4 | 20:00 | 0 | 2014-03-04 | 20 | 366.6 | 1 | 367.6 | 0
3 | 4 | 21:00 | 0 | 2014-03-04 | 21 | 387.22 | 1 | 388.22 | 0
3 | 4 | 22:00 | 0 | 2014-03-04 | 22 | 202.39 | 1 | 203.39 | 0
3 | 4 | 23:00 | 0 | 2014-03-04 | 23 | 110.62 | 1 | 111.62 | 0
3 | 4 | 24:00 | 0 | 2014-03-04 | 24 | 141.76 | 1 | 142.76 | 0
3 | 5 | 01:00 | 0 | 2014-03-05 | 1 | 222.01 | 1 | 223.01 | 0
3 | 5 | 02:00 | 0 | 2014-03-05 | 2 | 195.71 | 1 | 196.71 | 0
3 | 5 | 03:00 | 0 | 2014-03-05 | 3 | 181.58 | 1 | 182.58 | 0
3 | 5 | 04:00 | 0 | 2014-03-05 | 4 | 187.74 | 1 | 188.74 | 0
3 | 5 | 05:00 | 0 | 2014-03-05 | 5 | 184 | 1 | 185 | 0
3 | 5 | 06:00 | 0 | 2014-03-05 | 6 | 190.35 | 1 | 191.35 | 0
3 | 5 | 07:00 | 1 | 2014-03-05 | 7 | 315.14 | 1 | 316.14 | 316.14
3 | 5 | 08:00 | 585 | 2014-03-05 | 8 | 215.01 | 1 | 216.01 | 126365.85
3 | 5 | 09:00 | 733 | 2014-03-05 | 9 | 208.3 | 1 | 209.3 | 153416.9
3 | 5 | 10:00 | 439 | 2014-03-05 | 10 | 233.92 | 1 | 234.92 | 103129.88
3 | 5 | 11:00 | 655 | 2014-03-05 | 11 | 204.1 | 1 | 205.1 | 134340.5
3 | 5 | 12:00 | 889 | 2014-03-05 | 12 | 199.2 | 1 | 200.2 | 177977.8
3 | 5 | 13:00 | 705 | 2014-03-05 | 13 | 187.24 | 1 | 188.24 | 132709.2
3 | 5 | 14:00 | 624 | 2014-03-05 | 14 | 189.63 | 1 | 190.63 | 118953.12
3 | 5 | 15:00 | 498 | 2014-03-05 | 15 | 192.46 | 1 | 193.46 | 96343.08
3 | 5 | 16:00 | 428 | 2014-03-05 | 16 | 189.75 | 1 | 190.75 | 81641
3 | 5 | 17:00 | 15 | 2014-03-05 | 17 | 189.78 | 1 | 190.78 | 2861.7
3 | 5 | 18:00 | 0 | 2014-03-05 | 18 | 238.71 | 1 | 239.71 | 0
3 | 5 | 19:00 | 0 | 2014-03-05 | 19 | 245.88 | 1 | 246.88 | 0
3 | 5 | 20:00 | 0 | 2014-03-05 | 20 | 209.93 | 1 | 210.93 | 0
3 | 5 | 21:00 | 0 | 2014-03-05 | 21 | 210.49 | 1 | 211.49 | 0
3 | 5 | 22:00 | 0 | 2014-03-05 | 22 | 191.21 | 1 | 192.21 | 0
3 | 5 | 23:00 | 0 | 2014-03-05 | 23 | 223.93 | 1 | 224.93 | 0
3 | 5 | 24:00 | 0 | 2014-03-05 | 24 | 186.64 | 1 | 187.64 | 0
3 | 6 | 01:00 | 0 | 2014-03-06 | 1 | 142.94 | 1 | 143.94 | 0
3 | 6 | 02:00 | 0 | 2014-03-06 | 2 | 147.52 | 1 | 148.52 | 0
3 | 6 | 03:00 | 0 | 2014-03-06 | 3 | 146.47 | 1 | 147.47 | 0
3 | 6 | 04:00 | 0 | 2014-03-06 | 4 | 184.54 | 1 | 185.54 | 0
3 | 6 | 05:00 | 0 | 2014-03-06 | 5 | 169.36 | 1 | 170.36 | 0
3 | 6 | 06:00 | 0 | 2014-03-06 | 6 | 206.53 | 1 | 207.53 | 0
3 | 6 | 07:00 | 0 | 2014-03-06 | 7 | 235.56 | 1 | 236.56 | 0
3 | 6 | 08:00 | 30 | 2014-03-06 | 8 | 267.35 | 1 | 268.35 | 8050.5
3 | 6 | 09:00 | 439 | 2014-03-06 | 9 | 219.98 | 1 | 220.98 | 97010.22
3 | 6 | 10:00 | 358 | 2014-03-06 | 10 | 214.26 | 1 | 215.26 | 77063.08
3 | 6 | 11:00 | 821 | 2014-03-06 | 11 | 220.32 | 1 | 221.32 | 181703.72
3 | 6 | 12:00 | 922 | 2014-03-06 | 12 | 203.27 | 1 | 204.27 | 188336.94
3 | 6 | 13:00 | 895 | 2014-03-06 | 13 | 192.73 | 1 | 193.73 | 173388.35
3 | 6 | 14:00 | 811 | 2014-03-06 | 14 | 190.83 | 1 | 191.83 | 155574.13
3 | 6 | 15:00 | 668 | 2014-03-06 | 15 | 191.53 | 1 | 192.53 | 128610.04
3 | 6 | 16:00 | 419 | 2014-03-06 | 16 | 185.9 | 1 | 186.9 | 78311.1
3 | 6 | 17:00 | 23 | 2014-03-06 | 17 | 196.72 | 1 | 197.72 | 4547.56
3 | 6 | 18:00 | 0 | 2014-03-06 | 18 | 224.91 | 1 | 225.91 | 0
3 | 6 | 19:00 | 0 | 2014-03-06 | 19 | 235.21 | 1 | 236.21 | 0
3 | 6 | 20:00 | 0 | 2014-03-06 | 20 | 239.86 | 1 | 240.86 | 0
3 | 6 | 21:00 | 0 | 2014-03-06 | 21 | 233.42 | 1 | 234.42 | 0
3 | 6 | 22:00 | 0 | 2014-03-06 | 22 | 222.36 | 1 | 223.36 | 0
3 | 6 | 23:00 | 0 | 2014-03-06 | 23 | 216.3 | 1 | 217.3 | 0
3 | 6 | 24:00 | 0 | 2014-03-06 | 24 | 144.6 | 1 | 145.6 | 0
3 | 7 | 01:00 | 0 | 2014-03-07 | 1 | 204.38 | 1 | 205.38 | 0
3 | 7 | 02:00 | 0 | 2014-03-07 | 2 | 116.86 | 1 | 117.86 | 0
3 | 7 | 03:00 | 0 | 2014-03-07 | 3 | 131.31 | 1 | 132.31 | 0
3 | 7 | 04:00 | 0 | 2014-03-07 | 4 | 296.14 | 1 | 297.14 | 0
3 | 7 | 05:00 | 0 | 2014-03-07 | 5 | 136.14 | 1 | 137.14 | 0
3 | 7 | 06:00 | 0 | 2014-03-07 | 6 | 142.81 | 1 | 143.81 | 0
3 | 7 | 07:00 | 0 | 2014-03-07 | 7 | 291.76 | 1 | 292.76 | 0
3 | 7 | 08:00 | 103 | 2014-03-07 | 8 | 208.95 | 1 | 209.95 | 21624.85
3 | 7 | 09:00 | 485 | 2014-03-07 | 9 | 191 | 1 | 192 | 93120
3 | 7 | 10:00 | 388 | 2014-03-07 | 10 | 257.78 | 1 | 258.78 | 100406.64
3 | 7 | 11:00 | 838 | 2014-03-07 | 11 | 132.12 | 1 | 133.12 | 111554.56
3 | 7 | 12:00 | 951 | 2014-03-07 | 12 | 167.38 | 1 | 168.38 | 160129.38
3 | 7 | 13:00 | 497 | 2014-03-07 | 13 | 224.83 | 1 | 225.83 | 112237.51
3 | 7 | 14:00 | 956 | 2014-03-07 | 14 | 235.56 | 1 | 236.56 | 226151.36
3 | 7 | 15:00 | 745 | 2014-03-07 | 15 | 163.78 | 1 | 164.78 | 122761.1
3 | 7 | 16:00 | 460 | 2014-03-07 | 16 | 112.53 | 1 | 113.53 | 52223.8
3 | 7 | 17:00 | 70 | 2014-03-07 | 17 | 123.16 | 1 | 124.16 | 8691.2
3 | 7 | 18:00 | 0 | 2014-03-07 | 18 | 164.37 | 1 | 165.37 | 0
3 | 7 | 19:00 | 0 | 2014-03-07 | 19 | 218.17 | 1 | 219.17 | 0
3 | 7 | 20:00 | 0 | 2014-03-07 | 20 | 121.03 | 1 | 122.03 | 0
3 | 7 | 21:00 | 0 | 2014-03-07 | 21 | 125.54 | 1 | 126.54 | 0
3 | 7 | 22:00 | 0 | 2014-03-07 | 22 | 116.79 | 1 | 117.79 | 0
3 | 7 | 23:00 | 0 | 2014-03-07 | 23 | 245.96 | 1 | 246.96 | 0
3 | 7 | 24:00 | 0 | 2014-03-07 | 24 | 148.02 | 1 | 149.02 | 0
3 | 8 | 01:00 | 0 | 2014-03-08 | 1 | 216.03 | 1 | 217.03 | 0
3 | 8 | 02:00 | 0 | 2014-03-08 | 2 | 249.97 | 1 | 250.97 | 0
3 | 8 | 03:00 | 0 | 2014-03-08 | 3 | 193.75 | 1 | 194.75 | 0
3 | 8 | 04:00 | 0 | 2014-03-08 | 4 | 118.2 | 1 | 119.2 | 0
3 | 8 | 05:00 | 0 | 2014-03-08 | 5 | 221.7 | 1 | 222.7 | 0
3 | 8 | 06:00 | 0 | 2014-03-08 | 6 | 187.7 | 1 | 188.7 | 0
3 | 8 | 07:00 | 0 | 2014-03-08 | 7 | 243.07 | 1 | 244.07 | 0
3 | 8 | 08:00 | 435 | 2014-03-08 | 8 | 184.08 | 1 | 185.08 | 80509.8
3 | 8 | 09:00 | 1721 | 2014-03-08 | 9 | 230.14 | 1 | 231.14 | 397791.94
3 | 8 | 10:00 | 1963 | 2014-03-08 | 10 | 251.13 | 1 | 252.13 | 494931.19
3 | 8 | 11:00 | 2561 | 2014-03-08 | 11 | 213.09 | 1 | 214.09 | 548284.49
3 | 8 | 12:00 | 2660 | 2014-03-08 | 12 | 197.42 | 1 | 198.42 | 527797.2
3 | 8 | 13:00 | 1612 | 2014-03-08 | 13 | 118.84 | 1 | 119.84 | 193182.08
3 | 8 | 14:00 | 2260 | 2014-03-08 | 14 | 101.24 | 1 | 102.24 | 231062.4
3 | 8 | 15:00 | 2151 | 2014-03-08 | 15 | 93.56 | 1 | 94.56 | 203398.56
3 | 8 | 16:00 | 1519 | 2014-03-08 | 16 | 62.68 | 1 | 63.68 | 96729.92
3 | 8 | 17:00 | 576 | 2014-03-08 | 17 | 145.85 | 1 | 146.85 | 84585.6
3 | 8 | 18:00 | 0 | 2014-03-08 | 18 | 182.14 | 1 | 183.14 | 0
3 | 8 | 19:00 | 0 | 2014-03-08 | 19 | 181.61 | 1 | 182.61 | 0
3 | 8 | 20:00 | 0 | 2014-03-08 | 20 | 156.68 | 1 | 157.68 | 0
3 | 8 | 21:00 | 0 | 2014-03-08 | 21 | 188.07 | 1 | 189.07 | 0
3 | 8 | 22:00 | 0 | 2014-03-08 | 22 | 106.35 | 1 | 107.35 | 0
3 | 8 | 23:00 | 0 | 2014-03-08 | 23 | 131.38 | 1 | 132.38 | 0
3 | 8 | 24:00 | 0 | 2014-03-08 | 24 | 145.21 | 1 | 146.21 | 0
3 | 9 | 01:00 | 0 | 2014-03-09 | 1 | 41.73 | 1 | 42.73 | 0
3 | 9 | 02:00 | 0 | 2014-03-09 | 2 | 0 | 1 | 1 | 0
3 | 9 | 03:00 | 0 | 2014-03-09 | 3 | 39.92 | 1 | 40.92 | 0
3 | 9 | 04:00 | 0 | 2014-03-09 | 4 | 42.67 | 1 | 43.67 | 0
3 | 9 | 05:00 | 0 | 2014-03-09 | 5 | 60.05 | 1 | 61.05 | 0
3 | 9 | 06:00 | 0 | 2014-03-09 | 6 | 68.62 | 1 | 69.62 | 0
3 | 9 | 07:00 | 0 | 2014-03-09 | 7 | 41.87 | 1 | 42.87 | 0
3 | 9 | 08:00 | 9 | 2014-03-09 | 8 | 31.46 | 1 | 32.46 | 292.14
3 | 9 | 09:00 | 293 | 2014-03-09 | 9 | 47.04 | 1 | 48.04 | 14075.72
3 | 9 | 10:00 | 521 | 2014-03-09 | 10 | 38.63 | 1 | 39.63 | 20647.23
3 | 9 | 11:00 | 776 | 2014-03-09 | 11 | 25.43 | 1 | 26.43 | 20509.68
3 | 9 | 12:00 | 998 | 2014-03-09 | 12 | 55.02 | 1 | 56.02 | 55907.96
3 | 9 | 13:00 | 951 | 2014-03-09 | 13 | 58.9 | 1 | 59.9 | 56964.9
3 | 9 | 14:00 | 868 | 2014-03-09 | 14 | 54.76 | 1 | 55.76 | 48399.68
3 | 9 | 15:00 | 653 | 2014-03-09 | 15 | 28.54 | 1 | 29.54 | 19289.62
3 | 9 | 16:00 | 559 | 2014-03-09 | 16 | 1.05 | 1 | 2.05 | 1145.95
3 | 9 | 17:00 | 63 | 2014-03-09 | 17 | 7.24 | 1 | 8.24 | 519.12
3 | 9 | 18:00 | 0 | 2014-03-09 | 18 | 87.52 | 1 | 88.52 | 0
3 | 9 | 19:00 | 0 | 2014-03-09 | 19 | 150.84 | 1 | 151.84 | 0
3 | 9 | 20:00 | 0 | 2014-03-09 | 20 | 170.56 | 1 | 171.56 | 0
3 | 9 | 21:00 | 0 | 2014-03-09 | 21 | 153.14 | 1 | 154.14 | 0
3 | 9 | 22:00 | 0 | 2014-03-09 | 22 | 119.76 | 1 | 120.76 | 0
3 | 9 | 23:00 | 0 | 2014-03-09 | 23 | 94.75 | 1 | 95.75 | 0
3 | 9 | 24:00 | 0 | 2014-03-09 | 24 | 17.67 | 1 | 18.67 | 0
3 | 10 | 01:00 | 0 | 2014-03-10 | 1 | 31.99 | 1 | 32.99 | 0
3 | 10 | 02:00 | 0 | 2014-03-10 | 2 | 47.55 | 1 | 48.55 | 0
3 | 10 | 03:00 | 0 | 2014-03-10 | 3 | 75.28 | 1 | 76.28 | 0
3 | 10 | 04:00 | 0 | 2014-03-10 | 4 | 44.21 | 1 | 45.21 | 0
3 | 10 | 05:00 | 0 | 2014-03-10 | 5 | 19.75 | 1 | 20.75 | 0
3 | 10 | 06:00 | 0 | 2014-03-10 | 6 | 25.03 | 1 | 26.03 | 0
3 | 10 | 07:00 | 0 | 2014-03-10 | 7 | 195.55 | 1 | 196.55 | 0
3 | 10 | 08:00 | 241 | 2014-03-10 | 8 | 190.39 | 1 | 191.39 | 46124.99
3 | 10 | 09:00 | 669 | 2014-03-10 | 9 | 211.9 | 1 | 212.9 | 142430.1
3 | 10 | 10:00 | 1207 | 2014-03-10 | 10 | 241.1 | 1 | 242.1 | 292214.7
3 | 10 | 11:00 | 1013 | 2014-03-10 | 11 | 201.86 | 1 | 202.86 | 205497.18
3 | 10 | 12:00 | 1236 | 2014-03-10 | 12 | 177.23 | 1 | 178.23 | 220292.28
3 | 10 | 13:00 | 767 | 2014-03-10 | 13 | 148.92 | 1 | 149.92 | 114988.64
3 | 10 | 14:00 | 563 | 2014-03-10 | 14 | 145.36 | 1 | 146.36 | 82400.68
3 | 10 | 15:00 | 841 | 2014-03-10 | 15 | 131.69 | 1 | 132.69 | 111592.29
3 | 10 | 16:00 | 519 | 2014-03-10 | 16 | 118.25 | 1 | 119.25 | 61890.75
3 | 10 | 17:00 | 262 | 2014-03-10 | 17 | 107.72 | 1 | 108.72 | 28484.64
3 | 10 | 18:00 | 0 | 2014-03-10 | 18 | 93.22 | 1 | 94.22 | 0
3 | 10 | 19:00 | 0 | 2014-03-10 | 19 | 100.13 | 1 | 101.13 | 0
3 | 10 | 20:00 | 0 | 2014-03-10 | 20 | 133.45 | 1 | 134.45 | 0
3 | 10 | 21:00 | 0 | 2014-03-10 | 21 | 116.58 | 1 | 117.58 | 0
3 | 10 | 22:00 | 0 | 2014-03-10 | 22 | 93.45 | 1 | 94.45 | 0
3 | 10 | 23:00 | 0 | 2014-03-10 | 23 | 71.65 | 1 | 72.65 | 0
3 | 10 | 24:00 | 0 | 2014-03-10 | 24 | 176.57 | 1 | 177.57 | 0
3 | 11 | 01:00 | 0 | 2014-03-11 | 1 | 125.05 | 1 | 126.05 | 0
3 | 11 | 02:00 | 0 | 2014-03-11 | 2 | 62.14 | 1 | 63.14 | 0
3 | 11 | 03:00 | 0 | 2014-03-11 | 3 | 45.53 | 1 | 46.53 | 0
3 | 11 | 04:00 | 0 | 2014-03-11 | 4 | 44.71 | 1 | 45.71 | 0
3 | 11 | 05:00 | 0 | 2014-03-11 | 5 | 31.54 | 1 | 32.54 | 0
3 | 11 | 06:00 | 0 | 2014-03-11 | 6 | 48.37 | 1 | 49.37 | 0
3 | 11 | 07:00 | 4 | 2014-03-11 | 7 | 124.22 | 1 | 125.22 | 500.88
3 | 11 | 08:00 | 729 | 2014-03-11 | 8 | 72.21 | 1 | 73.21 | 53370.09
3 | 11 | 09:00 | 1911 | 2014-03-11 | 9 | 75.13 | 1 | 76.13 | 145484.43
3 | 11 | 10:00 | 2682 | 2014-03-11 | 10 | 57.4 | 1 | 58.4 | 156628.8
3 | 11 | 11:00 | 3174 | 2014-03-11 | 11 | 52.95 | 1 | 53.95 | 171237.3
3 | 11 | 12:00 | 3401 | 2014-03-11 | 12 | 50.45 | 1 | 51.45 | 174981.45
3 | 11 | 13:00 | 3398 | 2014-03-11 | 13 | 45.59 | 1 | 46.59 | 158312.82
3 | 11 | 14:00 | 3159 | 2014-03-11 | 14 | 43.72 | 1 | 44.72 | 141270.48
3 | 11 | 15:00 | 2647 | 2014-03-11 | 15 | 30.23 | 1 | 31.23 | 82665.81
3 | 11 | 16:00 | 1878 | 2014-03-11 | 16 | 33.7 | 1 | 34.7 | 65166.6
3 | 11 | 17:00 | 863 | 2014-03-11 | 17 | 34.13 | 1 | 35.13 | 30317.19
3 | 11 | 18:00 | 5 | 2014-03-11 | 18 | 47.99 | 1 | 48.99 | 244.95
3 | 11 | 19:00 | 0 | 2014-03-11 | 19 | 57.46 | 1 | 58.46 | 0
3 | 11 | 20:00 | 0 | 2014-03-11 | 20 | 105.62 | 1 | 106.62 | 0
3 | 11 | 21:00 | 0 | 2014-03-11 | 21 | 66.22 | 1 | 67.22 | 0
3 | 11 | 22:00 | 0 | 2014-03-11 | 22 | 54.2 | 1 | 55.2 | 0
3 | 11 | 23:00 | 0 | 2014-03-11 | 23 | 63.69 | 1 | 64.69 | 0
3 | 11 | 24:00 | 0 | 2014-03-11 | 24 | 118.57 | 1 | 119.57 | 0
3 | 12 | 01:00 | 0 | 2014-03-12 | 1 | 41.86 | 1 | 42.86 | 0
3 | 12 | 02:00 | 0 | 2014-03-12 | 2 | 37.79 | 1 | 38.79 | 0
3 | 12 | 03:00 | 0 | 2014-03-12 | 3 | 6.7 | 1 | 7.7 | 0
3 | 12 | 04:00 | 0 | 2014-03-12 | 4 | 47.36 | 1 | 48.36 | 0
3 | 12 | 05:00 | 0 | 2014-03-12 | 5 | 28.57 | 1 | 29.57 | 0
3 | 12 | 06:00 | 0 | 2014-03-12 | 6 | 3.95 | 1 | 4.95 | 0
3 | 12 | 07:00 | 2 | 2014-03-12 | 7 | 49.49 | 1 | 50.49 | 100.98
3 | 12 | 08:00 | 752 | 2014-03-12 | 8 | 37.61 | 1 | 38.61 | 29034.72
3 | 12 | 09:00 | 1710 | 2014-03-12 | 9 | 35.83 | 1 | 36.83 | 62979.3
3 | 12 | 10:00 | 2582 | 2014-03-12 | 10 | 40.65 | 1 | 41.65 | 107540.3
3 | 12 | 11:00 | 3081 | 2014-03-12 | 11 | 45.56 | 1 | 46.56 | 143451.36
3 | 12 | 12:00 | 3339 | 2014-03-12 | 12 | 50.67 | 1 | 51.67 | 172526.13
3 | 12 | 13:00 | 3285 | 2014-03-12 | 13 | 46.79 | 1 | 47.79 | 156990.15
3 | 12 | 14:00 | 3017 | 2014-03-12 | 14 | 53.21 | 1 | 54.21 | 163551.57
3 | 12 | 15:00 | 2488 | 2014-03-12 | 15 | 57.26 | 1 | 58.26 | 144950.88
3 | 12 | 16:00 | 1671 | 2014-03-12 | 16 | 58.09 | 1 | 59.09 | 98739.39
3 | 12 | 17:00 | 697 | 2014-03-12 | 17 | 68.8 | 1 | 69.8 | 48650.6
3 | 12 | 18:00 | 1 | 2014-03-12 | 18 | 64.36 | 1 | 65.36 | 65.36
3 | 12 | 19:00 | 0 | 2014-03-12 | 19 | 73.56 | 1 | 74.56 | 0
3 | 12 | 20:00 | 0 | 2014-03-12 | 20 | 96.49 | 1 | 97.49 | 0
3 | 12 | 21:00 | 0 | 2014-03-12 | 21 | 74.23 | 1 | 75.23 | 0
3 | 12 | 22:00 | 0 | 2014-03-12 | 22 | 48.36 | 1 | 49.36 | 0
3 | 12 | 23:00 | 0 | 2014-03-12 | 23 | 37.15 | 1 | 38.15 | 0
3 | 12 | 24:00 | 0 | 2014-03-12 | 24 | 51.37 | 1 | 52.37 | 0
3 | 13 | 01:00 | 0 | 2014-03-13 | 1 | 47.86 | 1 | 48.86 | 0
3 | 13 | 02:00 | 0 | 2014-03-13 | 2 | 24.77 | 1 | 25.77 | 0
3 | 13 | 03:00 | 0 | 2014-03-13 | 3 | 46.98 | 1 | 47.98 | 0
3 | 13 | 04:00 | 0 | 2014-03-13 | 4 | 55.15 | 1 | 56.15 | 0
3 | 13 | 05:00 | 0 | 2014-03-13 | 5 | 49.22 | 1 | 50.22 | 0
3 | 13 | 06:00 | 0 | 2014-03-13 | 6 | 40.28 | 1 | 41.28 | 0
3 | 13 | 07:00 | 19 | 2014-03-13 | 7 | 153.03 | 1 | 154.03 | 2926.57
3 | 13 | 08:00 | 1039 | 2014-03-13 | 8 | 97.31 | 1 | 98.31 | 102144.09
3 | 13 | 09:00 | 2018 | 2014-03-13 | 9 | 111.78 | 1 | 112.78 | 227590.04
3 | 13 | 10:00 | 2726 | 2014-03-13 | 10 | 174.03 | 1 | 175.03 | 477131.78
3 | 13 | 11:00 | 3178 | 2014-03-13 | 11 | 181.59 | 1 | 182.59 | 580271.02
3 | 13 | 12:00 | 3394 | 2014-03-13 | 12 | 179.98 | 1 | 180.98 | 614246.12
3 | 13 | 13:00 | 3353 | 2014-03-13 | 13 | 182.38 | 1 | 183.38 | 614873.14
3 | 13 | 14:00 | 2947 | 2014-03-13 | 14 | 169.55 | 1 | 170.55 | 502610.85
3 | 13 | 15:00 | 2570 | 2014-03-13 | 15 | 150 | 1 | 151 | 388070
3 | 13 | 16:00 | 1687 | 2014-03-13 | 16 | 76.21 | 1 | 77.21 | 130253.27
3 | 13 | 17:00 | 815 | 2014-03-13 | 17 | 85.27 | 1 | 86.27 | 70310.05
3 | 13 | 18:00 | 3 | 2014-03-13 | 18 | 157.45 | 1 | 158.45 | 475.35
3 | 13 | 19:00 | 0 | 2014-03-13 | 19 | 211.88 | 1 | 212.88 | 0
3 | 13 | 20:00 | 0 | 2014-03-13 | 20 | 297.99 | 1 | 298.99 | 0
3 | 13 | 21:00 | 0 | 2014-03-13 | 21 | 265.68 | 1 | 266.68 | 0
3 | 13 | 22:00 | 0 | 2014-03-13 | 22 | 179.64 | 1 | 180.64 | 0
3 | 13 | 23:00 | 0 | 2014-03-13 | 23 | 183.64 | 1 | 184.64 | 0
3 | 13 | 24:00 | 0 | 2014-03-13 | 24 | 76.42 | 1 | 77.42 | 0
3 | 14 | 01:00 | 0 | 2014-03-14 | 1 | 272.14 | 1 | 273.14 | 0
3 | 14 | 02:00 | 0 | 2014-03-14 | 2 | 292.14 | 1 | 293.14 | 0
3 | 14 | 03:00 | 0 | 2014-03-14 | 3 | 191.01 | 1 | 192.01 | 0
3 | 14 | 04:00 | 0 | 2014-03-14 | 4 | 192.54 | 1 | 193.54 | 0
3 | 14 | 05:00 | 0 | 2014-03-14 | 5 | 156.54 | 1 | 157.54 | 0
3 | 14 | 06:00 | 0 | 2014-03-14 | 6 | 111.41 | 1 | 112.41 | 0
3 | 14 | 07:00 | 1 | 2014-03-14 | 7 | 222.68 | 1 | 223.68 | 223.68
3 | 14 | 08:00 | 722 | 2014-03-14 | 8 | 188.34 | 1 | 189.34 | 136703.48
3 | 14 | 09:00 | 1381 | 2014-03-14 | 9 | 109.88 | 1 | 110.88 | 153125.28
3 | 14 | 10:00 | 2383 | 2014-03-14 | 10 | 132.21 | 1 | 133.21 | 317439.43
3 | 14 | 11:00 | 2902 | 2014-03-14 | 11 | 143.92 | 1 | 144.92 | 420557.84
3 | 14 | 12:00 | 1854 | 2014-03-14 | 12 | 116.5 | 1 | 117.5 | 217845
3 | 14 | 13:00 | 2852 | 2014-03-14 | 13 | 89.08 | 1 | 90.08 | 256908.16
3 | 14 | 14:00 | 1934 | 2014-03-14 | 14 | 91.01 | 1 | 92.01 | 177947.34
3 | 14 | 15:00 | 1891 | 2014-03-14 | 15 | 70.64 | 1 | 71.64 | 135471.24
3 | 14 | 16:00 | 839 | 2014-03-14 | 16 | 46.07 | 1 | 47.07 | 39491.73
3 | 14 | 17:00 | 452 | 2014-03-14 | 17 | 35.72 | 1 | 36.72 | 16597.44
3 | 14 | 18:00 | 3 | 2014-03-14 | 18 | 48.56 | 1 | 49.56 | 148.68
3 | 14 | 19:00 | 0 | 2014-03-14 | 19 | 65.98 | 1 | 66.98 | 0
3 | 14 | 20:00 | 0 | 2014-03-14 | 20 | 89.65 | 1 | 90.65 | 0
3 | 14 | 21:00 | 0 | 2014-03-14 | 21 | 87.95 | 1 | 88.95 | 0
3 | 14 | 22:00 | 0 | 2014-03-14 | 22 | 57.37 | 1 | 58.37 | 0
3 | 14 | 23:00 | 0 | 2014-03-14 | 23 | 73.61 | 1 | 74.61 | 0
3 | 14 | 24:00 | 0 | 2014-03-14 | 24 | 50.83 | 1 | 51.83 | 0
3 | 15 | 01:00 | 0 | 2014-03-15 | 1 | 87.76 | 1 | 88.76 | 0
3 | 15 | 02:00 | 0 | 2014-03-15 | 2 | 75.7 | 1 | 76.7 | 0
3 | 15 | 03:00 | 0 | 2014-03-15 | 3 | 67.31 | 1 | 68.31 | 0
3 | 15 | 04:00 | 0 | 2014-03-15 | 4 | 51.87 | 1 | 52.87 | 0
3 | 15 | 05:00 | 0 | 2014-03-15 | 5 | 51.59 | 1 | 52.59 | 0
3 | 15 | 06:00 | 0 | 2014-03-15 | 6 | 50.05 | 1 | 51.05 | 0
3 | 15 | 07:00 | 0 | 2014-03-15 | 7 | 40.74 | 1 | 41.74 | 0
3 | 15 | 08:00 | 222 | 2014-03-15 | 8 | 47.4 | 1 | 48.4 | 10744.8
3 | 15 | 09:00 | 1278 | 2014-03-15 | 9 | 60.58 | 1 | 61.58 | 78699.24
3 | 15 | 10:00 | 2150 | 2014-03-15 | 10 | 90.04 | 1 | 91.04 | 195736
3 | 15 | 11:00 | 2202 | 2014-03-15 | 11 | 79.16 | 1 | 80.16 | 176512.32
3 | 15 | 12:00 | 2571 | 2014-03-15 | 12 | 80.49 | 1 | 81.49 | 209510.79
3 | 15 | 13:00 | 1750 | 2014-03-15 | 13 | 46.96 | 1 | 47.96 | 83930
3 | 15 | 14:00 | 2724 | 2014-03-15 | 14 | 23.67 | 1 | 24.67 | 67201.08
3 | 15 | 15:00 | 2228 | 2014-03-15 | 15 | 46.97 | 1 | 47.97 | 106877.16
3 | 15 | 16:00 | 1334 | 2014-03-15 | 16 | 42.2 | 1 | 43.2 | 57628.8
3 | 15 | 17:00 | 632 | 2014-03-15 | 17 | 39.38 | 1 | 40.38 | 25520.16
3 | 15 | 18:00 | 1 | 2014-03-15 | 18 | 0.45 | 1 | 1.45 | 1.45
3 | 15 | 19:00 | 0 | 2014-03-15 | 19 | 0 | 1 | 1 | 0
3 | 15 | 20:00 | 0 | 2014-03-15 | 20 | 41.5 | 1 | 42.5 | 0
3 | 15 | 21:00 | 0 | 2014-03-15 | 21 | 49.19 | 1 | 50.19 | 0
3 | 15 | 22:00 | 0 | 2014-03-15 | 22 | 29.03 | 1 | 30.03 | 0
3 | 15 | 23:00 | 0 | 2014-03-15 | 23 | 56.4 | 1 | 57.4 | 0
3 | 15 | 24:00 | 0 | 2014-03-15 | 24 | 30.19 | 1 | 31.19 | 0
3 | 16 | 01:00 | 0 | 2014-03-16 | 1 | 0.09 | 1 | 1.09 | 0
3 | 16 | 02:00 | 0 | 2014-03-16 | 2 | 0 | 1 | 1 | 0
3 | 16 | 03:00 | 0 | 2014-03-16 | 3 | 0 | 1 | 1 | 0
3 | 16 | 04:00 | 0 | 2014-03-16 | 4 | 0 | 1 | 1 | 0
3 | 16 | 05:00 | 0 | 2014-03-16 | 5 | 118.37 | 1 | 119.37 | 0
3 | 16 | 06:00 | 0 | 2014-03-16 | 6 | 47.44 | 1 | 48.44 | 0
3 | 16 | 07:00 | 4 | 2014-03-16 | 7 | 20.9 | 1 | 21.9 | 87.6
3 | 16 | 08:00 | 561 | 2014-03-16 | 8 | 0.18 | 1 | 1.18 | 661.98
3 | 16 | 09:00 | 1438 | 2014-03-16 | 9 | 0 | 1 | 1 | 1438
3 | 16 | 10:00 | 2240 | 2014-03-16 | 10 | 90.77 | 1 | 91.77 | 205564.8
3 | 16 | 11:00 | 2444 | 2014-03-16 | 11 | 123.38 | 1 | 124.38 | 303984.72
3 | 16 | 12:00 | 3166 | 2014-03-16 | 12 | 119.49 | 1 | 120.49 | 381471.34
3 | 16 | 13:00 | 1848 | 2014-03-16 | 13 | 103.96 | 1 | 104.96 | 193966.08
3 | 16 | 14:00 | 2224 | 2014-03-16 | 14 | 50.01 | 1 | 51.01 | 113446.24
3 | 16 | 15:00 | 1817 | 2014-03-16 | 15 | 51.37 | 1 | 52.37 | 95156.29
3 | 16 | 16:00 | 1383 | 2014-03-16 | 16 | 70.96 | 1 | 71.96 | 99520.68
3 | 16 | 17:00 | 598 | 2014-03-16 | 17 | 46.22 | 1 | 47.22 | 28237.56
3 | 16 | 18:00 | 1 | 2014-03-16 | 18 | 72.11 | 1 | 73.11 | 73.11
3 | 16 | 19:00 | 0 | 2014-03-16 | 19 | 116.46 | 1 | 117.46 | 0
3 | 16 | 20:00 | 0 | 2014-03-16 | 20 | 150.85 | 1 | 151.85 | 0
3 | 16 | 21:00 | 0 | 2014-03-16 | 21 | 134.8 | 1 | 135.8 | 0
3 | 16 | 22:00 | 0 | 2014-03-16 | 22 | 142.75 | 1 | 143.75 | 0
3 | 16 | 23:00 | 0 | 2014-03-16 | 23 | 101.18 | 1 | 102.18 | 0
3 | 16 | 24:00 | 0 | 2014-03-16 | 24 | 119.33 | 1 | 120.33 | 0
3 | 17 | 01:00 | 0 | 2014-03-17 | 1 | 117.9 | 1 | 118.9 | 0
3 | 17 | 02:00 | 0 | 2014-03-17 | 2 | 122.49 | 1 | 123.49 | 0
3 | 17 | 03:00 | 0 | 2014-03-17 | 3 | 115.05 | 1 | 116.05 | 0
3 | 17 | 04:00 | 0 | 2014-03-17 | 4 | 134.17 | 1 | 135.17 | 0
3 | 17 | 05:00 | 0 | 2014-03-17 | 5 | 127.04 | 1 | 128.04 | 0
3 | 17 | 06:00 | 0 | 2014-03-17 | 6 | 193.59 | 1 | 194.59 | 0
3 | 17 | 07:00 | 14 | 2014-03-17 | 7 | 251.2 | 1 | 252.2 | 3530.8
3 | 17 | 08:00 | 996 | 2014-03-17 | 8 | 288.45 | 1 | 289.45 | 288292.2
3 | 17 | 09:00 | 1952 | 2014-03-17 | 9 | 271.11 | 1 | 272.11 | 531158.72
3 | 17 | 10:00 | 2643 | 2014-03-17 | 10 | 209.96 | 1 | 210.96 | 557567.28
3 | 17 | 11:00 | 3100 | 2014-03-17 | 11 | 194.28 | 1 | 195.28 | 605368
3 | 17 | 12:00 | 3296 | 2014-03-17 | 12 | 194.36 | 1 | 195.36 | 643906.56
3 | 17 | 13:00 | 3287 | 2014-03-17 | 13 | 205.36 | 1 | 206.36 | 678305.32
3 | 17 | 14:00 | 2736 | 2014-03-17 | 14 | 176.18 | 1 | 177.18 | 484764.48
3 | 17 | 15:00 | 2011 | 2014-03-17 | 15 | 150.17 | 1 | 151.17 | 304002.87
3 | 17 | 16:00 | 907 | 2014-03-17 | 16 | 164.02 | 1 | 165.02 | 149673.14
3 | 17 | 17:00 | 261 | 2014-03-17 | 17 | 150.82 | 1 | 151.82 | 39625.02
3 | 17 | 18:00 | 0 | 2014-03-17 | 18 | 151.4 | 1 | 152.4 | 0
3 | 17 | 19:00 | 0 | 2014-03-17 | 19 | 175.08 | 1 | 176.08 | 0
3 | 17 | 20:00 | 0 | 2014-03-17 | 20 | 194.15 | 1 | 195.15 | 0
3 | 17 | 21:00 | 0 | 2014-03-17 | 21 | 192.96 | 1 | 193.96 | 0
3 | 17 | 22:00 | 0 | 2014-03-17 | 22 | 159.1 | 1 | 160.1 | 0
3 | 17 | 23:00 | 0 | 2014-03-17 | 23 | 101.19 | 1 | 102.19 | 0
3 | 17 | 24:00 | 0 | 2014-03-17 | 24 | 54.69 | 1 | 55.69 | 0
3 | 18 | 01:00 | 0 | 2014-03-18 | 1 | 67.6 | 1 | 68.6 | 0
3 | 18 | 02:00 | 0 | 2014-03-18 | 2 | 68.09 | 1 | 69.09 | 0
3 | 18 | 03:00 | 0 | 2014-03-18 | 3 | 61.94 | 1 | 62.94 | 0
3 | 18 | 04:00 | 0 | 2014-03-18 | 4 | 69.45 | 1 | 70.45 | 0
3 | 18 | 05:00 | 0 | 2014-03-18 | 5 | 81.4 | 1 | 82.4 | 0
3 | 18 | 06:00 | 0 | 2014-03-18 | 6 | 96.91 | 1 | 97.91 | 0
3 | 18 | 07:00 | 0 | 2014-03-18 | 7 | 183.43 | 1 | 184.43 | 0
3 | 18 | 08:00 | 34 | 2014-03-18 | 8 | 195.25 | 1 | 196.25 | 6672.5
3 | 18 | 09:00 | 394 | 2014-03-18 | 9 | 155.26 | 1 | 156.26 | 61566.44
3 | 18 | 10:00 | 580 | 2014-03-18 | 10 | 157.65 | 1 | 158.65 | 92017
3 | 18 | 11:00 | 780 | 2014-03-18 | 11 | 145.42 | 1 | 146.42 | 114207.6
3 | 18 | 12:00 | 865 | 2014-03-18 | 12 | 136.68 | 1 | 137.68 | 119093.2
3 | 18 | 13:00 | 862 | 2014-03-18 | 13 | 138.03 | 1 | 139.03 | 119843.86
3 | 18 | 14:00 | 982 | 2014-03-18 | 14 | 121.1 | 1 | 122.1 | 119902.2
3 | 18 | 15:00 | 704 | 2014-03-18 | 15 | 88.33 | 1 | 89.33 | 62888.32
3 | 18 | 16:00 | 477 | 2014-03-18 | 16 | 47.44 | 1 | 48.44 | 23105.88
3 | 18 | 17:00 | 128 | 2014-03-18 | 17 | 46.67 | 1 | 47.67 | 6101.76
3 | 18 | 18:00 | 0 | 2014-03-18 | 18 | 60.85 | 1 | 61.85 | 0
3 | 18 | 19:00 | 0 | 2014-03-18 | 19 | 80.4 | 1 | 81.4 | 0
3 | 18 | 20:00 | 0 | 2014-03-18 | 20 | 135.29 | 1 | 136.29 | 0
3 | 18 | 21:00 | 0 | 2014-03-18 | 21 | 131.15 | 1 | 132.15 | 0
3 | 18 | 22:00 | 0 | 2014-03-18 | 22 | 104.23 | 1 | 105.23 | 0
3 | 18 | 23:00 | 0 | 2014-03-18 | 23 | 41.09 | 1 | 42.09 | 0
3 | 18 | 24:00 | 0 | 2014-03-18 | 24 | 49.35 | 1 | 50.35 | 0
3 | 19 | 01:00 | 0 | 2014-03-19 | 1 | 38.33 | 1 | 39.33 | 0
3 | 19 | 02:00 | 0 | 2014-03-19 | 2 | 39.68 | 1 | 40.68 | 0
3 | 19 | 03:00 | 0 | 2014-03-19 | 3 | 45.04 | 1 | 46.04 | 0
3 | 19 | 04:00 | 0 | 2014-03-19 | 4 | 53.14 | 1 | 54.14 | 0
3 | 19 | 05:00 | 0 | 2014-03-19 | 5 | 37.97 | 1 | 38.97 | 0
3 | 19 | 06:00 | 0 | 2014-03-19 | 6 | 40.9 | 1 | 41.9 | 0
3 | 19 | 07:00 | 1 | 2014-03-19 | 7 | 61.28 | 1 | 62.28 | 62.28
3 | 19 | 08:00 | 293 | 2014-03-19 | 8 | 71.84 | 1 | 72.84 | 21342.12
3 | 19 | 09:00 | 647 | 2014-03-19 | 9 | 60.65 | 1 | 61.65 | 39887.55
3 | 19 | 10:00 | 491 | 2014-03-19 | 10 | 48.24 | 1 | 49.24 | 24176.84
3 | 19 | 11:00 | 1405 | 2014-03-19 | 11 | 61.78 | 1 | 62.78 | 88205.9
3 | 19 | 12:00 | 2208 | 2014-03-19 | 12 | 62.59 | 1 | 63.59 | 140406.72
3 | 19 | 13:00 | 2943 | 2014-03-19 | 13 | 42.09 | 1 | 43.09 | 126813.87
3 | 19 | 14:00 | 2643 | 2014-03-19 | 14 | 39.45 | 1 | 40.45 | 106909.35
3 | 19 | 15:00 | 2345 | 2014-03-19 | 15 | 36.8 | 1 | 37.8 | 88641
3 | 19 | 16:00 | 1735 | 2014-03-19 | 16 | 38.53 | 1 | 39.53 | 68584.55
3 | 19 | 17:00 | 805 | 2014-03-19 | 17 | 46.22 | 1 | 47.22 | 38012.1
3 | 19 | 18:00 | 4 | 2014-03-19 | 18 | 54.07 | 1 | 55.07 | 220.28
3 | 19 | 19:00 | 0 | 2014-03-19 | 19 | 62.88 | 1 | 63.88 | 0
3 | 19 | 20:00 | 0 | 2014-03-19 | 20 | 70.5 | 1 | 71.5 | 0
3 | 19 | 21:00 | 0 | 2014-03-19 | 21 | 64.66 | 1 | 65.66 | 0
3 | 19 | 22:00 | 0 | 2014-03-19 | 22 | 37.69 | 1 | 38.69 | 0
3 | 19 | 23:00 | 0 | 2014-03-19 | 23 | 24.79 | 1 | 25.79 | 0
3 | 19 | 24:00 | 0 | 2014-03-19 | 24 | 44.23 | 1 | 45.23 | 0
3 | 20 | 01:00 | 0 | 2014-03-20 | 1 | 44.19 | 1 | 45.19 | 0
3 | 20 | 02:00 | 0 | 2014-03-20 | 2 | 64.4 | 1 | 65.4 | 0
3 | 20 | 03:00 | 0 | 2014-03-20 | 3 | 40.29 | 1 | 41.29 | 0
3 | 20 | 04:00 | 0 | 2014-03-20 | 4 | 40.37 | 1 | 41.37 | 0
3 | 20 | 05:00 | 0 | 2014-03-20 | 5 | 42.14 | 1 | 43.14 | 0
3 | 20 | 06:00 | 0 | 2014-03-20 | 6 | 43.35 | 1 | 44.35 | 0
3 | 20 | 07:00 | 1 | 2014-03-20 | 7 | 54.96 | 1 | 55.96 | 55.96
3 | 20 | 08:00 | 402 | 2014-03-20 | 8 | 56.42 | 1 | 57.42 | 23082.84
3 | 20 | 09:00 | 1691 | 2014-03-20 | 9 | 49.33 | 1 | 50.33 | 85108.03
3 | 20 | 10:00 | 2552 | 2014-03-20 | 10 | 61.25 | 1 | 62.25 | 158862
3 | 20 | 11:00 | 2674 | 2014-03-20 | 11 | 53.94 | 1 | 54.94 | 146909.56
3 | 20 | 12:00 | 1997 | 2014-03-20 | 12 | 47.74 | 1 | 48.74 | 97333.78
3 | 20 | 13:00 | 720 | 2014-03-20 | 13 | 41.82 | 1 | 42.82 | 30830.4
3 | 20 | 14:00 | 600 | 2014-03-20 | 14 | 41.13 | 1 | 42.13 | 25278
3 | 20 | 15:00 | 498 | 2014-03-20 | 15 | 46.12 | 1 | 47.12 | 23465.76
3 | 20 | 16:00 | 226 | 2014-03-20 | 16 | 41.83 | 1 | 42.83 | 9679.58
3 | 20 | 17:00 | 23 | 2014-03-20 | 17 | 39.88 | 1 | 40.88 | 940.24
3 | 20 | 18:00 | 0 | 2014-03-20 | 18 | 42.1 | 1 | 43.1 | 0
3 | 20 | 19:00 | 0 | 2014-03-20 | 19 | 40.24 | 1 | 41.24 | 0
3 | 20 | 20:00 | 0 | 2014-03-20 | 20 | 51.64 | 1 | 52.64 | 0
3 | 20 | 21:00 | 0 | 2014-03-20 | 21 | 45.25 | 1 | 46.25 | 0
3 | 20 | 22:00 | 0 | 2014-03-20 | 22 | 40.02 | 1 | 41.02 | 0
3 | 20 | 23:00 | 0 | 2014-03-20 | 23 | 56.26 | 1 | 57.26 | 0
3 | 20 | 24:00 | 0 | 2014-03-20 | 24 | 33.37 | 1 | 34.37 | 0
3 | 21 | 01:00 | 0 | 2014-03-21 | 1 | 24.99 | 1 | 25.99 | 0
3 | 21 | 02:00 | 0 | 2014-03-21 | 2 | 39.16 | 1 | 40.16 | 0
3 | 21 | 03:00 | 0 | 2014-03-21 | 3 | 38.66 | 1 | 39.66 | 0
3 | 21 | 04:00 | 0 | 2014-03-21 | 4 | 35.92 | 1 | 36.92 | 0
3 | 21 | 05:00 | 0 | 2014-03-21 | 5 | 32.62 | 1 | 33.62 | 0
3 | 21 | 06:00 | 0 | 2014-03-21 | 6 | 35.11 | 1 | 36.11 | 0
3 | 21 | 07:00 | 14 | 2014-03-21 | 7 | 46.35 | 1 | 47.35 | 662.9
3 | 21 | 08:00 | 873 | 2014-03-21 | 8 | 50.12 | 1 | 51.12 | 44627.76
3 | 21 | 09:00 | 1620 | 2014-03-21 | 9 | 47.99 | 1 | 48.99 | 79363.8
3 | 21 | 10:00 | 1485 | 2014-03-21 | 10 | 46.47 | 1 | 47.47 | 70492.95
3 | 21 | 11:00 | 1406 | 2014-03-21 | 11 | 45.07 | 1 | 46.07 | 64774.42
3 | 21 | 12:00 | 1759 | 2014-03-21 | 12 | 48.35 | 1 | 49.35 | 86806.65
3 | 21 | 13:00 | 811 | 2014-03-21 | 13 | 46.2 | 1 | 47.2 | 38279.2
3 | 21 | 14:00 | 642 | 2014-03-21 | 14 | 44.67 | 1 | 45.67 | 29320.14
3 | 21 | 15:00 | 1078 | 2014-03-21 | 15 | 40.05 | 1 | 41.05 | 44251.9
3 | 21 | 16:00 | 898 | 2014-03-21 | 16 | 37.5 | 1 | 38.5 | 34573
3 | 21 | 17:00 | 530 | 2014-03-21 | 17 | 38.23 | 1 | 39.23 | 20791.9
3 | 21 | 18:00 | 1 | 2014-03-21 | 18 | 38.41 | 1 | 39.41 | 39.41
3 | 21 | 19:00 | 0 | 2014-03-21 | 19 | 41.16 | 1 | 42.16 | 0
3 | 21 | 20:00 | 0 | 2014-03-21 | 20 | 41.1 | 1 | 42.1 | 0
3 | 21 | 21:00 | 0 | 2014-03-21 | 21 | 45.58 | 1 | 46.58 | 0
3 | 21 | 22:00 | 0 | 2014-03-21 | 22 | 42.68 | 1 | 43.68 | 0
3 | 21 | 23:00 | 0 | 2014-03-21 | 23 | 42.34 | 1 | 43.34 | 0
3 | 21 | 24:00 | 0 | 2014-03-21 | 24 | 32.82 | 1 | 33.82 | 0
3 | 22 | 01:00 | 0 | 2014-03-22 | 1 | 39.39 | 1 | 40.39 | 0
3 | 22 | 02:00 | 0 | 2014-03-22 | 2 | 40.3 | 1 | 41.3 | 0
3 | 22 | 03:00 | 0 | 2014-03-22 | 3 | 40.39 | 1 | 41.39 | 0
3 | 22 | 04:00 | 0 | 2014-03-22 | 4 | 39.45 | 1 | 40.45 | 0
3 | 22 | 05:00 | 0 | 2014-03-22 | 5 | 39.63 | 1 | 40.63 | 0
3 | 22 | 06:00 | 0 | 2014-03-22 | 6 | 48.93 | 1 | 49.93 | 0
3 | 22 | 07:00 | 50 | 2014-03-22 | 7 | 57.63 | 1 | 58.63 | 2931.5
3 | 22 | 08:00 | 1125 | 2014-03-22 | 8 | 47.47 | 1 | 48.47 | 54528.75
3 | 22 | 09:00 | 2084 | 2014-03-22 | 9 | 57.98 | 1 | 58.98 | 122914.32
3 | 22 | 10:00 | 2762 | 2014-03-22 | 10 | 68.04 | 1 | 69.04 | 190688.48
3 | 22 | 11:00 | 3212 | 2014-03-22 | 11 | 59.5 | 1 | 60.5 | 194326
3 | 22 | 12:00 | 3425 | 2014-03-22 | 12 | 53.09 | 1 | 54.09 | 185258.25
3 | 22 | 13:00 | 3388 | 2014-03-22 | 13 | 52.2 | 1 | 53.2 | 180241.6
3 | 22 | 14:00 | 2760 | 2014-03-22 | 14 | 49.37 | 1 | 50.37 | 139021.2
3 | 22 | 15:00 | 1947 | 2014-03-22 | 15 | 42.21 | 1 | 43.21 | 84129.87
3 | 22 | 16:00 | 918 | 2014-03-22 | 16 | 38.36 | 1 | 39.36 | 36132.48
3 | 22 | 17:00 | 689 | 2014-03-22 | 17 | 38.52 | 1 | 39.52 | 27229.28
3 | 22 | 18:00 | 3 | 2014-03-22 | 18 | 38.23 | 1 | 39.23 | 117.69
3 | 22 | 19:00 | 0 | 2014-03-22 | 19 | 44.18 | 1 | 45.18 | 0
3 | 22 | 20:00 | 0 | 2014-03-22 | 20 | 47.98 | 1 | 48.98 | 0
3 | 22 | 21:00 | 0 | 2014-03-22 | 21 | 47.66 | 1 | 48.66 | 0
3 | 22 | 22:00 | 0 | 2014-03-22 | 22 | 37.98 | 1 | 38.98 | 0
3 | 22 | 23:00 | 0 | 2014-03-22 | 23 | 33.44 | 1 | 34.44 | 0
3 | 22 | 24:00 | 0 | 2014-03-22 | 24 | 28.93 | 1 | 29.93 | 0
3 | 23 | 01:00 | 0 | 2014-03-23 | 1 | 4.35 | 1 | 5.35 | 0
3 | 23 | 02:00 | 0 | 2014-03-23 | 2 | 0 | 1 | 1 | 0
3 | 23 | 03:00 | 0 | 2014-03-23 | 3 | 0 | 1 | 1 | 0
3 | 23 | 04:00 | 0 | 2014-03-23 | 4 | 0 | 1 | 1 | 0
3 | 23 | 05:00 | 0 | 2014-03-23 | 5 | 0 | 1 | 1 | 0
3 | 23 | 06:00 | 0 | 2014-03-23 | 6 | 0 | 1 | 1 | 0
3 | 23 | 07:00 | 1 | 2014-03-23 | 7 | 0 | 1 | 1 | 1
3 | 23 | 08:00 | 138 | 2014-03-23 | 8 | 0 | 1 | 1 | 138
3 | 23 | 09:00 | 523 | 2014-03-23 | 9 | 19.1 | 1 | 20.1 | 10512.3
3 | 23 | 10:00 | 707 | 2014-03-23 | 10 | 46.66 | 1 | 47.66 | 33695.62
3 | 23 | 11:00 | 796 | 2014-03-23 | 11 | 51.77 | 1 | 52.77 | 42004.92
3 | 23 | 12:00 | 946 | 2014-03-23 | 12 | 50.26 | 1 | 51.26 | 48491.96
3 | 23 | 13:00 | 938 | 2014-03-23 | 13 | 43.66 | 1 | 44.66 | 41891.08
3 | 23 | 14:00 | 838 | 2014-03-23 | 14 | 43.23 | 1 | 44.23 | 37064.74
3 | 23 | 15:00 | 789 | 2014-03-23 | 15 | 48.53 | 1 | 49.53 | 39079.17
3 | 23 | 16:00 | 605 | 2014-03-23 | 16 | 42.97 | 1 | 43.97 | 26601.85
3 | 23 | 17:00 | 173 | 2014-03-23 | 17 | 46.78 | 1 | 47.78 | 8265.94
3 | 23 | 18:00 | 1 | 2014-03-23 | 18 | 51.3 | 1 | 52.3 | 52.3
3 | 23 | 19:00 | 0 | 2014-03-23 | 19 | 51.84 | 1 | 52.84 | 0
3 | 23 | 20:00 | 0 | 2014-03-23 | 20 | 70.95 | 1 | 71.95 | 0
3 | 23 | 21:00 | 0 | 2014-03-23 | 21 | 66.57 | 1 | 67.57 | 0
3 | 23 | 22:00 | 0 | 2014-03-23 | 22 | 59.33 | 1 | 60.33 | 0
3 | 23 | 23:00 | 0 | 2014-03-23 | 23 | 57.27 | 1 | 58.27 | 0
3 | 23 | 24:00 | 0 | 2014-03-23 | 24 | 32.93 | 1 | 33.93 | 0
3 | 24 | 01:00 | 0 | 2014-03-24 | 1 | 49.06 | 1 | 50.06 | 0
3 | 24 | 02:00 | 0 | 2014-03-24 | 2 | 41.45 | 1 | 42.45 | 0
3 | 24 | 03:00 | 0 | 2014-03-24 | 3 | 42.96 | 1 | 43.96 | 0
3 | 24 | 04:00 | 0 | 2014-03-24 | 4 | 40.99 | 1 | 41.99 | 0
3 | 24 | 05:00 | 0 | 2014-03-24 | 5 | 40.67 | 1 | 41.67 | 0
3 | 24 | 06:00 | 0 | 2014-03-24 | 6 | 58.09 | 1 | 59.09 | 0
3 | 24 | 07:00 | 14 | 2014-03-24 | 7 | 128.94 | 1 | 129.94 | 1819.16
3 | 24 | 08:00 | 657 | 2014-03-24 | 8 | 145.55 | 1 | 146.55 | 96283.35
3 | 24 | 09:00 | 2077 | 2014-03-24 | 9 | 124.21 | 1 | 125.21 | 260061.17
3 | 24 | 10:00 | 2917 | 2014-03-24 | 10 | 76.84 | 1 | 77.84 | 227059.28
3 | 24 | 11:00 | 3356 | 2014-03-24 | 11 | 64.49 | 1 | 65.49 | 219784.44
3 | 24 | 12:00 | 3580 | 2014-03-24 | 12 | 61.95 | 1 | 62.95 | 225361
3 | 24 | 13:00 | 3535 | 2014-03-24 | 13 | 61.37 | 1 | 62.37 | 220477.95
3 | 24 | 14:00 | 3271 | 2014-03-24 | 14 | 46.49 | 1 | 47.49 | 155339.79
3 | 24 | 15:00 | 2746 | 2014-03-24 | 15 | 58.48 | 1 | 59.48 | 163332.08
3 | 24 | 16:00 | 1971 | 2014-03-24 | 16 | 62.47 | 1 | 63.47 | 125099.37
3 | 24 | 17:00 | 934 | 2014-03-24 | 17 | 63.84 | 1 | 64.84 | 60560.56
3 | 24 | 18:00 | 7 | 2014-03-24 | 18 | 71.4 | 1 | 72.4 | 506.8
3 | 24 | 19:00 | 0 | 2014-03-24 | 19 | 77.07 | 1 | 78.07 | 0
3 | 24 | 20:00 | 0 | 2014-03-24 | 20 | 140.5 | 1 | 141.5 | 0
3 | 24 | 21:00 | 0 | 2014-03-24 | 21 | 123.64 | 1 | 124.64 | 0
3 | 24 | 22:00 | 0 | 2014-03-24 | 22 | 82.47 | 1 | 83.47 | 0
3 | 24 | 23:00 | 0 | 2014-03-24 | 23 | 68.85 | 1 | 69.85 | 0
3 | 24 | 24:00 | 0 | 2014-03-24 | 24 | 46.69 | 1 | 47.69 | 0
3 | 25 | 01:00 | 0 | 2014-03-25 | 1 | 79.04 | 1 | 80.04 | 0
3 | 25 | 02:00 | 0 | 2014-03-25 | 2 | 104.48 | 1 | 105.48 | 0
3 | 25 | 03:00 | 0 | 2014-03-25 | 3 | 56.7 | 1 | 57.7 | 0
3 | 25 | 04:00 | 0 | 2014-03-25 | 4 | 132.72 | 1 | 133.72 | 0
3 | 25 | 05:00 | 0 | 2014-03-25 | 5 | 101.93 | 1 | 102.93 | 0
3 | 25 | 06:00 | 0 | 2014-03-25 | 6 | 87.44 | 1 | 88.44 | 0
3 | 25 | 07:00 | 82 | 2014-03-25 | 7 | 125.54 | 1 | 126.54 | 10376.28
3 | 25 | 08:00 | 1162 | 2014-03-25 | 8 | 126.38 | 1 | 127.38 | 148015.56
3 | 25 | 09:00 | 2121 | 2014-03-25 | 9 | 125.15 | 1 | 126.15 | 267564.15
3 | 25 | 10:00 | 2823 | 2014-03-25 | 10 | 113.43 | 1 | 114.43 | 323035.89
3 | 25 | 11:00 | 3228 | 2014-03-25 | 11 | 98.63 | 1 | 99.63 | 321605.64
3 | 25 | 12:00 | 3403 | 2014-03-25 | 12 | 92.1 | 1 | 93.1 | 316819.3
3 | 25 | 13:00 | 3333 | 2014-03-25 | 13 | 93.64 | 1 | 94.64 | 315435.12
3 | 25 | 14:00 | 3058 | 2014-03-25 | 14 | 96.55 | 1 | 97.55 | 298307.9
3 | 25 | 15:00 | 2563 | 2014-03-25 | 15 | 88.61 | 1 | 89.61 | 229670.43
3 | 25 | 16:00 | 1796 | 2014-03-25 | 16 | 86.2 | 1 | 87.2 | 156611.2
3 | 25 | 17:00 | 813 | 2014-03-25 | 17 | 96.09 | 1 | 97.09 | 78934.17
3 | 25 | 18:00 | 2 | 2014-03-25 | 18 | 101.06 | 1 | 102.06 | 204.12
3 | 25 | 19:00 | 0 | 2014-03-25 | 19 | 118.94 | 1 | 119.94 | 0
3 | 25 | 20:00 | 0 | 2014-03-25 | 20 | 127.85 | 1 | 128.85 | 0
3 | 25 | 21:00 | 0 | 2014-03-25 | 21 | 104.87 | 1 | 105.87 | 0
3 | 25 | 22:00 | 0 | 2014-03-25 | 22 | 104.08 | 1 | 105.08 | 0
3 | 25 | 23:00 | 0 | 2014-03-25 | 23 | 127.06 | 1 | 128.06 | 0
3 | 25 | 24:00 | 0 | 2014-03-25 | 24 | 86.13 | 1 | 87.13 | 0
3 | 26 | 01:00 | 0 | 2014-03-26 | 1 | 44.57 | 1 | 45.57 | 0
3 | 26 | 02:00 | 0 | 2014-03-26 | 2 | 57.62 | 1 | 58.62 | 0
3 | 26 | 03:00 | 0 | 2014-03-26 | 3 | 44.79 | 1 | 45.79 | 0
3 | 26 | 04:00 | 0 | 2014-03-26 | 4 | 39.66 | 1 | 40.66 | 0
3 | 26 | 05:00 | 0 | 2014-03-26 | 5 | 61.06 | 1 | 62.06 | 0
3 | 26 | 06:00 | 0 | 2014-03-26 | 6 | 53.85 | 1 | 54.85 | 0
3 | 26 | 07:00 | 6 | 2014-03-26 | 7 | 135.5 | 1 | 136.5 | 819
3 | 26 | 08:00 | 223 | 2014-03-26 | 8 | 186.24 | 1 | 187.24 | 41754.52
3 | 26 | 09:00 | 561 | 2014-03-26 | 9 | 200.15 | 1 | 201.15 | 112845.15
3 | 26 | 10:00 | 824 | 2014-03-26 | 10 | 160.38 | 1 | 161.38 | 132977.12
3 | 26 | 11:00 | 930 | 2014-03-26 | 11 | 156.59 | 1 | 157.59 | 146558.7
3 | 26 | 12:00 | 961 | 2014-03-26 | 12 | 167.55 | 1 | 168.55 | 161976.55
3 | 26 | 13:00 | 539 | 2014-03-26 | 13 | 149.44 | 1 | 150.44 | 81087.16
3 | 26 | 14:00 | 954 | 2014-03-26 | 14 | 129.06 | 1 | 130.06 | 124077.24
3 | 26 | 15:00 | 816 | 2014-03-26 | 15 | 122.83 | 1 | 123.83 | 101045.28
3 | 26 | 16:00 | 254 | 2014-03-26 | 16 | 116.27 | 1 | 117.27 | 29786.58
3 | 26 | 17:00 | 129 | 2014-03-26 | 17 | 129.14 | 1 | 130.14 | 16788.06
3 | 26 | 18:00 | 0 | 2014-03-26 | 18 | 129.66 | 1 | 130.66 | 0
3 | 26 | 19:00 | 0 | 2014-03-26 | 19 | 136.47 | 1 | 137.47 | 0
3 | 26 | 20:00 | 0 | 2014-03-26 | 20 | 154 | 1 | 155 | 0
3 | 26 | 21:00 | 0 | 2014-03-26 | 21 | 153.06 | 1 | 154.06 | 0
3 | 26 | 22:00 | 0 | 2014-03-26 | 22 | 180.4 | 1 | 181.4 | 0
3 | 26 | 23:00 | 0 | 2014-03-26 | 23 | 254.8 | 1 | 255.8 | 0
3 | 26 | 24:00 | 0 | 2014-03-26 | 24 | 185.05 | 1 | 186.05 | 0
3 | 27 | 01:00 | 0 | 2014-03-27 | 1 | 209.13 | 1 | 210.13 | 0
3 | 27 | 02:00 | 0 | 2014-03-27 | 2 | 106.32 | 1 | 107.32 | 0
3 | 27 | 03:00 | 0 | 2014-03-27 | 3 | 63.42 | 1 | 64.42 | 0
3 | 27 | 04:00 | 0 | 2014-03-27 | 4 | 95.66 | 1 | 96.66 | 0
3 | 27 | 05:00 | 0 | 2014-03-27 | 5 | 59.48 | 1 | 60.48 | 0
3 | 27 | 06:00 | 0 | 2014-03-27 | 6 | 67.23 | 1 | 68.23 | 0
3 | 27 | 07:00 | 25 | 2014-03-27 | 7 | 124.24 | 1 | 125.24 | 3131
3 | 27 | 08:00 | 690 | 2014-03-27 | 8 | 194.06 | 1 | 195.06 | 134591.4
3 | 27 | 09:00 | 1452 | 2014-03-27 | 9 | 135.46 | 1 | 136.46 | 198139.92
3 | 27 | 10:00 | 1285 | 2014-03-27 | 10 | 98.22 | 1 | 99.22 | 127497.7
3 | 27 | 11:00 | 2522 | 2014-03-27 | 11 | 68.41 | 1 | 69.41 | 175052.02
3 | 27 | 12:00 | 2575 | 2014-03-27 | 12 | 52.53 | 1 | 53.53 | 137839.75
3 | 27 | 13:00 | 3129 | 2014-03-27 | 13 | 58.78 | 1 | 59.78 | 187051.62
3 | 27 | 14:00 | 2865 | 2014-03-27 | 14 | 47.29 | 1 | 48.29 | 138350.85
3 | 27 | 15:00 | 2301 | 2014-03-27 | 15 | 45.47 | 1 | 46.47 | 106927.47
3 | 27 | 16:00 | 1636 | 2014-03-27 | 16 | 43.14 | 1 | 44.14 | 72213.04
3 | 27 | 17:00 | 695 | 2014-03-27 | 17 | 44.22 | 1 | 45.22 | 31427.9
3 | 27 | 18:00 | 2 | 2014-03-27 | 18 | 47.1 | 1 | 48.1 | 96.2
3 | 27 | 19:00 | 0 | 2014-03-27 | 19 | 50.3 | 1 | 51.3 | 0
3 | 27 | 20:00 | 0 | 2014-03-27 | 20 | 67.57 | 1 | 68.57 | 0
3 | 27 | 21:00 | 0 | 2014-03-27 | 21 | 70.34 | 1 | 71.34 | 0
3 | 27 | 22:00 | 0 | 2014-03-27 | 22 | 54.29 | 1 | 55.29 | 0
3 | 27 | 23:00 | 0 | 2014-03-27 | 23 | 48.63 | 1 | 49.63 | 0
3 | 27 | 24:00 | 0 | 2014-03-27 | 24 | 49.72 | 1 | 50.72 | 0
3 | 28 | 01:00 | 0 | 2014-03-28 | 1 | 44.77 | 1 | 45.77 | 0
3 | 28 | 02:00 | 0 | 2014-03-28 | 2 | 45.11 | 1 | 46.11 | 0
3 | 28 | 03:00 | 0 | 2014-03-28 | 3 | 37.54 | 1 | 38.54 | 0
3 | 28 | 04:00 | 0 | 2014-03-28 | 4 | 37.35 | 1 | 38.35 | 0
3 | 28 | 05:00 | 0 | 2014-03-28 | 5 | 32.25 | 1 | 33.25 | 0
3 | 28 | 06:00 | 0 | 2014-03-28 | 6 | 37.23 | 1 | 38.23 | 0
3 | 28 | 07:00 | 95 | 2014-03-28 | 7 | 39.57 | 1 | 40.57 | 3854.15
3 | 28 | 08:00 | 957 | 2014-03-28 | 8 | 53.19 | 1 | 54.19 | 51859.83
3 | 28 | 09:00 | 1583 | 2014-03-28 | 9 | 49.77 | 1 | 50.77 | 80368.91
3 | 28 | 10:00 | 1475 | 2014-03-28 | 10 | 48.35 | 1 | 49.35 | 72791.25
3 | 28 | 11:00 | 2704 | 2014-03-28 | 11 | 48.11 | 1 | 49.11 | 132793.44
3 | 28 | 12:00 | 2862 | 2014-03-28 | 12 | 52.16 | 1 | 53.16 | 152143.92
3 | 28 | 13:00 | 3063 | 2014-03-28 | 13 | 45.17 | 1 | 46.17 | 141418.71
3 | 28 | 14:00 | 2977 | 2014-03-28 | 14 | 41.39 | 1 | 42.39 | 126195.03
3 | 28 | 15:00 | 2505 | 2014-03-28 | 15 | 61.96 | 1 | 62.96 | 157714.8
3 | 28 | 16:00 | 1764 | 2014-03-28 | 16 | 44.6 | 1 | 45.6 | 80438.4
3 | 28 | 17:00 | 819 | 2014-03-28 | 17 | 43.84 | 1 | 44.84 | 36723.96
3 | 28 | 18:00 | 4 | 2014-03-28 | 18 | 45.61 | 1 | 46.61 | 186.44
3 | 28 | 19:00 | 0 | 2014-03-28 | 19 | 45.47 | 1 | 46.47 | 0
3 | 28 | 20:00 | 0 | 2014-03-28 | 20 | 45.53 | 1 | 46.53 | 0
3 | 28 | 21:00 | 0 | 2014-03-28 | 21 | 41.99 | 1 | 42.99 | 0
3 | 28 | 22:00 | 0 | 2014-03-28 | 22 | 64.42 | 1 | 65.42 | 0
3 | 28 | 23:00 | 0 | 2014-03-28 | 23 | 55.27 | 1 | 56.27 | 0
3 | 28 | 24:00 | 0 | 2014-03-28 | 24 | 50.57 | 1 | 51.57 | 0
3 | 29 | 01:00 | 0 | 2014-03-29 | 1 | 36.55 | 1 | 37.55 | 0
3 | 29 | 02:00 | 0 | 2014-03-29 | 2 | 35.21 | 1 | 36.21 | 0
3 | 29 | 03:00 | 0 | 2014-03-29 | 3 | 30.89 | 1 | 31.89 | 0
3 | 29 | 04:00 | 0 | 2014-03-29 | 4 | 37.4 | 1 | 38.4 | 0
3 | 29 | 05:00 | 0 | 2014-03-29 | 5 | 32.07 | 1 | 33.07 | 0
3 | 29 | 06:00 | 0 | 2014-03-29 | 6 | 32.58 | 1 | 33.58 | 0
3 | 29 | 07:00 | 5 | 2014-03-29 | 7 | 36.53 | 1 | 37.53 | 187.65
3 | 29 | 08:00 | 197 | 2014-03-29 | 8 | 41.73 | 1 | 42.73 | 8417.81
3 | 29 | 09:00 | 512 | 2014-03-29 | 9 | 52.61 | 1 | 53.61 | 27448.32
3 | 29 | 10:00 | 935 | 2014-03-29 | 10 | 58.4 | 1 | 59.4 | 55539
3 | 29 | 11:00 | 1196 | 2014-03-29 | 11 | 47.27 | 1 | 48.27 | 57730.92
3 | 29 | 12:00 | 956 | 2014-03-29 | 12 | 55.28 | 1 | 56.28 | 53803.68
3 | 29 | 13:00 | 1049 | 2014-03-29 | 13 | 51.89 | 1 | 52.89 | 55481.61
3 | 29 | 14:00 | 885 | 2014-03-29 | 14 | 47.41 | 1 | 48.41 | 42842.85
3 | 29 | 15:00 | 869 | 2014-03-29 | 15 | 55.38 | 1 | 56.38 | 48994.22
3 | 29 | 16:00 | 597 | 2014-03-29 | 16 | 64.3 | 1 | 65.3 | 38984.1
3 | 29 | 17:00 | 234 | 2014-03-29 | 17 | 60.08 | 1 | 61.08 | 14292.72
3 | 29 | 18:00 | 1 | 2014-03-29 | 18 | 62.68 | 1 | 63.68 | 63.68
3 | 29 | 19:00 | 0 | 2014-03-29 | 19 | 62.29 | 1 | 63.29 | 0
3 | 29 | 20:00 | 0 | 2014-03-29 | 20 | 65.82 | 1 | 66.82 | 0
3 | 29 | 21:00 | 0 | 2014-03-29 | 21 | 73.08 | 1 | 74.08 | 0
3 | 29 | 22:00 | 0 | 2014-03-29 | 22 | 45.7 | 1 | 46.7 | 0
3 | 29 | 23:00 | 0 | 2014-03-29 | 23 | 52.21 | 1 | 53.21 | 0
3 | 29 | 24:00 | 0 | 2014-03-29 | 24 | 33.32 | 1 | 34.32 | 0
3 | 30 | 01:00 | 0 | 2014-03-30 | 1 | 40.42 | 1 | 41.42 | 0
3 | 30 | 02:00 | 0 | 2014-03-30 | 2 | 35.21 | 1 | 36.21 | 0
3 | 30 | 03:00 | 0 | 2014-03-30 | 3 | 36.89 | 1 | 37.89 | 0
3 | 30 | 04:00 | 0 | 2014-03-30 | 4 | 38.81 | 1 | 39.81 | 0
3 | 30 | 05:00 | 0 | 2014-03-30 | 5 | 33.07 | 1 | 34.07 | 0
3 | 30 | 06:00 | 0 | 2014-03-30 | 6 | 33.08 | 1 | 34.08 | 0
3 | 30 | 07:00 | 53 | 2014-03-30 | 7 | 45.31 | 1 | 46.31 | 2454.43
3 | 30 | 08:00 | 683 | 2014-03-30 | 8 | 35.81 | 1 | 36.81 | 25141.23
3 | 30 | 09:00 | 1730 | 2014-03-30 | 9 | 38.1 | 1 | 39.1 | 67643
3 | 30 | 10:00 | 1481 | 2014-03-30 | 10 | 49.45 | 1 | 50.45 | 74716.45
3 | 30 | 11:00 | 2457 | 2014-03-30 | 11 | 54.55 | 1 | 55.55 | 136486.35
3 | 30 | 12:00 | 2764 | 2014-03-30 | 12 | 54.65 | 1 | 55.65 | 153816.6
3 | 30 | 13:00 | 2060 | 2014-03-30 | 13 | 56.49 | 1 | 57.49 | 118429.4
3 | 30 | 14:00 | 2528 | 2014-03-30 | 14 | 52.31 | 1 | 53.31 | 134767.68
3 | 30 | 15:00 | 2074 | 2014-03-30 | 15 | 43.83 | 1 | 44.83 | 92977.42
3 | 30 | 16:00 | 1448 | 2014-03-30 | 16 | 47.42 | 1 | 48.42 | 70112.16
3 | 30 | 17:00 | 824 | 2014-03-30 | 17 | 54.54 | 1 | 55.54 | 45764.96
3 | 30 | 18:00 | 9 | 2014-03-30 | 18 | 62.51 | 1 | 63.51 | 571.59
3 | 30 | 19:00 | 0 | 2014-03-30 | 19 | 72.12 | 1 | 73.12 | 0
3 | 30 | 20:00 | 0 | 2014-03-30 | 20 | 120.43 | 1 | 121.43 | 0
3 | 30 | 21:00 | 0 | 2014-03-30 | 21 | 100.75 | 1 | 101.75 | 0
3 | 30 | 22:00 | 0 | 2014-03-30 | 22 | 48.89 | 1 | 49.89 | 0
3 | 30 | 23:00 | 0 | 2014-03-30 | 23 | 33.31 | 1 | 34.31 | 0
3 | 30 | 24:00 | 0 | 2014-03-30 | 24 | 41.71 | 1 | 42.71 | 0
3 | 31 | 01:00 | 0 | 2014-03-31 | 1 | 45.96 | 1 | 46.96 | 0
3 | 31 | 02:00 | 0 | 2014-03-31 | 2 | 48.81 | 1 | 49.81 | 0
3 | 31 | 03:00 | 0 | 2014-03-31 | 3 | 51.89 | 1 | 52.89 | 0
3 | 31 | 04:00 | 0 | 2014-03-31 | 4 | 48.52 | 1 | 49.52 | 0
3 | 31 | 05:00 | 0 | 2014-03-31 | 5 | 40.82 | 1 | 41.82 | 0
3 | 31 | 06:00 | 0 | 2014-03-31 | 6 | 51.35 | 1 | 52.35 | 0
3 | 31 | 07:00 | 105 | 2014-03-31 | 7 | 77.18 | 1 | 78.18 | 8208.9
3 | 31 | 08:00 | 1145 | 2014-03-31 | 8 | 71.45 | 1 | 72.45 | 82955.25
3 | 31 | 09:00 | 2158 | 2014-03-31 | 9 | 78.61 | 1 | 79.61 | 171798.38
3 | 31 | 10:00 | 2921 | 2014-03-31 | 10 | 95.78 | 1 | 96.78 | 282694.38
3 | 31 | 11:00 | 3424 | 2014-03-31 | 11 | 77.74 | 1 | 78.74 | 269605.76
3 | 31 | 12:00 | 3646 | 2014-03-31 | 12 | 75.6 | 1 | 76.6 | 279283.6
3 | 31 | 13:00 | 3580 | 2014-03-31 | 13 | 100.08 | 1 | 101.08 | 361866.4
3 | 31 | 14:00 | 3250 | 2014-03-31 | 14 | 78.86 | 1 | 79.86 | 259545
3 | 31 | 15:00 | 2664 | 2014-03-31 | 15 | 53.91 | 1 | 54.91 | 146280.24
3 | 31 | 16:00 | 1820 | 2014-03-31 | 16 | 137.73 | 1 | 138.73 | 252488.6
3 | 31 | 17:00 | 805 | 2014-03-31 | 17 | 126.07 | 1 | 127.07 | 102291.35
3 | 31 | 18:00 | 7 | 2014-03-31 | 18 | 200.4 | 1 | 201.4 | 1409.8
3 | 31 | 19:00 | 0 | 2014-03-31 | 19 | 216.88 | 1 | 217.88 | 0
3 | 31 | 20:00 | 0 | 2014-03-31 | 20 | 235.42 | 1 | 236.42 | 0
3 | 31 | 21:00 | 0 | 2014-03-31 | 21 | 186.92 | 1 | 187.92 | 0
3 | 31 | 22:00 | 0 | 2014-03-31 | 22 | 49.42 | 1 | 50.42 | 0
3 | 31 | 23:00 | 0 | 2014-03-31 | 23 | 52.8 | 1 | 53.8 | 0
3 | 31 | 24:00 | 0 | 2014-03-31 | 24 | 179.47 | 1 | 180.47 | 0

## Capacity
Calculation of Avoided Generation Capacity Costs (related to the ISO-NE Forward Capacity Market or FCM)
Capacity Market Allocation for FCA 2013-2014 |  |  | Power year 6/1/13-5/31/14
Capacity Clearing Price | 2.951 | kW-month
Payment Rate | 2.516 | kW-month | http://www.iso-ne.com/markets/othrmkts_data/fcm/cal_results/ccp14/fca14/fca_2013_2014_results_report.pdf
Peak Energy Rent | 0.106 | kW-month | (Peak Energy Rent Information is rolling 12-month average for the period 4/13 - 3/14.) | http://www.iso-ne.com/markets/othrmkts_data/fcm/reports/per/monthlyper/
Subtotal | 2.41
Line Loss Multiplier | 1.0606
Avoided Capcity Cost | 2.556 | kW-month
For Generation Sources Other than Solar PV
Assume production is equal for all hours of the year
Peak Hour = | 1
Total Hours in the Year = | 8760 |  | Puc 903.02 (i)(6) b. uses 8760 hours
Portion of generation assume to be at peak hour for FCA Cost Alloc. = | 0.01142% |  | Puc 903.02 (i)(6) b.
For Solar PV Generation
Solar production at system peak hour = | 1406 | watts | 7/19/13 at hour ending 17:00
Annual solar production = | 4942643 | watts | http://www.iso-ne.com/markets/othrmkts_data/fcm/reports/syspeak/isone_system_peak_2013_f.xls
Portion of annual solar production at peak hour for FCA Cost Alloc. = | 0.02845% |  | Puc 903.02 (i)(7) c.

## PVWatts data
PVWATTS: Hourly PV Performance Data |  |  |  |  | Data Sources:
City: | CONCORD
State: | New_Hampshire |  |  |  | http://www.nrel.gov/rredc/pvwatts/
Lat (deg N): | 43.2
Long (deg W): | 71.5 |  |  |  | http://www.nrel.gov/rredc/pvwatts/site_specific.html
Elev (m): | 105 |  |  | Concord
Array Type: | "Fixed Tilt" |  |  | New Hampshire | http://rredc.nrel.gov/solar/calculators/PVWATTS/version1/
Array Tilt (deg): | 43.2 |  |  | Default
Array Azimuth (deg): | 180
DC Rating (kW): | 4
DC to AC Derate Factor: | 0.77
AC Rating (kW): | 3.1
Year | "Month" | "Day" | "Hour" | "AC Power (W)"
1988 | 1 | 1 | 01:00 | 0
1988 | 1 | 1 | 02:00 | 0
1988 | 1 | 1 | 03:00 | 0
1988 | 1 | 1 | 04:00 | 0
1988 | 1 | 1 | 05:00 | 0
1988 | 1 | 1 | 06:00 | 0
1988 | 1 | 1 | 07:00 | 0
1988 | 1 | 1 | 08:00 | 3
1988 | 1 | 1 | 09:00 | 531
1988 | 1 | 1 | 10:00 | 1025
1988 | 1 | 1 | 11:00 | 1776
1988 | 1 | 1 | 12:00 | 1657
1988 | 1 | 1 | 13:00 | 1228
1988 | 1 | 1 | 14:00 | 2059
1988 | 1 | 1 | 15:00 | 850
1988 | 1 | 1 | 16:00 | 54
1988 | 1 | 1 | 17:00 | 0
1988 | 1 | 1 | 18:00 | 0
1988 | 1 | 1 | 19:00 | 0
1988 | 1 | 1 | 20:00 | 0
1988 | 1 | 1 | 21:00 | 0
1988 | 1 | 1 | 22:00 | 0
1988 | 1 | 1 | 23:00 | 0
1988 | 1 | 1 | 24:00 | 0
1988 | 1 | 2 | 01:00 | 0
1988 | 1 | 2 | 02:00 | 0
1988 | 1 | 2 | 03:00 | 0
1988 | 1 | 2 | 04:00 | 0
1988 | 1 | 2 | 05:00 | 0
1988 | 1 | 2 | 06:00 | 0
1988 | 1 | 2 | 07:00 | 0
1988 | 1 | 2 | 08:00 | 1
1988 | 1 | 2 | 09:00 | 916
1988 | 1 | 2 | 10:00 | 1843
1988 | 1 | 2 | 11:00 | 2229
1988 | 1 | 2 | 12:00 | 2334
1988 | 1 | 2 | 13:00 | 2137
1988 | 1 | 2 | 14:00 | 2157
1988 | 1 | 2 | 15:00 | 1509
1988 | 1 | 2 | 16:00 | 582
1988 | 1 | 2 | 17:00 | 0
1988 | 1 | 2 | 18:00 | 0
1988 | 1 | 2 | 19:00 | 0
1988 | 1 | 2 | 20:00 | 0
1988 | 1 | 2 | 21:00 | 0
1988 | 1 | 2 | 22:00 | 0
1988 | 1 | 2 | 23:00 | 0
1988 | 1 | 2 | 24:00 | 0
1988 | 1 | 3 | 01:00 | 0
1988 | 1 | 3 | 02:00 | 0
1988 | 1 | 3 | 03:00 | 0
1988 | 1 | 3 | 04:00 | 0
1988 | 1 | 3 | 05:00 | 0
1988 | 1 | 3 | 06:00 | 0
1988 | 1 | 3 | 07:00 | 0
1988 | 1 | 3 | 08:00 | 78
1988 | 1 | 3 | 09:00 | 1193
1988 | 1 | 3 | 10:00 | 2032
1988 | 1 | 3 | 11:00 | 2469
1988 | 1 | 3 | 12:00 | 2664
1988 | 1 | 3 | 13:00 | 2331
1988 | 1 | 3 | 14:00 | 1078
1988 | 1 | 3 | 15:00 | 888
1988 | 1 | 3 | 16:00 | 404
1988 | 1 | 3 | 17:00 | 0
1988 | 1 | 3 | 18:00 | 0
1988 | 1 | 3 | 19:00 | 0
1988 | 1 | 3 | 20:00 | 0
1988 | 1 | 3 | 21:00 | 0
1988 | 1 | 3 | 22:00 | 0
1988 | 1 | 3 | 23:00 | 0
1988 | 1 | 3 | 24:00 | 0
1988 | 1 | 4 | 01:00 | 0
1988 | 1 | 4 | 02:00 | 0
1988 | 1 | 4 | 03:00 | 0
1988 | 1 | 4 | 04:00 | 0
1988 | 1 | 4 | 05:00 | 0
1988 | 1 | 4 | 06:00 | 0
1988 | 1 | 4 | 07:00 | 0
1988 | 1 | 4 | 08:00 | 0
1988 | 1 | 4 | 09:00 | 28
1988 | 1 | 4 | 10:00 | 474
1988 | 1 | 4 | 11:00 | 595
1988 | 1 | 4 | 12:00 | 827
1988 | 1 | 4 | 13:00 | 693
1988 | 1 | 4 | 14:00 | 660
1988 | 1 | 4 | 15:00 | 379
1988 | 1 | 4 | 16:00 | 488
1988 | 1 | 4 | 17:00 | 0
1988 | 1 | 4 | 18:00 | 0
1988 | 1 | 4 | 19:00 | 0
1988 | 1 | 4 | 20:00 | 0
1988 | 1 | 4 | 21:00 | 0
1988 | 1 | 4 | 22:00 | 0
1988 | 1 | 4 | 23:00 | 0
1988 | 1 | 4 | 24:00 | 0
1988 | 1 | 5 | 01:00 | 0
1988 | 1 | 5 | 02:00 | 0
1988 | 1 | 5 | 03:00 | 0
1988 | 1 | 5 | 04:00 | 0
1988 | 1 | 5 | 05:00 | 0
1988 | 1 | 5 | 06:00 | 0
1988 | 1 | 5 | 07:00 | 0
1988 | 1 | 5 | 08:00 | 289
1988 | 1 | 5 | 09:00 | 1531
1988 | 1 | 5 | 10:00 | 2417
1988 | 1 | 5 | 11:00 | 2940
1988 | 1 | 5 | 12:00 | 3027
1988 | 1 | 5 | 13:00 | 2469
1988 | 1 | 5 | 14:00 | 1856
1988 | 1 | 5 | 15:00 | 1037
1988 | 1 | 5 | 16:00 | 1124
1988 | 1 | 5 | 17:00 | 3
1988 | 1 | 5 | 18:00 | 0
1988 | 1 | 5 | 19:00 | 0
1988 | 1 | 5 | 20:00 | 0
1988 | 1 | 5 | 21:00 | 0
1988 | 1 | 5 | 22:00 | 0
1988 | 1 | 5 | 23:00 | 0
1988 | 1 | 5 | 24:00 | 0
1988 | 1 | 6 | 01:00 | 0
1988 | 1 | 6 | 02:00 | 0
1988 | 1 | 6 | 03:00 | 0
1988 | 1 | 6 | 04:00 | 0
1988 | 1 | 6 | 05:00 | 0
1988 | 1 | 6 | 06:00 | 0
1988 | 1 | 6 | 07:00 | 0
1988 | 1 | 6 | 08:00 | 115
1988 | 1 | 6 | 09:00 | 1400
1988 | 1 | 6 | 10:00 | 2337
1988 | 1 | 6 | 11:00 | 2890
1988 | 1 | 6 | 12:00 | 3186
1988 | 1 | 6 | 13:00 | 3125
1988 | 1 | 6 | 14:00 | 2772
1988 | 1 | 6 | 15:00 | 2112
1988 | 1 | 6 | 16:00 | 1083
1988 | 1 | 6 | 17:00 | 1
1988 | 1 | 6 | 18:00 | 0
1988 | 1 | 6 | 19:00 | 0
1988 | 1 | 6 | 20:00 | 0
1988 | 1 | 6 | 21:00 | 0
1988 | 1 | 6 | 22:00 | 0
1988 | 1 | 6 | 23:00 | 0
1988 | 1 | 6 | 24:00 | 0
1988 | 1 | 7 | 01:00 | 0
1988 | 1 | 7 | 02:00 | 0
1988 | 1 | 7 | 03:00 | 0
1988 | 1 | 7 | 04:00 | 0
1988 | 1 | 7 | 05:00 | 0
1988 | 1 | 7 | 06:00 | 0
1988 | 1 | 7 | 07:00 | 0
1988 | 1 | 7 | 08:00 | 168
1988 | 1 | 7 | 09:00 | 1501
1988 | 1 | 7 | 10:00 | 2450
1988 | 1 | 7 | 11:00 | 3020
1988 | 1 | 7 | 12:00 | 3251
1988 | 1 | 7 | 13:00 | 3113
1988 | 1 | 7 | 14:00 | 2860
1988 | 1 | 7 | 15:00 | 1977
1988 | 1 | 7 | 16:00 | 925
1988 | 1 | 7 | 17:00 | 0
1988 | 1 | 7 | 18:00 | 0
1988 | 1 | 7 | 19:00 | 0
1988 | 1 | 7 | 20:00 | 0
1988 | 1 | 7 | 21:00 | 0
1988 | 1 | 7 | 22:00 | 0
1988 | 1 | 7 | 23:00 | 0
1988 | 1 | 7 | 24:00 | 0
1988 | 1 | 8 | 01:00 | 0
1988 | 1 | 8 | 02:00 | 0
1988 | 1 | 8 | 03:00 | 0
1988 | 1 | 8 | 04:00 | 0
1988 | 1 | 8 | 05:00 | 0
1988 | 1 | 8 | 06:00 | 0
1988 | 1 | 8 | 07:00 | 0
1988 | 1 | 8 | 08:00 | 0
1988 | 1 | 8 | 09:00 | 2
1988 | 1 | 8 | 10:00 | 427
1988 | 1 | 8 | 11:00 | 247
1988 | 1 | 8 | 12:00 | 418
1988 | 1 | 8 | 13:00 | 463
1988 | 1 | 8 | 14:00 | 484
1988 | 1 | 8 | 15:00 | 185
1988 | 1 | 8 | 16:00 | 26
1988 | 1 | 8 | 17:00 | 0
1988 | 1 | 8 | 18:00 | 0
1988 | 1 | 8 | 19:00 | 0
1988 | 1 | 8 | 20:00 | 0
1988 | 1 | 8 | 21:00 | 0
1988 | 1 | 8 | 22:00 | 0
1988 | 1 | 8 | 23:00 | 0
1988 | 1 | 8 | 24:00 | 0
1988 | 1 | 9 | 01:00 | 0
1988 | 1 | 9 | 02:00 | 0
1988 | 1 | 9 | 03:00 | 0
1988 | 1 | 9 | 04:00 | 0
1988 | 1 | 9 | 05:00 | 0
1988 | 1 | 9 | 06:00 | 0
1988 | 1 | 9 | 07:00 | 0
1988 | 1 | 9 | 08:00 | 2
1988 | 1 | 9 | 09:00 | 1379
1988 | 1 | 9 | 10:00 | 2258
1988 | 1 | 9 | 11:00 | 2647
1988 | 1 | 9 | 12:00 | 2138
1988 | 1 | 9 | 13:00 | 2243
1988 | 1 | 9 | 14:00 | 2568
1988 | 1 | 9 | 15:00 | 1999
1988 | 1 | 9 | 16:00 | 1064
1988 | 1 | 9 | 17:00 | 3
1988 | 1 | 9 | 18:00 | 0
1988 | 1 | 9 | 19:00 | 0
1988 | 1 | 9 | 20:00 | 0
1988 | 1 | 9 | 21:00 | 0
1988 | 1 | 9 | 22:00 | 0
1988 | 1 | 9 | 23:00 | 0
1988 | 1 | 9 | 24:00 | 0
1988 | 1 | 10 | 01:00 | 0
1988 | 1 | 10 | 02:00 | 0
1988 | 1 | 10 | 03:00 | 0
1988 | 1 | 10 | 04:00 | 0
1988 | 1 | 10 | 05:00 | 0
1988 | 1 | 10 | 06:00 | 0
1988 | 1 | 10 | 07:00 | 0
1988 | 1 | 10 | 08:00 | 137
1988 | 1 | 10 | 09:00 | 1523
1988 | 1 | 10 | 10:00 | 2325
1988 | 1 | 10 | 11:00 | 2815
1988 | 1 | 10 | 12:00 | 3110
1988 | 1 | 10 | 13:00 | 3116
1988 | 1 | 10 | 14:00 | 2807
1988 | 1 | 10 | 15:00 | 2180
1988 | 1 | 10 | 16:00 | 1235
1988 | 1 | 10 | 17:00 | 9
1988 | 1 | 10 | 18:00 | 0
1988 | 1 | 10 | 19:00 | 0
1988 | 1 | 10 | 20:00 | 0
1988 | 1 | 10 | 21:00 | 0
1988 | 1 | 10 | 22:00 | 0
1988 | 1 | 10 | 23:00 | 0
1988 | 1 | 10 | 24:00 | 0
1988 | 1 | 11 | 01:00 | 0
1988 | 1 | 11 | 02:00 | 0
1988 | 1 | 11 | 03:00 | 0
1988 | 1 | 11 | 04:00 | 0
1988 | 1 | 11 | 05:00 | 0
1988 | 1 | 11 | 06:00 | 0
1988 | 1 | 11 | 07:00 | 0
1988 | 1 | 11 | 08:00 | 112
1988 | 1 | 11 | 09:00 | 1405
1988 | 1 | 11 | 10:00 | 2233
1988 | 1 | 11 | 11:00 | 2565
1988 | 1 | 11 | 12:00 | 2728
1988 | 1 | 11 | 13:00 | 2423
1988 | 1 | 11 | 14:00 | 2487
1988 | 1 | 11 | 15:00 | 1563
1988 | 1 | 11 | 16:00 | 795
1988 | 1 | 11 | 17:00 | 1
1988 | 1 | 11 | 18:00 | 0
1988 | 1 | 11 | 19:00 | 0
1988 | 1 | 11 | 20:00 | 0
1988 | 1 | 11 | 21:00 | 0
1988 | 1 | 11 | 22:00 | 0
1988 | 1 | 11 | 23:00 | 0
1988 | 1 | 11 | 24:00 | 0
1988 | 1 | 12 | 01:00 | 0
1988 | 1 | 12 | 02:00 | 0
1988 | 1 | 12 | 03:00 | 0
1988 | 1 | 12 | 04:00 | 0
1988 | 1 | 12 | 05:00 | 0
1988 | 1 | 12 | 06:00 | 0
1988 | 1 | 12 | 07:00 | 0
1988 | 1 | 12 | 08:00 | 122
1988 | 1 | 12 | 09:00 | 1215
1988 | 1 | 12 | 10:00 | 2099
1988 | 1 | 12 | 11:00 | 2507
1988 | 1 | 12 | 12:00 | 2286
1988 | 1 | 12 | 13:00 | 1445
1988 | 1 | 12 | 14:00 | 1160
1988 | 1 | 12 | 15:00 | 604
1988 | 1 | 12 | 16:00 | 284
1988 | 1 | 12 | 17:00 | 0
1988 | 1 | 12 | 18:00 | 0
1988 | 1 | 12 | 19:00 | 0
1988 | 1 | 12 | 20:00 | 0
1988 | 1 | 12 | 21:00 | 0
1988 | 1 | 12 | 22:00 | 0
1988 | 1 | 12 | 23:00 | 0
1988 | 1 | 12 | 24:00 | 0
1988 | 1 | 13 | 01:00 | 0
1988 | 1 | 13 | 02:00 | 0
1988 | 1 | 13 | 03:00 | 0
1988 | 1 | 13 | 04:00 | 0
1988 | 1 | 13 | 05:00 | 0
1988 | 1 | 13 | 06:00 | 0
1988 | 1 | 13 | 07:00 | 0
1988 | 1 | 13 | 08:00 | 0
1988 | 1 | 13 | 09:00 | 51
1988 | 1 | 13 | 10:00 | 254
1988 | 1 | 13 | 11:00 | 1044
1988 | 1 | 13 | 12:00 | 611
1988 | 1 | 13 | 13:00 | 1578
1988 | 1 | 13 | 14:00 | 1720
1988 | 1 | 13 | 15:00 | 1705
1988 | 1 | 13 | 16:00 | 726
1988 | 1 | 13 | 17:00 | 1
1988 | 1 | 13 | 18:00 | 0
1988 | 1 | 13 | 19:00 | 0
1988 | 1 | 13 | 20:00 | 0
1988 | 1 | 13 | 21:00 | 0
1988 | 1 | 13 | 22:00 | 0
1988 | 1 | 13 | 23:00 | 0
1988 | 1 | 13 | 24:00 | 0
1988 | 1 | 14 | 01:00 | 0
1988 | 1 | 14 | 02:00 | 0
1988 | 1 | 14 | 03:00 | 0
1988 | 1 | 14 | 04:00 | 0
1988 | 1 | 14 | 05:00 | 0
1988 | 1 | 14 | 06:00 | 0
1988 | 1 | 14 | 07:00 | 0
1988 | 1 | 14 | 08:00 | 378
1988 | 1 | 14 | 09:00 | 1676
1988 | 1 | 14 | 10:00 | 2627
1988 | 1 | 14 | 11:00 | 3208
1988 | 1 | 14 | 12:00 | 3475
1988 | 1 | 14 | 13:00 | 3422
1988 | 1 | 14 | 14:00 | 3023
1988 | 1 | 14 | 15:00 | 2419
1988 | 1 | 14 | 16:00 | 1417
1988 | 1 | 14 | 17:00 | 62
1988 | 1 | 14 | 18:00 | 0
1988 | 1 | 14 | 19:00 | 0
1988 | 1 | 14 | 20:00 | 0
1988 | 1 | 14 | 21:00 | 0
1988 | 1 | 14 | 22:00 | 0
1988 | 1 | 14 | 23:00 | 0
1988 | 1 | 14 | 24:00 | 0
1988 | 1 | 15 | 01:00 | 0
1988 | 1 | 15 | 02:00 | 0
1988 | 1 | 15 | 03:00 | 0
1988 | 1 | 15 | 04:00 | 0
1988 | 1 | 15 | 05:00 | 0
1988 | 1 | 15 | 06:00 | 0
1988 | 1 | 15 | 07:00 | 0
1988 | 1 | 15 | 08:00 | 4
1988 | 1 | 15 | 09:00 | 613
1988 | 1 | 15 | 10:00 | 1821
1988 | 1 | 15 | 11:00 | 1983
1988 | 1 | 15 | 12:00 | 2228
1988 | 1 | 15 | 13:00 | 2542
1988 | 1 | 15 | 14:00 | 2695
1988 | 1 | 15 | 15:00 | 1600
1988 | 1 | 15 | 16:00 | 920
1988 | 1 | 15 | 17:00 | 20
1988 | 1 | 15 | 18:00 | 0
1988 | 1 | 15 | 19:00 | 0
1988 | 1 | 15 | 20:00 | 0
1988 | 1 | 15 | 21:00 | 0
1988 | 1 | 15 | 22:00 | 0
1988 | 1 | 15 | 23:00 | 0
1988 | 1 | 15 | 24:00 | 0
1988 | 1 | 16 | 01:00 | 0
1988 | 1 | 16 | 02:00 | 0
1988 | 1 | 16 | 03:00 | 0
1988 | 1 | 16 | 04:00 | 0
1988 | 1 | 16 | 05:00 | 0
1988 | 1 | 16 | 06:00 | 0
1988 | 1 | 16 | 07:00 | 0
1988 | 1 | 16 | 08:00 | 15
1988 | 1 | 16 | 09:00 | 1142
1988 | 1 | 16 | 10:00 | 2074
1988 | 1 | 16 | 11:00 | 2487
1988 | 1 | 16 | 12:00 | 2839
1988 | 1 | 16 | 13:00 | 2577
1988 | 1 | 16 | 14:00 | 2560
1988 | 1 | 16 | 15:00 | 1966
1988 | 1 | 16 | 16:00 | 1149
1988 | 1 | 16 | 17:00 | 13
1988 | 1 | 16 | 18:00 | 0
1988 | 1 | 16 | 19:00 | 0
1988 | 1 | 16 | 20:00 | 0
1988 | 1 | 16 | 21:00 | 0
1988 | 1 | 16 | 22:00 | 0
1988 | 1 | 16 | 23:00 | 0
1988 | 1 | 16 | 24:00 | 0
1988 | 1 | 17 | 01:00 | 0
1988 | 1 | 17 | 02:00 | 0
1988 | 1 | 17 | 03:00 | 0
1988 | 1 | 17 | 04:00 | 0
1988 | 1 | 17 | 05:00 | 0
1988 | 1 | 17 | 06:00 | 0
1988 | 1 | 17 | 07:00 | 0
1988 | 1 | 17 | 08:00 | 2
1988 | 1 | 17 | 09:00 | 685
1988 | 1 | 17 | 10:00 | 578
1988 | 1 | 17 | 11:00 | 1941
1988 | 1 | 17 | 12:00 | 1244
1988 | 1 | 17 | 13:00 | 1113
1988 | 1 | 17 | 14:00 | 1037
1988 | 1 | 17 | 15:00 | 398
1988 | 1 | 17 | 16:00 | 10
1988 | 1 | 17 | 17:00 | 0
1988 | 1 | 17 | 18:00 | 0
1988 | 1 | 17 | 19:00 | 0
1988 | 1 | 17 | 20:00 | 0
1988 | 1 | 17 | 21:00 | 0
1988 | 1 | 17 | 22:00 | 0
1988 | 1 | 17 | 23:00 | 0
1988 | 1 | 17 | 24:00 | 0
1988 | 1 | 18 | 01:00 | 0
1988 | 1 | 18 | 02:00 | 0
1988 | 1 | 18 | 03:00 | 0
1988 | 1 | 18 | 04:00 | 0
1988 | 1 | 18 | 05:00 | 0
1988 | 1 | 18 | 06:00 | 0
1988 | 1 | 18 | 07:00 | 0
1988 | 1 | 18 | 08:00 | 0
1988 | 1 | 18 | 09:00 | 9
1988 | 1 | 18 | 10:00 | 167
1988 | 1 | 18 | 11:00 | 427
1988 | 1 | 18 | 12:00 | 473
1988 | 1 | 18 | 13:00 | 483
1988 | 1 | 18 | 14:00 | 405
1988 | 1 | 18 | 15:00 | 632
1988 | 1 | 18 | 16:00 | 6
1988 | 1 | 18 | 17:00 | 0
1988 | 1 | 18 | 18:00 | 0
1988 | 1 | 18 | 19:00 | 0
1988 | 1 | 18 | 20:00 | 0
1988 | 1 | 18 | 21:00 | 0
1988 | 1 | 18 | 22:00 | 0
1988 | 1 | 18 | 23:00 | 0
1988 | 1 | 18 | 24:00 | 0
1988 | 1 | 19 | 01:00 | 0
1988 | 1 | 19 | 02:00 | 0
1988 | 1 | 19 | 03:00 | 0
1988 | 1 | 19 | 04:00 | 0
1988 | 1 | 19 | 05:00 | 0
1988 | 1 | 19 | 06:00 | 0
1988 | 1 | 19 | 07:00 | 0
1988 | 1 | 19 | 08:00 | 0
1988 | 1 | 19 | 09:00 | 4
1988 | 1 | 19 | 10:00 | 546
1988 | 1 | 19 | 11:00 | 1714
1988 | 1 | 19 | 12:00 | 1424
1988 | 1 | 19 | 13:00 | 2609
1988 | 1 | 19 | 14:00 | 2510
1988 | 1 | 19 | 15:00 | 2015
1988 | 1 | 19 | 16:00 | 937
1988 | 1 | 19 | 17:00 | 24
1988 | 1 | 19 | 18:00 | 0
1988 | 1 | 19 | 19:00 | 0
1988 | 1 | 19 | 20:00 | 0
1988 | 1 | 19 | 21:00 | 0
1988 | 1 | 19 | 22:00 | 0
1988 | 1 | 19 | 23:00 | 0
1988 | 1 | 19 | 24:00 | 0
1988 | 1 | 20 | 01:00 | 0
1988 | 1 | 20 | 02:00 | 0
1988 | 1 | 20 | 03:00 | 0
1988 | 1 | 20 | 04:00 | 0
1988 | 1 | 20 | 05:00 | 0
1988 | 1 | 20 | 06:00 | 0
1988 | 1 | 20 | 07:00 | 0
1988 | 1 | 20 | 08:00 | 0
1988 | 1 | 20 | 09:00 | 40
1988 | 1 | 20 | 10:00 | 561
1988 | 1 | 20 | 11:00 | 756
1988 | 1 | 20 | 12:00 | 470
1988 | 1 | 20 | 13:00 | 432
1988 | 1 | 20 | 14:00 | 384
1988 | 1 | 20 | 15:00 | 231
1988 | 1 | 20 | 16:00 | 22
1988 | 1 | 20 | 17:00 | 0
1988 | 1 | 20 | 18:00 | 0
1988 | 1 | 20 | 19:00 | 0
1988 | 1 | 20 | 20:00 | 0
1988 | 1 | 20 | 21:00 | 0
1988 | 1 | 20 | 22:00 | 0
1988 | 1 | 20 | 23:00 | 0
1988 | 1 | 20 | 24:00 | 0
1988 | 1 | 21 | 01:00 | 0
1988 | 1 | 21 | 02:00 | 0
1988 | 1 | 21 | 03:00 | 0
1988 | 1 | 21 | 04:00 | 0
1988 | 1 | 21 | 05:00 | 0
1988 | 1 | 21 | 06:00 | 0
1988 | 1 | 21 | 07:00 | 0
1988 | 1 | 21 | 08:00 | 4
1988 | 1 | 21 | 09:00 | 13
1988 | 1 | 21 | 10:00 | 611
1988 | 1 | 21 | 11:00 | 614
1988 | 1 | 21 | 12:00 | 769
1988 | 1 | 21 | 13:00 | 645
1988 | 1 | 21 | 14:00 | 600
1988 | 1 | 21 | 15:00 | 1467
1988 | 1 | 21 | 16:00 | 948
1988 | 1 | 21 | 17:00 | 3
1988 | 1 | 21 | 18:00 | 0
1988 | 1 | 21 | 19:00 | 0
1988 | 1 | 21 | 20:00 | 0
1988 | 1 | 21 | 21:00 | 0
1988 | 1 | 21 | 22:00 | 0
1988 | 1 | 21 | 23:00 | 0
1988 | 1 | 21 | 24:00 | 0
1988 | 1 | 22 | 01:00 | 0
1988 | 1 | 22 | 02:00 | 0
1988 | 1 | 22 | 03:00 | 0
1988 | 1 | 22 | 04:00 | 0
1988 | 1 | 22 | 05:00 | 0
1988 | 1 | 22 | 06:00 | 0
1988 | 1 | 22 | 07:00 | 0
1988 | 1 | 22 | 08:00 | 405
1988 | 1 | 22 | 09:00 | 1526
1988 | 1 | 22 | 10:00 | 2351
1988 | 1 | 22 | 11:00 | 2862
1988 | 1 | 22 | 12:00 | 3066
1988 | 1 | 22 | 13:00 | 2999
1988 | 1 | 22 | 14:00 | 2740
1988 | 1 | 22 | 15:00 | 1417
1988 | 1 | 22 | 16:00 | 753
1988 | 1 | 22 | 17:00 | 79
1988 | 1 | 22 | 18:00 | 0
1988 | 1 | 22 | 19:00 | 0
1988 | 1 | 22 | 20:00 | 0
1988 | 1 | 22 | 21:00 | 0
1988 | 1 | 22 | 22:00 | 0
1988 | 1 | 22 | 23:00 | 0
1988 | 1 | 22 | 24:00 | 0
1988 | 1 | 23 | 01:00 | 0
1988 | 1 | 23 | 02:00 | 0
1988 | 1 | 23 | 03:00 | 0
1988 | 1 | 23 | 04:00 | 0
1988 | 1 | 23 | 05:00 | 0
1988 | 1 | 23 | 06:00 | 0
1988 | 1 | 23 | 07:00 | 0
1988 | 1 | 23 | 08:00 | 0
1988 | 1 | 23 | 09:00 | 5
1988 | 1 | 23 | 10:00 | 401
1988 | 1 | 23 | 11:00 | 2647
1988 | 1 | 23 | 12:00 | 3038
1988 | 1 | 23 | 13:00 | 2312
1988 | 1 | 23 | 14:00 | 2169
1988 | 1 | 23 | 15:00 | 1434
1988 | 1 | 23 | 16:00 | 475
1988 | 1 | 23 | 17:00 | 3
1988 | 1 | 23 | 18:00 | 0
1988 | 1 | 23 | 19:00 | 0
1988 | 1 | 23 | 20:00 | 0
1988 | 1 | 23 | 21:00 | 0
1988 | 1 | 23 | 22:00 | 0
1988 | 1 | 23 | 23:00 | 0
1988 | 1 | 23 | 24:00 | 0
1988 | 1 | 24 | 01:00 | 0
1988 | 1 | 24 | 02:00 | 0
1988 | 1 | 24 | 03:00 | 0
1988 | 1 | 24 | 04:00 | 0
1988 | 1 | 24 | 05:00 | 0
1988 | 1 | 24 | 06:00 | 0
1988 | 1 | 24 | 07:00 | 0
1988 | 1 | 24 | 08:00 | 21
1988 | 1 | 24 | 09:00 | 891
1988 | 1 | 24 | 10:00 | 930
1988 | 1 | 24 | 11:00 | 420
1988 | 1 | 24 | 12:00 | 538
1988 | 1 | 24 | 13:00 | 617
1988 | 1 | 24 | 14:00 | 1116
1988 | 1 | 24 | 15:00 | 613
1988 | 1 | 24 | 16:00 | 46
1988 | 1 | 24 | 17:00 | 0
1988 | 1 | 24 | 18:00 | 0
1988 | 1 | 24 | 19:00 | 0
1988 | 1 | 24 | 20:00 | 0
1988 | 1 | 24 | 21:00 | 0
1988 | 1 | 24 | 22:00 | 0
1988 | 1 | 24 | 23:00 | 0
1988 | 1 | 24 | 24:00 | 0
1988 | 1 | 25 | 01:00 | 0
1988 | 1 | 25 | 02:00 | 0
1988 | 1 | 25 | 03:00 | 0
1988 | 1 | 25 | 04:00 | 0
1988 | 1 | 25 | 05:00 | 0
1988 | 1 | 25 | 06:00 | 0
1988 | 1 | 25 | 07:00 | 0
1988 | 1 | 25 | 08:00 | 0
1988 | 1 | 25 | 09:00 | 95
1988 | 1 | 25 | 10:00 | 390
1988 | 1 | 25 | 11:00 | 603
1988 | 1 | 25 | 12:00 | 784
1988 | 1 | 25 | 13:00 | 755
1988 | 1 | 25 | 14:00 | 839
1988 | 1 | 25 | 15:00 | 634
1988 | 1 | 25 | 16:00 | 118
1988 | 1 | 25 | 17:00 | 0
1988 | 1 | 25 | 18:00 | 0
1988 | 1 | 25 | 19:00 | 0
1988 | 1 | 25 | 20:00 | 0
1988 | 1 | 25 | 21:00 | 0
1988 | 1 | 25 | 22:00 | 0
1988 | 1 | 25 | 23:00 | 0
1988 | 1 | 25 | 24:00 | 0
1988 | 1 | 26 | 01:00 | 0
1988 | 1 | 26 | 02:00 | 0
1988 | 1 | 26 | 03:00 | 0
1988 | 1 | 26 | 04:00 | 0
1988 | 1 | 26 | 05:00 | 0
1988 | 1 | 26 | 06:00 | 0
1988 | 1 | 26 | 07:00 | 0
1988 | 1 | 26 | 08:00 | 1
1988 | 1 | 26 | 09:00 | 391
1988 | 1 | 26 | 10:00 | 699
1988 | 1 | 26 | 11:00 | 1529
1988 | 1 | 26 | 12:00 | 1025
1988 | 1 | 26 | 13:00 | 1391
1988 | 1 | 26 | 14:00 | 2390
1988 | 1 | 26 | 15:00 | 2032
1988 | 1 | 26 | 16:00 | 813
1988 | 1 | 26 | 17:00 | 9
1988 | 1 | 26 | 18:00 | 0
1988 | 1 | 26 | 19:00 | 0
1988 | 1 | 26 | 20:00 | 0
1988 | 1 | 26 | 21:00 | 0
1988 | 1 | 26 | 22:00 | 0
1988 | 1 | 26 | 23:00 | 0
1988 | 1 | 26 | 24:00 | 0
1988 | 1 | 27 | 01:00 | 0
1988 | 1 | 27 | 02:00 | 0
1988 | 1 | 27 | 03:00 | 0
1988 | 1 | 27 | 04:00 | 0
1988 | 1 | 27 | 05:00 | 0
1988 | 1 | 27 | 06:00 | 0
1988 | 1 | 27 | 07:00 | 0
1988 | 1 | 27 | 08:00 | 427
1988 | 1 | 27 | 09:00 | 1575
1988 | 1 | 27 | 10:00 | 2471
1988 | 1 | 27 | 11:00 | 3005
1988 | 1 | 27 | 12:00 | 3339
1988 | 1 | 27 | 13:00 | 3313
1988 | 1 | 27 | 14:00 | 3003
1988 | 1 | 27 | 15:00 | 2433
1988 | 1 | 27 | 16:00 | 1500
1988 | 1 | 27 | 17:00 | 319
1988 | 1 | 27 | 18:00 | 0
1988 | 1 | 27 | 19:00 | 0
1988 | 1 | 27 | 20:00 | 0
1988 | 1 | 27 | 21:00 | 0
1988 | 1 | 27 | 22:00 | 0
1988 | 1 | 27 | 23:00 | 0
1988 | 1 | 27 | 24:00 | 0
1988 | 1 | 28 | 01:00 | 0
1988 | 1 | 28 | 02:00 | 0
1988 | 1 | 28 | 03:00 | 0
1988 | 1 | 28 | 04:00 | 0
1988 | 1 | 28 | 05:00 | 0
1988 | 1 | 28 | 06:00 | 0
1988 | 1 | 28 | 07:00 | 0
1988 | 1 | 28 | 08:00 | 147
1988 | 1 | 28 | 09:00 | 824
1988 | 1 | 28 | 10:00 | 1980
1988 | 1 | 28 | 11:00 | 2324
1988 | 1 | 28 | 12:00 | 2990
1988 | 1 | 28 | 13:00 | 2907
1988 | 1 | 28 | 14:00 | 2451
1988 | 1 | 28 | 15:00 | 1056
1988 | 1 | 28 | 16:00 | 522
1988 | 1 | 28 | 17:00 | 50
1988 | 1 | 28 | 18:00 | 0
1988 | 1 | 28 | 19:00 | 0
1988 | 1 | 28 | 20:00 | 0
1988 | 1 | 28 | 21:00 | 0
1988 | 1 | 28 | 22:00 | 0
1988 | 1 | 28 | 23:00 | 0
1988 | 1 | 28 | 24:00 | 0
1988 | 1 | 29 | 01:00 | 0
1988 | 1 | 29 | 02:00 | 0
1988 | 1 | 29 | 03:00 | 0
1988 | 1 | 29 | 04:00 | 0
1988 | 1 | 29 | 05:00 | 0
1988 | 1 | 29 | 06:00 | 0
1988 | 1 | 29 | 07:00 | 0
1988 | 1 | 29 | 08:00 | 490
1988 | 1 | 29 | 09:00 | 1631
1988 | 1 | 29 | 10:00 | 2354
1988 | 1 | 29 | 11:00 | 2961
1988 | 1 | 29 | 12:00 | 2958
1988 | 1 | 29 | 13:00 | 2943
1988 | 1 | 29 | 14:00 | 2695
1988 | 1 | 29 | 15:00 | 2352
1988 | 1 | 29 | 16:00 | 1509
1988 | 1 | 29 | 17:00 | 265
1988 | 1 | 29 | 18:00 | 0
1988 | 1 | 29 | 19:00 | 0
1988 | 1 | 29 | 20:00 | 0
1988 | 1 | 29 | 21:00 | 0
1988 | 1 | 29 | 22:00 | 0
1988 | 1 | 29 | 23:00 | 0
1988 | 1 | 29 | 24:00 | 0
1988 | 1 | 30 | 01:00 | 0
1988 | 1 | 30 | 02:00 | 0
1988 | 1 | 30 | 03:00 | 0
1988 | 1 | 30 | 04:00 | 0
1988 | 1 | 30 | 05:00 | 0
1988 | 1 | 30 | 06:00 | 0
1988 | 1 | 30 | 07:00 | 0
1988 | 1 | 30 | 08:00 | 1
1988 | 1 | 30 | 09:00 | 135
1988 | 1 | 30 | 10:00 | 1084
1988 | 1 | 30 | 11:00 | 1706
1988 | 1 | 30 | 12:00 | 1269
1988 | 1 | 30 | 13:00 | 1425
1988 | 1 | 30 | 14:00 | 1986
1988 | 1 | 30 | 15:00 | 1654
1988 | 1 | 30 | 16:00 | 814
1988 | 1 | 30 | 17:00 | 29
1988 | 1 | 30 | 18:00 | 0
1988 | 1 | 30 | 19:00 | 0
1988 | 1 | 30 | 20:00 | 0
1988 | 1 | 30 | 21:00 | 0
1988 | 1 | 30 | 22:00 | 0
1988 | 1 | 30 | 23:00 | 0
1988 | 1 | 30 | 24:00 | 0
1988 | 1 | 31 | 01:00 | 0
1988 | 1 | 31 | 02:00 | 0
1988 | 1 | 31 | 03:00 | 0
1988 | 1 | 31 | 04:00 | 0
1988 | 1 | 31 | 05:00 | 0
1988 | 1 | 31 | 06:00 | 0
1988 | 1 | 31 | 07:00 | 0
1988 | 1 | 31 | 08:00 | 10
1988 | 1 | 31 | 09:00 | 575
1988 | 1 | 31 | 10:00 | 1308
1988 | 1 | 31 | 11:00 | 1198
1988 | 1 | 31 | 12:00 | 2615
1988 | 1 | 31 | 13:00 | 1204
1988 | 1 | 31 | 14:00 | 1126
1988 | 1 | 31 | 15:00 | 1328
1988 | 1 | 31 | 16:00 | 396
1988 | 1 | 31 | 17:00 | 0
1988 | 1 | 31 | 18:00 | 0
1988 | 1 | 31 | 19:00 | 0
1988 | 1 | 31 | 20:00 | 0
1988 | 1 | 31 | 21:00 | 0
1988 | 1 | 31 | 22:00 | 0
1988 | 1 | 31 | 23:00 | 0
1988 | 1 | 31 | 24:00 | 0
1965 | 2 | 1 | 01:00 | 0
1965 | 2 | 1 | 02:00 | 0
1965 | 2 | 1 | 03:00 | 0
1965 | 2 | 1 | 04:00 | 0
1965 | 2 | 1 | 05:00 | 0
1965 | 2 | 1 | 06:00 | 0
1965 | 2 | 1 | 07:00 | 0
1965 | 2 | 1 | 08:00 | 68
1965 | 2 | 1 | 09:00 | 1179
1965 | 2 | 1 | 10:00 | 1754
1965 | 2 | 1 | 11:00 | 1952
1965 | 2 | 1 | 12:00 | 1803
1965 | 2 | 1 | 13:00 | 913
1965 | 2 | 1 | 14:00 | 538
1965 | 2 | 1 | 15:00 | 265
1965 | 2 | 1 | 16:00 | 182
1965 | 2 | 1 | 17:00 | 0
1965 | 2 | 1 | 18:00 | 0
1965 | 2 | 1 | 19:00 | 0
1965 | 2 | 1 | 20:00 | 0
1965 | 2 | 1 | 21:00 | 0
1965 | 2 | 1 | 22:00 | 0
1965 | 2 | 1 | 23:00 | 0
1965 | 2 | 1 | 24:00 | 0
1965 | 2 | 2 | 01:00 | 0
1965 | 2 | 2 | 02:00 | 0
1965 | 2 | 2 | 03:00 | 0
1965 | 2 | 2 | 04:00 | 0
1965 | 2 | 2 | 05:00 | 0
1965 | 2 | 2 | 06:00 | 0
1965 | 2 | 2 | 07:00 | 0
1965 | 2 | 2 | 08:00 | 52
1965 | 2 | 2 | 09:00 | 1397
1965 | 2 | 2 | 10:00 | 2303
1965 | 2 | 2 | 11:00 | 2596
1965 | 2 | 2 | 12:00 | 1767
1965 | 2 | 2 | 13:00 | 2037
1965 | 2 | 2 | 14:00 | 1395
1965 | 2 | 2 | 15:00 | 1290
1965 | 2 | 2 | 16:00 | 1138
1965 | 2 | 2 | 17:00 | 271
1965 | 2 | 2 | 18:00 | 0
1965 | 2 | 2 | 19:00 | 0
1965 | 2 | 2 | 20:00 | 0
1965 | 2 | 2 | 21:00 | 0
1965 | 2 | 2 | 22:00 | 0
1965 | 2 | 2 | 23:00 | 0
1965 | 2 | 2 | 24:00 | 0
1965 | 2 | 3 | 01:00 | 0
1965 | 2 | 3 | 02:00 | 0
1965 | 2 | 3 | 03:00 | 0
1965 | 2 | 3 | 04:00 | 0
1965 | 2 | 3 | 05:00 | 0
1965 | 2 | 3 | 06:00 | 0
1965 | 2 | 3 | 07:00 | 0
1965 | 2 | 3 | 08:00 | 214
1965 | 2 | 3 | 09:00 | 1415
1965 | 2 | 3 | 10:00 | 2297
1965 | 2 | 3 | 11:00 | 2754
1965 | 2 | 3 | 12:00 | 2395
1965 | 2 | 3 | 13:00 | 2970
1965 | 2 | 3 | 14:00 | 2357
1965 | 2 | 3 | 15:00 | 2059
1965 | 2 | 3 | 16:00 | 1014
1965 | 2 | 3 | 17:00 | 90
1965 | 2 | 3 | 18:00 | 0
1965 | 2 | 3 | 19:00 | 0
1965 | 2 | 3 | 20:00 | 0
1965 | 2 | 3 | 21:00 | 0
1965 | 2 | 3 | 22:00 | 0
1965 | 2 | 3 | 23:00 | 0
1965 | 2 | 3 | 24:00 | 0
1965 | 2 | 4 | 01:00 | 0
1965 | 2 | 4 | 02:00 | 0
1965 | 2 | 4 | 03:00 | 0
1965 | 2 | 4 | 04:00 | 0
1965 | 2 | 4 | 05:00 | 0
1965 | 2 | 4 | 06:00 | 0
1965 | 2 | 4 | 07:00 | 0
1965 | 2 | 4 | 08:00 | 383
1965 | 2 | 4 | 09:00 | 1523
1965 | 2 | 4 | 10:00 | 2405
1965 | 2 | 4 | 11:00 | 2961
1965 | 2 | 4 | 12:00 | 3045
1965 | 2 | 4 | 13:00 | 2873
1965 | 2 | 4 | 14:00 | 2629
1965 | 2 | 4 | 15:00 | 2242
1965 | 2 | 4 | 16:00 | 1440
1965 | 2 | 4 | 17:00 | 290
1965 | 2 | 4 | 18:00 | 0
1965 | 2 | 4 | 19:00 | 0
1965 | 2 | 4 | 20:00 | 0
1965 | 2 | 4 | 21:00 | 0
1965 | 2 | 4 | 22:00 | 0
1965 | 2 | 4 | 23:00 | 0
1965 | 2 | 4 | 24:00 | 0
1965 | 2 | 5 | 01:00 | 0
1965 | 2 | 5 | 02:00 | 0
1965 | 2 | 5 | 03:00 | 0
1965 | 2 | 5 | 04:00 | 0
1965 | 2 | 5 | 05:00 | 0
1965 | 2 | 5 | 06:00 | 0
1965 | 2 | 5 | 07:00 | 0
1965 | 2 | 5 | 08:00 | 574
1965 | 2 | 5 | 09:00 | 1697
1965 | 2 | 5 | 10:00 | 2527
1965 | 2 | 5 | 11:00 | 2734
1965 | 2 | 5 | 12:00 | 2879
1965 | 2 | 5 | 13:00 | 2724
1965 | 2 | 5 | 14:00 | 2000
1965 | 2 | 5 | 15:00 | 1199
1965 | 2 | 5 | 16:00 | 339
1965 | 2 | 5 | 17:00 | 1
1965 | 2 | 5 | 18:00 | 0
1965 | 2 | 5 | 19:00 | 0
1965 | 2 | 5 | 20:00 | 0
1965 | 2 | 5 | 21:00 | 0
1965 | 2 | 5 | 22:00 | 0
1965 | 2 | 5 | 23:00 | 0
1965 | 2 | 5 | 24:00 | 0
1965 | 2 | 6 | 01:00 | 0
1965 | 2 | 6 | 02:00 | 0
1965 | 2 | 6 | 03:00 | 0
1965 | 2 | 6 | 04:00 | 0
1965 | 2 | 6 | 05:00 | 0
1965 | 2 | 6 | 06:00 | 0
1965 | 2 | 6 | 07:00 | 0
1965 | 2 | 6 | 08:00 | 1
1965 | 2 | 6 | 09:00 | 477
1965 | 2 | 6 | 10:00 | 757
1965 | 2 | 6 | 11:00 | 1687
1965 | 2 | 6 | 12:00 | 2789
1965 | 2 | 6 | 13:00 | 2904
1965 | 2 | 6 | 14:00 | 2583
1965 | 2 | 6 | 15:00 | 1148
1965 | 2 | 6 | 16:00 | 138
1965 | 2 | 6 | 17:00 | 0
1965 | 2 | 6 | 18:00 | 0
1965 | 2 | 6 | 19:00 | 0
1965 | 2 | 6 | 20:00 | 0
1965 | 2 | 6 | 21:00 | 0
1965 | 2 | 6 | 22:00 | 0
1965 | 2 | 6 | 23:00 | 0
1965 | 2 | 6 | 24:00 | 0
1965 | 2 | 7 | 01:00 | 0
1965 | 2 | 7 | 02:00 | 0
1965 | 2 | 7 | 03:00 | 0
1965 | 2 | 7 | 04:00 | 0
1965 | 2 | 7 | 05:00 | 0
1965 | 2 | 7 | 06:00 | 0
1965 | 2 | 7 | 07:00 | 0
1965 | 2 | 7 | 08:00 | 3
1965 | 2 | 7 | 09:00 | 93
1965 | 2 | 7 | 10:00 | 782
1965 | 2 | 7 | 11:00 | 885
1965 | 2 | 7 | 12:00 | 1244
1965 | 2 | 7 | 13:00 | 942
1965 | 2 | 7 | 14:00 | 893
1965 | 2 | 7 | 15:00 | 726
1965 | 2 | 7 | 16:00 | 487
1965 | 2 | 7 | 17:00 | 5
1965 | 2 | 7 | 18:00 | 0
1965 | 2 | 7 | 19:00 | 0
1965 | 2 | 7 | 20:00 | 0
1965 | 2 | 7 | 21:00 | 0
1965 | 2 | 7 | 22:00 | 0
1965 | 2 | 7 | 23:00 | 0
1965 | 2 | 7 | 24:00 | 0
1965 | 2 | 8 | 01:00 | 0
1965 | 2 | 8 | 02:00 | 0
1965 | 2 | 8 | 03:00 | 0
1965 | 2 | 8 | 04:00 | 0
1965 | 2 | 8 | 05:00 | 0
1965 | 2 | 8 | 06:00 | 0
1965 | 2 | 8 | 07:00 | 0
1965 | 2 | 8 | 08:00 | 5
1965 | 2 | 8 | 09:00 | 400
1965 | 2 | 8 | 10:00 | 294
1965 | 2 | 8 | 11:00 | 795
1965 | 2 | 8 | 12:00 | 1018
1965 | 2 | 8 | 13:00 | 853
1965 | 2 | 8 | 14:00 | 960
1965 | 2 | 8 | 15:00 | 1314
1965 | 2 | 8 | 16:00 | 1086
1965 | 2 | 8 | 17:00 | 10
1965 | 2 | 8 | 18:00 | 0
1965 | 2 | 8 | 19:00 | 0
1965 | 2 | 8 | 20:00 | 0
1965 | 2 | 8 | 21:00 | 0
1965 | 2 | 8 | 22:00 | 0
1965 | 2 | 8 | 23:00 | 0
1965 | 2 | 8 | 24:00 | 0
1965 | 2 | 9 | 01:00 | 0
1965 | 2 | 9 | 02:00 | 0
1965 | 2 | 9 | 03:00 | 0
1965 | 2 | 9 | 04:00 | 0
1965 | 2 | 9 | 05:00 | 0
1965 | 2 | 9 | 06:00 | 0
1965 | 2 | 9 | 07:00 | 0
1965 | 2 | 9 | 08:00 | 34
1965 | 2 | 9 | 09:00 | 1083
1965 | 2 | 9 | 10:00 | 1928
1965 | 2 | 9 | 11:00 | 2471
1965 | 2 | 9 | 12:00 | 2765
1965 | 2 | 9 | 13:00 | 2727
1965 | 2 | 9 | 14:00 | 2431
1965 | 2 | 9 | 15:00 | 1865
1965 | 2 | 9 | 16:00 | 1046
1965 | 2 | 9 | 17:00 | 35
1965 | 2 | 9 | 18:00 | 0
1965 | 2 | 9 | 19:00 | 0
1965 | 2 | 9 | 20:00 | 0
1965 | 2 | 9 | 21:00 | 0
1965 | 2 | 9 | 22:00 | 0
1965 | 2 | 9 | 23:00 | 0
1965 | 2 | 9 | 24:00 | 0
1965 | 2 | 10 | 01:00 | 0
1965 | 2 | 10 | 02:00 | 0
1965 | 2 | 10 | 03:00 | 0
1965 | 2 | 10 | 04:00 | 0
1965 | 2 | 10 | 05:00 | 0
1965 | 2 | 10 | 06:00 | 0
1965 | 2 | 10 | 07:00 | 0
1965 | 2 | 10 | 08:00 | 0
1965 | 2 | 10 | 09:00 | 68
1965 | 2 | 10 | 10:00 | 486
1965 | 2 | 10 | 11:00 | 524
1965 | 2 | 10 | 12:00 | 673
1965 | 2 | 10 | 13:00 | 364
1965 | 2 | 10 | 14:00 | 589
1965 | 2 | 10 | 15:00 | 523
1965 | 2 | 10 | 16:00 | 12
1965 | 2 | 10 | 17:00 | 1
1965 | 2 | 10 | 18:00 | 0
1965 | 2 | 10 | 19:00 | 0
1965 | 2 | 10 | 20:00 | 0
1965 | 2 | 10 | 21:00 | 0
1965 | 2 | 10 | 22:00 | 0
1965 | 2 | 10 | 23:00 | 0
1965 | 2 | 10 | 24:00 | 0
1965 | 2 | 11 | 01:00 | 0
1965 | 2 | 11 | 02:00 | 0
1965 | 2 | 11 | 03:00 | 0
1965 | 2 | 11 | 04:00 | 0
1965 | 2 | 11 | 05:00 | 0
1965 | 2 | 11 | 06:00 | 0
1965 | 2 | 11 | 07:00 | 0
1965 | 2 | 11 | 08:00 | 25
1965 | 2 | 11 | 09:00 | 912
1965 | 2 | 11 | 10:00 | 2149
1965 | 2 | 11 | 11:00 | 1658
1965 | 2 | 11 | 12:00 | 2638
1965 | 2 | 11 | 13:00 | 2832
1965 | 2 | 11 | 14:00 | 2514
1965 | 2 | 11 | 15:00 | 1978
1965 | 2 | 11 | 16:00 | 968
1965 | 2 | 11 | 17:00 | 176
1965 | 2 | 11 | 18:00 | 0
1965 | 2 | 11 | 19:00 | 0
1965 | 2 | 11 | 20:00 | 0
1965 | 2 | 11 | 21:00 | 0
1965 | 2 | 11 | 22:00 | 0
1965 | 2 | 11 | 23:00 | 0
1965 | 2 | 11 | 24:00 | 0
1965 | 2 | 12 | 01:00 | 0
1965 | 2 | 12 | 02:00 | 0
1965 | 2 | 12 | 03:00 | 0
1965 | 2 | 12 | 04:00 | 0
1965 | 2 | 12 | 05:00 | 0
1965 | 2 | 12 | 06:00 | 0
1965 | 2 | 12 | 07:00 | 0
1965 | 2 | 12 | 08:00 | 1
1965 | 2 | 12 | 09:00 | 104
1965 | 2 | 12 | 10:00 | 123
1965 | 2 | 12 | 11:00 | 692
1965 | 2 | 12 | 12:00 | 959
1965 | 2 | 12 | 13:00 | 429
1965 | 2 | 12 | 14:00 | 956
1965 | 2 | 12 | 15:00 | 728
1965 | 2 | 12 | 16:00 | 46
1965 | 2 | 12 | 17:00 | 11
1965 | 2 | 12 | 18:00 | 0
1965 | 2 | 12 | 19:00 | 0
1965 | 2 | 12 | 20:00 | 0
1965 | 2 | 12 | 21:00 | 0
1965 | 2 | 12 | 22:00 | 0
1965 | 2 | 12 | 23:00 | 0
1965 | 2 | 12 | 24:00 | 0
1965 | 2 | 13 | 01:00 | 0
1965 | 2 | 13 | 02:00 | 0
1965 | 2 | 13 | 03:00 | 0
1965 | 2 | 13 | 04:00 | 0
1965 | 2 | 13 | 05:00 | 0
1965 | 2 | 13 | 06:00 | 0
1965 | 2 | 13 | 07:00 | 0
1965 | 2 | 13 | 08:00 | 177
1965 | 2 | 13 | 09:00 | 1123
1965 | 2 | 13 | 10:00 | 2409
1965 | 2 | 13 | 11:00 | 2896
1965 | 2 | 13 | 12:00 | 2993
1965 | 2 | 13 | 13:00 | 2962
1965 | 2 | 13 | 14:00 | 2681
1965 | 2 | 13 | 15:00 | 2188
1965 | 2 | 13 | 16:00 | 1467
1965 | 2 | 13 | 17:00 | 525
1965 | 2 | 13 | 18:00 | 0
1965 | 2 | 13 | 19:00 | 0
1965 | 2 | 13 | 20:00 | 0
1965 | 2 | 13 | 21:00 | 0
1965 | 2 | 13 | 22:00 | 0
1965 | 2 | 13 | 23:00 | 0
1965 | 2 | 13 | 24:00 | 0
1965 | 2 | 14 | 01:00 | 0
1965 | 2 | 14 | 02:00 | 0
1965 | 2 | 14 | 03:00 | 0
1965 | 2 | 14 | 04:00 | 0
1965 | 2 | 14 | 05:00 | 0
1965 | 2 | 14 | 06:00 | 0
1965 | 2 | 14 | 07:00 | 0
1965 | 2 | 14 | 08:00 | 554
1965 | 2 | 14 | 09:00 | 748
1965 | 2 | 14 | 10:00 | 1645
1965 | 2 | 14 | 11:00 | 897
1965 | 2 | 14 | 12:00 | 1305
1965 | 2 | 14 | 13:00 | 602
1965 | 2 | 14 | 14:00 | 512
1965 | 2 | 14 | 15:00 | 573
1965 | 2 | 14 | 16:00 | 339
1965 | 2 | 14 | 17:00 | 1
1965 | 2 | 14 | 18:00 | 0
1965 | 2 | 14 | 19:00 | 0
1965 | 2 | 14 | 20:00 | 0
1965 | 2 | 14 | 21:00 | 0
1965 | 2 | 14 | 22:00 | 0
1965 | 2 | 14 | 23:00 | 0
1965 | 2 | 14 | 24:00 | 0
1965 | 2 | 15 | 01:00 | 0
1965 | 2 | 15 | 02:00 | 0
1965 | 2 | 15 | 03:00 | 0
1965 | 2 | 15 | 04:00 | 0
1965 | 2 | 15 | 05:00 | 0
1965 | 2 | 15 | 06:00 | 0
1965 | 2 | 15 | 07:00 | 0
1965 | 2 | 15 | 08:00 | 143
1965 | 2 | 15 | 09:00 | 1185
1965 | 2 | 15 | 10:00 | 1989
1965 | 2 | 15 | 11:00 | 2499
1965 | 2 | 15 | 12:00 | 2726
1965 | 2 | 15 | 13:00 | 2640
1965 | 2 | 15 | 14:00 | 2455
1965 | 2 | 15 | 15:00 | 1928
1965 | 2 | 15 | 16:00 | 1135
1965 | 2 | 15 | 17:00 | 134
1965 | 2 | 15 | 18:00 | 0
1965 | 2 | 15 | 19:00 | 0
1965 | 2 | 15 | 20:00 | 0
1965 | 2 | 15 | 21:00 | 0
1965 | 2 | 15 | 22:00 | 0
1965 | 2 | 15 | 23:00 | 0
1965 | 2 | 15 | 24:00 | 0
1965 | 2 | 16 | 01:00 | 0
1965 | 2 | 16 | 02:00 | 0
1965 | 2 | 16 | 03:00 | 0
1965 | 2 | 16 | 04:00 | 0
1965 | 2 | 16 | 05:00 | 0
1965 | 2 | 16 | 06:00 | 0
1965 | 2 | 16 | 07:00 | 0
1965 | 2 | 16 | 08:00 | 523
1965 | 2 | 16 | 09:00 | 1511
1965 | 2 | 16 | 10:00 | 2262
1965 | 2 | 16 | 11:00 | 2769
1965 | 2 | 16 | 12:00 | 3010
1965 | 2 | 16 | 13:00 | 3021
1965 | 2 | 16 | 14:00 | 2785
1965 | 2 | 16 | 15:00 | 2299
1965 | 2 | 16 | 16:00 | 1559
1965 | 2 | 16 | 17:00 | 572
1965 | 2 | 16 | 18:00 | 0
1965 | 2 | 16 | 19:00 | 0
1965 | 2 | 16 | 20:00 | 0
1965 | 2 | 16 | 21:00 | 0
1965 | 2 | 16 | 22:00 | 0
1965 | 2 | 16 | 23:00 | 0
1965 | 2 | 16 | 24:00 | 0
1965 | 2 | 17 | 01:00 | 0
1965 | 2 | 17 | 02:00 | 0
1965 | 2 | 17 | 03:00 | 0
1965 | 2 | 17 | 04:00 | 0
1965 | 2 | 17 | 05:00 | 0
1965 | 2 | 17 | 06:00 | 0
1965 | 2 | 17 | 07:00 | 0
1965 | 2 | 17 | 08:00 | 608
1965 | 2 | 17 | 09:00 | 1657
1965 | 2 | 17 | 10:00 | 2482
1965 | 2 | 17 | 11:00 | 2976
1965 | 2 | 17 | 12:00 | 3219
1965 | 2 | 17 | 13:00 | 3185
1965 | 2 | 17 | 14:00 | 2886
1965 | 2 | 17 | 15:00 | 2324
1965 | 2 | 17 | 16:00 | 1525
1965 | 2 | 17 | 17:00 | 567
1965 | 2 | 17 | 18:00 | 0
1965 | 2 | 17 | 19:00 | 0
1965 | 2 | 17 | 20:00 | 0
1965 | 2 | 17 | 21:00 | 0
1965 | 2 | 17 | 22:00 | 0
1965 | 2 | 17 | 23:00 | 0
1965 | 2 | 17 | 24:00 | 0
1965 | 2 | 18 | 01:00 | 0
1965 | 2 | 18 | 02:00 | 0
1965 | 2 | 18 | 03:00 | 0
1965 | 2 | 18 | 04:00 | 0
1965 | 2 | 18 | 05:00 | 0
1965 | 2 | 18 | 06:00 | 0
1965 | 2 | 18 | 07:00 | 0
1965 | 2 | 18 | 08:00 | 15
1965 | 2 | 18 | 09:00 | 828
1965 | 2 | 18 | 10:00 | 1068
1965 | 2 | 18 | 11:00 | 1465
1965 | 2 | 18 | 12:00 | 2703
1965 | 2 | 18 | 13:00 | 1862
1965 | 2 | 18 | 14:00 | 1498
1965 | 2 | 18 | 15:00 | 918
1965 | 2 | 18 | 16:00 | 974
1965 | 2 | 18 | 17:00 | 127
1965 | 2 | 18 | 18:00 | 0
1965 | 2 | 18 | 19:00 | 0
1965 | 2 | 18 | 20:00 | 0
1965 | 2 | 18 | 21:00 | 0
1965 | 2 | 18 | 22:00 | 0
1965 | 2 | 18 | 23:00 | 0
1965 | 2 | 18 | 24:00 | 0
1965 | 2 | 19 | 01:00 | 0
1965 | 2 | 19 | 02:00 | 0
1965 | 2 | 19 | 03:00 | 0
1965 | 2 | 19 | 04:00 | 0
1965 | 2 | 19 | 05:00 | 0
1965 | 2 | 19 | 06:00 | 0
1965 | 2 | 19 | 07:00 | 0
1965 | 2 | 19 | 08:00 | 41
1965 | 2 | 19 | 09:00 | 766
1965 | 2 | 19 | 10:00 | 2290
1965 | 2 | 19 | 11:00 | 2316
1965 | 2 | 19 | 12:00 | 2656
1965 | 2 | 19 | 13:00 | 2184
1965 | 2 | 19 | 14:00 | 2632
1965 | 2 | 19 | 15:00 | 2122
1965 | 2 | 19 | 16:00 | 1520
1965 | 2 | 19 | 17:00 | 510
1965 | 2 | 19 | 18:00 | 0
1965 | 2 | 19 | 19:00 | 0
1965 | 2 | 19 | 20:00 | 0
1965 | 2 | 19 | 21:00 | 0
1965 | 2 | 19 | 22:00 | 0
1965 | 2 | 19 | 23:00 | 0
1965 | 2 | 19 | 24:00 | 0
1965 | 2 | 20 | 01:00 | 0
1965 | 2 | 20 | 02:00 | 0
1965 | 2 | 20 | 03:00 | 0
1965 | 2 | 20 | 04:00 | 0
1965 | 2 | 20 | 05:00 | 0
1965 | 2 | 20 | 06:00 | 0
1965 | 2 | 20 | 07:00 | 0
1965 | 2 | 20 | 08:00 | 627
1965 | 2 | 20 | 09:00 | 1723
1965 | 2 | 20 | 10:00 | 2575
1965 | 2 | 20 | 11:00 | 3124
1965 | 2 | 20 | 12:00 | 3408
1965 | 2 | 20 | 13:00 | 3396
1965 | 2 | 20 | 14:00 | 3071
1965 | 2 | 20 | 15:00 | 2514
1965 | 2 | 20 | 16:00 | 1658
1965 | 2 | 20 | 17:00 | 599
1965 | 2 | 20 | 18:00 | 0
1965 | 2 | 20 | 19:00 | 0
1965 | 2 | 20 | 20:00 | 0
1965 | 2 | 20 | 21:00 | 0
1965 | 2 | 20 | 22:00 | 0
1965 | 2 | 20 | 23:00 | 0
1965 | 2 | 20 | 24:00 | 0
1965 | 2 | 21 | 01:00 | 0
1965 | 2 | 21 | 02:00 | 0
1965 | 2 | 21 | 03:00 | 0
1965 | 2 | 21 | 04:00 | 0
1965 | 2 | 21 | 05:00 | 0
1965 | 2 | 21 | 06:00 | 0
1965 | 2 | 21 | 07:00 | 0
1965 | 2 | 21 | 08:00 | 1
1965 | 2 | 21 | 09:00 | 129
1965 | 2 | 21 | 10:00 | 615
1965 | 2 | 21 | 11:00 | 1267
1965 | 2 | 21 | 12:00 | 987
1965 | 2 | 21 | 13:00 | 1877
1965 | 2 | 21 | 14:00 | 910
1965 | 2 | 21 | 15:00 | 1036
1965 | 2 | 21 | 16:00 | 33
1965 | 2 | 21 | 17:00 | 11
1965 | 2 | 21 | 18:00 | 0
1965 | 2 | 21 | 19:00 | 0
1965 | 2 | 21 | 20:00 | 0
1965 | 2 | 21 | 21:00 | 0
1965 | 2 | 21 | 22:00 | 0
1965 | 2 | 21 | 23:00 | 0
1965 | 2 | 21 | 24:00 | 0
1965 | 2 | 22 | 01:00 | 0
1965 | 2 | 22 | 02:00 | 0
1965 | 2 | 22 | 03:00 | 0
1965 | 2 | 22 | 04:00 | 0
1965 | 2 | 22 | 05:00 | 0
1965 | 2 | 22 | 06:00 | 0
1965 | 2 | 22 | 07:00 | 0
1965 | 2 | 22 | 08:00 | 5
1965 | 2 | 22 | 09:00 | 428
1965 | 2 | 22 | 10:00 | 708
1965 | 2 | 22 | 11:00 | 1261
1965 | 2 | 22 | 12:00 | 1913
1965 | 2 | 22 | 13:00 | 3264
1965 | 2 | 22 | 14:00 | 3031
1965 | 2 | 22 | 15:00 | 2618
1965 | 2 | 22 | 16:00 | 1796
1965 | 2 | 22 | 17:00 | 687
1965 | 2 | 22 | 18:00 | 0
1965 | 2 | 22 | 19:00 | 0
1965 | 2 | 22 | 20:00 | 0
1965 | 2 | 22 | 21:00 | 0
1965 | 2 | 22 | 22:00 | 0
1965 | 2 | 22 | 23:00 | 0
1965 | 2 | 22 | 24:00 | 0
1965 | 2 | 23 | 01:00 | 0
1965 | 2 | 23 | 02:00 | 0
1965 | 2 | 23 | 03:00 | 0
1965 | 2 | 23 | 04:00 | 0
1965 | 2 | 23 | 05:00 | 0
1965 | 2 | 23 | 06:00 | 0
1965 | 2 | 23 | 07:00 | 0
1965 | 2 | 23 | 08:00 | 854
1965 | 2 | 23 | 09:00 | 1999
1965 | 2 | 23 | 10:00 | 2872
1965 | 2 | 23 | 11:00 | 3369
1965 | 2 | 23 | 12:00 | 3623
1965 | 2 | 23 | 13:00 | 3581
1965 | 2 | 23 | 14:00 | 3302
1965 | 2 | 23 | 15:00 | 2757
1965 | 2 | 23 | 16:00 | 1908
1965 | 2 | 23 | 17:00 | 810
1965 | 2 | 23 | 18:00 | 0
1965 | 2 | 23 | 19:00 | 0
1965 | 2 | 23 | 20:00 | 0
1965 | 2 | 23 | 21:00 | 0
1965 | 2 | 23 | 22:00 | 0
1965 | 2 | 23 | 23:00 | 0
1965 | 2 | 23 | 24:00 | 0
1965 | 2 | 24 | 01:00 | 0
1965 | 2 | 24 | 02:00 | 0
1965 | 2 | 24 | 03:00 | 0
1965 | 2 | 24 | 04:00 | 0
1965 | 2 | 24 | 05:00 | 0
1965 | 2 | 24 | 06:00 | 0
1965 | 2 | 24 | 07:00 | 0
1965 | 2 | 24 | 08:00 | 859
1965 | 2 | 24 | 09:00 | 1929
1965 | 2 | 24 | 10:00 | 2666
1965 | 2 | 24 | 11:00 | 3163
1965 | 2 | 24 | 12:00 | 3451
1965 | 2 | 24 | 13:00 | 3465
1965 | 2 | 24 | 14:00 | 3049
1965 | 2 | 24 | 15:00 | 2459
1965 | 2 | 24 | 16:00 | 1386
1965 | 2 | 24 | 17:00 | 497
1965 | 2 | 24 | 18:00 | 0
1965 | 2 | 24 | 19:00 | 0
1965 | 2 | 24 | 20:00 | 0
1965 | 2 | 24 | 21:00 | 0
1965 | 2 | 24 | 22:00 | 0
1965 | 2 | 24 | 23:00 | 0
1965 | 2 | 24 | 24:00 | 0
1965 | 2 | 25 | 01:00 | 0
1965 | 2 | 25 | 02:00 | 0
1965 | 2 | 25 | 03:00 | 0
1965 | 2 | 25 | 04:00 | 0
1965 | 2 | 25 | 05:00 | 0
1965 | 2 | 25 | 06:00 | 0
1965 | 2 | 25 | 07:00 | 0
1965 | 2 | 25 | 08:00 | 3
1965 | 2 | 25 | 09:00 | 188
1965 | 2 | 25 | 10:00 | 204
1965 | 2 | 25 | 11:00 | 887
1965 | 2 | 25 | 12:00 | 870
1965 | 2 | 25 | 13:00 | 647
1965 | 2 | 25 | 14:00 | 921
1965 | 2 | 25 | 15:00 | 621
1965 | 2 | 25 | 16:00 | 81
1965 | 2 | 25 | 17:00 | 29
1965 | 2 | 25 | 18:00 | 0
1965 | 2 | 25 | 19:00 | 0
1965 | 2 | 25 | 20:00 | 0
1965 | 2 | 25 | 21:00 | 0
1965 | 2 | 25 | 22:00 | 0
1965 | 2 | 25 | 23:00 | 0
1965 | 2 | 25 | 24:00 | 0
1965 | 2 | 26 | 01:00 | 0
1965 | 2 | 26 | 02:00 | 0
1965 | 2 | 26 | 03:00 | 0
1965 | 2 | 26 | 04:00 | 0
1965 | 2 | 26 | 05:00 | 0
1965 | 2 | 26 | 06:00 | 0
1965 | 2 | 26 | 07:00 | 0
1965 | 2 | 26 | 08:00 | 305
1965 | 2 | 26 | 09:00 | 1266
1965 | 2 | 26 | 10:00 | 2388
1965 | 2 | 26 | 11:00 | 2910
1965 | 2 | 26 | 12:00 | 3209
1965 | 2 | 26 | 13:00 | 3110
1965 | 2 | 26 | 14:00 | 2590
1965 | 2 | 26 | 15:00 | 1343
1965 | 2 | 26 | 16:00 | 885
1965 | 2 | 26 | 17:00 | 276
1965 | 2 | 26 | 18:00 | 0
1965 | 2 | 26 | 19:00 | 0
1965 | 2 | 26 | 20:00 | 0
1965 | 2 | 26 | 21:00 | 0
1965 | 2 | 26 | 22:00 | 0
1965 | 2 | 26 | 23:00 | 0
1965 | 2 | 26 | 24:00 | 0
1965 | 2 | 27 | 01:00 | 0
1965 | 2 | 27 | 02:00 | 0
1965 | 2 | 27 | 03:00 | 0
1965 | 2 | 27 | 04:00 | 0
1965 | 2 | 27 | 05:00 | 0
1965 | 2 | 27 | 06:00 | 0
1965 | 2 | 27 | 07:00 | 0
1965 | 2 | 27 | 08:00 | 743
1965 | 2 | 27 | 09:00 | 1699
1965 | 2 | 27 | 10:00 | 2425
1965 | 2 | 27 | 11:00 | 2928
1965 | 2 | 27 | 12:00 | 3326
1965 | 2 | 27 | 13:00 | 3320
1965 | 2 | 27 | 14:00 | 3012
1965 | 2 | 27 | 15:00 | 2487
1965 | 2 | 27 | 16:00 | 1672
1965 | 2 | 27 | 17:00 | 681
1965 | 2 | 27 | 18:00 | 0
1965 | 2 | 27 | 19:00 | 0
1965 | 2 | 27 | 20:00 | 0
1965 | 2 | 27 | 21:00 | 0
1965 | 2 | 27 | 22:00 | 0
1965 | 2 | 27 | 23:00 | 0
1965 | 2 | 27 | 24:00 | 0
1965 | 2 | 28 | 01:00 | 0
1965 | 2 | 28 | 02:00 | 0
1965 | 2 | 28 | 03:00 | 0
1965 | 2 | 28 | 04:00 | 0
1965 | 2 | 28 | 05:00 | 0
1965 | 2 | 28 | 06:00 | 0
1965 | 2 | 28 | 07:00 | 0
1965 | 2 | 28 | 08:00 | 66
1965 | 2 | 28 | 09:00 | 1154
1965 | 2 | 28 | 10:00 | 2216
1965 | 2 | 28 | 11:00 | 2650
1965 | 2 | 28 | 12:00 | 2913
1965 | 2 | 28 | 13:00 | 3030
1965 | 2 | 28 | 14:00 | 2719
1965 | 2 | 28 | 15:00 | 2136
1965 | 2 | 28 | 16:00 | 1332
1965 | 2 | 28 | 17:00 | 438
1965 | 2 | 28 | 18:00 | 0
1965 | 2 | 28 | 19:00 | 0
1965 | 2 | 28 | 20:00 | 0
1965 | 2 | 28 | 21:00 | 0
1965 | 2 | 28 | 22:00 | 0
1965 | 2 | 28 | 23:00 | 0
1965 | 2 | 28 | 24:00 | 0
1965 | 3 | 1 | 01:00 | 0
1965 | 3 | 1 | 02:00 | 0
1965 | 3 | 1 | 03:00 | 0
1965 | 3 | 1 | 04:00 | 0
1965 | 3 | 1 | 05:00 | 0
1965 | 3 | 1 | 06:00 | 0
1965 | 3 | 1 | 07:00 | 0
1965 | 3 | 1 | 08:00 | 443
1965 | 3 | 1 | 09:00 | 705
1965 | 3 | 1 | 10:00 | 586
1965 | 3 | 1 | 11:00 | 1081
1965 | 3 | 1 | 12:00 | 1646
1965 | 3 | 1 | 13:00 | 1868
1965 | 3 | 1 | 14:00 | 1269
1965 | 3 | 1 | 15:00 | 538
1965 | 3 | 1 | 16:00 | 257
1965 | 3 | 1 | 17:00 | 3
1965 | 3 | 1 | 18:00 | 0
1965 | 3 | 1 | 19:00 | 0
1965 | 3 | 1 | 20:00 | 0
1965 | 3 | 1 | 21:00 | 0
1965 | 3 | 1 | 22:00 | 0
1965 | 3 | 1 | 23:00 | 0
1965 | 3 | 1 | 24:00 | 0
1965 | 3 | 2 | 01:00 | 0
1965 | 3 | 2 | 02:00 | 0
1965 | 3 | 2 | 03:00 | 0
1965 | 3 | 2 | 04:00 | 0
1965 | 3 | 2 | 05:00 | 0
1965 | 3 | 2 | 06:00 | 0
1965 | 3 | 2 | 07:00 | 0
1965 | 3 | 2 | 08:00 | 717
1965 | 3 | 2 | 09:00 | 1679
1965 | 3 | 2 | 10:00 | 2417
1965 | 3 | 2 | 11:00 | 2905
1965 | 3 | 2 | 12:00 | 3162
1965 | 3 | 2 | 13:00 | 3150
1965 | 3 | 2 | 14:00 | 2882
1965 | 3 | 2 | 15:00 | 2358
1965 | 3 | 2 | 16:00 | 1588
1965 | 3 | 2 | 17:00 | 650
1965 | 3 | 2 | 18:00 | 0
1965 | 3 | 2 | 19:00 | 0
1965 | 3 | 2 | 20:00 | 0
1965 | 3 | 2 | 21:00 | 0
1965 | 3 | 2 | 22:00 | 0
1965 | 3 | 2 | 23:00 | 0
1965 | 3 | 2 | 24:00 | 0
1965 | 3 | 3 | 01:00 | 0
1965 | 3 | 3 | 02:00 | 0
1965 | 3 | 3 | 03:00 | 0
1965 | 3 | 3 | 04:00 | 0
1965 | 3 | 3 | 05:00 | 0
1965 | 3 | 3 | 06:00 | 0
1965 | 3 | 3 | 07:00 | 0
1965 | 3 | 3 | 08:00 | 31
1965 | 3 | 3 | 09:00 | 139
1965 | 3 | 3 | 10:00 | 542
1965 | 3 | 3 | 11:00 | 986
1965 | 3 | 3 | 12:00 | 2823
1965 | 3 | 3 | 13:00 | 2790
1965 | 3 | 3 | 14:00 | 2532
1965 | 3 | 3 | 15:00 | 2239
1965 | 3 | 3 | 16:00 | 1520
1965 | 3 | 3 | 17:00 | 654
1965 | 3 | 3 | 18:00 | 0
1965 | 3 | 3 | 19:00 | 0
1965 | 3 | 3 | 20:00 | 0
1965 | 3 | 3 | 21:00 | 0
1965 | 3 | 3 | 22:00 | 0
1965 | 3 | 3 | 23:00 | 0
1965 | 3 | 3 | 24:00 | 0
1965 | 3 | 4 | 01:00 | 0
1965 | 3 | 4 | 02:00 | 0
1965 | 3 | 4 | 03:00 | 0
1965 | 3 | 4 | 04:00 | 0
1965 | 3 | 4 | 05:00 | 0
1965 | 3 | 4 | 06:00 | 0
1965 | 3 | 4 | 07:00 | 2
1965 | 3 | 4 | 08:00 | 805
1965 | 3 | 4 | 09:00 | 1735
1965 | 3 | 4 | 10:00 | 2428
1965 | 3 | 4 | 11:00 | 2852
1965 | 3 | 4 | 12:00 | 3054
1965 | 3 | 4 | 13:00 | 3016
1965 | 3 | 4 | 14:00 | 2773
1965 | 3 | 4 | 15:00 | 2321
1965 | 3 | 4 | 16:00 | 1595
1965 | 3 | 4 | 17:00 | 696
1965 | 3 | 4 | 18:00 | 1
1965 | 3 | 4 | 19:00 | 0
1965 | 3 | 4 | 20:00 | 0
1965 | 3 | 4 | 21:00 | 0
1965 | 3 | 4 | 22:00 | 0
1965 | 3 | 4 | 23:00 | 0
1965 | 3 | 4 | 24:00 | 0
1965 | 3 | 5 | 01:00 | 0
1965 | 3 | 5 | 02:00 | 0
1965 | 3 | 5 | 03:00 | 0
1965 | 3 | 5 | 04:00 | 0
1965 | 3 | 5 | 05:00 | 0
1965 | 3 | 5 | 06:00 | 0
1965 | 3 | 5 | 07:00 | 1
1965 | 3 | 5 | 08:00 | 585
1965 | 3 | 5 | 09:00 | 733
1965 | 3 | 5 | 10:00 | 439
1965 | 3 | 5 | 11:00 | 655
1965 | 3 | 5 | 12:00 | 889
1965 | 3 | 5 | 13:00 | 705
1965 | 3 | 5 | 14:00 | 624
1965 | 3 | 5 | 15:00 | 498
1965 | 3 | 5 | 16:00 | 428
1965 | 3 | 5 | 17:00 | 15
1965 | 3 | 5 | 18:00 | 0
1965 | 3 | 5 | 19:00 | 0
1965 | 3 | 5 | 20:00 | 0
1965 | 3 | 5 | 21:00 | 0
1965 | 3 | 5 | 22:00 | 0
1965 | 3 | 5 | 23:00 | 0
1965 | 3 | 5 | 24:00 | 0
1965 | 3 | 6 | 01:00 | 0
1965 | 3 | 6 | 02:00 | 0
1965 | 3 | 6 | 03:00 | 0
1965 | 3 | 6 | 04:00 | 0
1965 | 3 | 6 | 05:00 | 0
1965 | 3 | 6 | 06:00 | 0
1965 | 3 | 6 | 07:00 | 0
1965 | 3 | 6 | 08:00 | 30
1965 | 3 | 6 | 09:00 | 439
1965 | 3 | 6 | 10:00 | 358
1965 | 3 | 6 | 11:00 | 821
1965 | 3 | 6 | 12:00 | 922
1965 | 3 | 6 | 13:00 | 895
1965 | 3 | 6 | 14:00 | 811
1965 | 3 | 6 | 15:00 | 668
1965 | 3 | 6 | 16:00 | 419
1965 | 3 | 6 | 17:00 | 23
1965 | 3 | 6 | 18:00 | 0
1965 | 3 | 6 | 19:00 | 0
1965 | 3 | 6 | 20:00 | 0
1965 | 3 | 6 | 21:00 | 0
1965 | 3 | 6 | 22:00 | 0
1965 | 3 | 6 | 23:00 | 0
1965 | 3 | 6 | 24:00 | 0
1965 | 3 | 7 | 01:00 | 0
1965 | 3 | 7 | 02:00 | 0
1965 | 3 | 7 | 03:00 | 0
1965 | 3 | 7 | 04:00 | 0
1965 | 3 | 7 | 05:00 | 0
1965 | 3 | 7 | 06:00 | 0
1965 | 3 | 7 | 07:00 | 0
1965 | 3 | 7 | 08:00 | 103
1965 | 3 | 7 | 09:00 | 485
1965 | 3 | 7 | 10:00 | 388
1965 | 3 | 7 | 11:00 | 838
1965 | 3 | 7 | 12:00 | 951
1965 | 3 | 7 | 13:00 | 497
1965 | 3 | 7 | 14:00 | 956
1965 | 3 | 7 | 15:00 | 745
1965 | 3 | 7 | 16:00 | 460
1965 | 3 | 7 | 17:00 | 70
1965 | 3 | 7 | 18:00 | 0
1965 | 3 | 7 | 19:00 | 0
1965 | 3 | 7 | 20:00 | 0
1965 | 3 | 7 | 21:00 | 0
1965 | 3 | 7 | 22:00 | 0
1965 | 3 | 7 | 23:00 | 0
1965 | 3 | 7 | 24:00 | 0
1965 | 3 | 8 | 01:00 | 0
1965 | 3 | 8 | 02:00 | 0
1965 | 3 | 8 | 03:00 | 0
1965 | 3 | 8 | 04:00 | 0
1965 | 3 | 8 | 05:00 | 0
1965 | 3 | 8 | 06:00 | 0
1965 | 3 | 8 | 07:00 | 0
1965 | 3 | 8 | 08:00 | 435
1965 | 3 | 8 | 09:00 | 1721
1965 | 3 | 8 | 10:00 | 1963
1965 | 3 | 8 | 11:00 | 2561
1965 | 3 | 8 | 12:00 | 2660
1965 | 3 | 8 | 13:00 | 1612
1965 | 3 | 8 | 14:00 | 2260
1965 | 3 | 8 | 15:00 | 2151
1965 | 3 | 8 | 16:00 | 1519
1965 | 3 | 8 | 17:00 | 576
1965 | 3 | 8 | 18:00 | 0
1965 | 3 | 8 | 19:00 | 0
1965 | 3 | 8 | 20:00 | 0
1965 | 3 | 8 | 21:00 | 0
1965 | 3 | 8 | 22:00 | 0
1965 | 3 | 8 | 23:00 | 0
1965 | 3 | 8 | 24:00 | 0
1965 | 3 | 9 | 01:00 | 0
1965 | 3 | 9 | 02:00 | 0
1965 | 3 | 9 | 03:00 | 0
1965 | 3 | 9 | 04:00 | 0
1965 | 3 | 9 | 05:00 | 0
1965 | 3 | 9 | 06:00 | 0
1965 | 3 | 9 | 07:00 | 0
1965 | 3 | 9 | 08:00 | 9
1965 | 3 | 9 | 09:00 | 293
1965 | 3 | 9 | 10:00 | 521
1965 | 3 | 9 | 11:00 | 776
1965 | 3 | 9 | 12:00 | 998
1965 | 3 | 9 | 13:00 | 951
1965 | 3 | 9 | 14:00 | 868
1965 | 3 | 9 | 15:00 | 653
1965 | 3 | 9 | 16:00 | 559
1965 | 3 | 9 | 17:00 | 63
1965 | 3 | 9 | 18:00 | 0
1965 | 3 | 9 | 19:00 | 0
1965 | 3 | 9 | 20:00 | 0
1965 | 3 | 9 | 21:00 | 0
1965 | 3 | 9 | 22:00 | 0
1965 | 3 | 9 | 23:00 | 0
1965 | 3 | 9 | 24:00 | 0
1965 | 3 | 10 | 01:00 | 0
1965 | 3 | 10 | 02:00 | 0
1965 | 3 | 10 | 03:00 | 0
1965 | 3 | 10 | 04:00 | 0
1965 | 3 | 10 | 05:00 | 0
1965 | 3 | 10 | 06:00 | 0
1965 | 3 | 10 | 07:00 | 0
1965 | 3 | 10 | 08:00 | 241
1965 | 3 | 10 | 09:00 | 669
1965 | 3 | 10 | 10:00 | 1207
1965 | 3 | 10 | 11:00 | 1013
1965 | 3 | 10 | 12:00 | 1236
1965 | 3 | 10 | 13:00 | 767
1965 | 3 | 10 | 14:00 | 563
1965 | 3 | 10 | 15:00 | 841
1965 | 3 | 10 | 16:00 | 519
1965 | 3 | 10 | 17:00 | 262
1965 | 3 | 10 | 18:00 | 0
1965 | 3 | 10 | 19:00 | 0
1965 | 3 | 10 | 20:00 | 0
1965 | 3 | 10 | 21:00 | 0
1965 | 3 | 10 | 22:00 | 0
1965 | 3 | 10 | 23:00 | 0
1965 | 3 | 10 | 24:00 | 0
1965 | 3 | 11 | 01:00 | 0
1965 | 3 | 11 | 02:00 | 0
1965 | 3 | 11 | 03:00 | 0
1965 | 3 | 11 | 04:00 | 0
1965 | 3 | 11 | 05:00 | 0
1965 | 3 | 11 | 06:00 | 0
1965 | 3 | 11 | 07:00 | 4
1965 | 3 | 11 | 08:00 | 729
1965 | 3 | 11 | 09:00 | 1911
1965 | 3 | 11 | 10:00 | 2682
1965 | 3 | 11 | 11:00 | 3174
1965 | 3 | 11 | 12:00 | 3401
1965 | 3 | 11 | 13:00 | 3398
1965 | 3 | 11 | 14:00 | 3159
1965 | 3 | 11 | 15:00 | 2647
1965 | 3 | 11 | 16:00 | 1878
1965 | 3 | 11 | 17:00 | 863
1965 | 3 | 11 | 18:00 | 5
1965 | 3 | 11 | 19:00 | 0
1965 | 3 | 11 | 20:00 | 0
1965 | 3 | 11 | 21:00 | 0
1965 | 3 | 11 | 22:00 | 0
1965 | 3 | 11 | 23:00 | 0
1965 | 3 | 11 | 24:00 | 0
1965 | 3 | 12 | 01:00 | 0
1965 | 3 | 12 | 02:00 | 0
1965 | 3 | 12 | 03:00 | 0
1965 | 3 | 12 | 04:00 | 0
1965 | 3 | 12 | 05:00 | 0
1965 | 3 | 12 | 06:00 | 0
1965 | 3 | 12 | 07:00 | 2
1965 | 3 | 12 | 08:00 | 752
1965 | 3 | 12 | 09:00 | 1710
1965 | 3 | 12 | 10:00 | 2582
1965 | 3 | 12 | 11:00 | 3081
1965 | 3 | 12 | 12:00 | 3339
1965 | 3 | 12 | 13:00 | 3285
1965 | 3 | 12 | 14:00 | 3017
1965 | 3 | 12 | 15:00 | 2488
1965 | 3 | 12 | 16:00 | 1671
1965 | 3 | 12 | 17:00 | 697
1965 | 3 | 12 | 18:00 | 1
1965 | 3 | 12 | 19:00 | 0
1965 | 3 | 12 | 20:00 | 0
1965 | 3 | 12 | 21:00 | 0
1965 | 3 | 12 | 22:00 | 0
1965 | 3 | 12 | 23:00 | 0
1965 | 3 | 12 | 24:00 | 0
1965 | 3 | 13 | 01:00 | 0
1965 | 3 | 13 | 02:00 | 0
1965 | 3 | 13 | 03:00 | 0
1965 | 3 | 13 | 04:00 | 0
1965 | 3 | 13 | 05:00 | 0
1965 | 3 | 13 | 06:00 | 0
1965 | 3 | 13 | 07:00 | 19
1965 | 3 | 13 | 08:00 | 1039
1965 | 3 | 13 | 09:00 | 2018
1965 | 3 | 13 | 10:00 | 2726
1965 | 3 | 13 | 11:00 | 3178
1965 | 3 | 13 | 12:00 | 3394
1965 | 3 | 13 | 13:00 | 3353
1965 | 3 | 13 | 14:00 | 2947
1965 | 3 | 13 | 15:00 | 2570
1965 | 3 | 13 | 16:00 | 1687
1965 | 3 | 13 | 17:00 | 815
1965 | 3 | 13 | 18:00 | 3
1965 | 3 | 13 | 19:00 | 0
1965 | 3 | 13 | 20:00 | 0
1965 | 3 | 13 | 21:00 | 0
1965 | 3 | 13 | 22:00 | 0
1965 | 3 | 13 | 23:00 | 0
1965 | 3 | 13 | 24:00 | 0
1965 | 3 | 14 | 01:00 | 0
1965 | 3 | 14 | 02:00 | 0
1965 | 3 | 14 | 03:00 | 0
1965 | 3 | 14 | 04:00 | 0
1965 | 3 | 14 | 05:00 | 0
1965 | 3 | 14 | 06:00 | 0
1965 | 3 | 14 | 07:00 | 1
1965 | 3 | 14 | 08:00 | 722
1965 | 3 | 14 | 09:00 | 1381
1965 | 3 | 14 | 10:00 | 2383
1965 | 3 | 14 | 11:00 | 2902
1965 | 3 | 14 | 12:00 | 1854
1965 | 3 | 14 | 13:00 | 2852
1965 | 3 | 14 | 14:00 | 1934
1965 | 3 | 14 | 15:00 | 1891
1965 | 3 | 14 | 16:00 | 839
1965 | 3 | 14 | 17:00 | 452
1965 | 3 | 14 | 18:00 | 3
1965 | 3 | 14 | 19:00 | 0
1965 | 3 | 14 | 20:00 | 0
1965 | 3 | 14 | 21:00 | 0
1965 | 3 | 14 | 22:00 | 0
1965 | 3 | 14 | 23:00 | 0
1965 | 3 | 14 | 24:00 | 0
1965 | 3 | 15 | 01:00 | 0
1965 | 3 | 15 | 02:00 | 0
1965 | 3 | 15 | 03:00 | 0
1965 | 3 | 15 | 04:00 | 0
1965 | 3 | 15 | 05:00 | 0
1965 | 3 | 15 | 06:00 | 0
1965 | 3 | 15 | 07:00 | 0
1965 | 3 | 15 | 08:00 | 222
1965 | 3 | 15 | 09:00 | 1278
1965 | 3 | 15 | 10:00 | 2150
1965 | 3 | 15 | 11:00 | 2202
1965 | 3 | 15 | 12:00 | 2571
1965 | 3 | 15 | 13:00 | 1750
1965 | 3 | 15 | 14:00 | 2724
1965 | 3 | 15 | 15:00 | 2228
1965 | 3 | 15 | 16:00 | 1334
1965 | 3 | 15 | 17:00 | 632
1965 | 3 | 15 | 18:00 | 1
1965 | 3 | 15 | 19:00 | 0
1965 | 3 | 15 | 20:00 | 0
1965 | 3 | 15 | 21:00 | 0
1965 | 3 | 15 | 22:00 | 0
1965 | 3 | 15 | 23:00 | 0
1965 | 3 | 15 | 24:00 | 0
1965 | 3 | 16 | 01:00 | 0
1965 | 3 | 16 | 02:00 | 0
1965 | 3 | 16 | 03:00 | 0
1965 | 3 | 16 | 04:00 | 0
1965 | 3 | 16 | 05:00 | 0
1965 | 3 | 16 | 06:00 | 0
1965 | 3 | 16 | 07:00 | 4
1965 | 3 | 16 | 08:00 | 561
1965 | 3 | 16 | 09:00 | 1438
1965 | 3 | 16 | 10:00 | 2240
1965 | 3 | 16 | 11:00 | 2444
1965 | 3 | 16 | 12:00 | 3166
1965 | 3 | 16 | 13:00 | 1848
1965 | 3 | 16 | 14:00 | 2224
1965 | 3 | 16 | 15:00 | 1817
1965 | 3 | 16 | 16:00 | 1383
1965 | 3 | 16 | 17:00 | 598
1965 | 3 | 16 | 18:00 | 1
1965 | 3 | 16 | 19:00 | 0
1965 | 3 | 16 | 20:00 | 0
1965 | 3 | 16 | 21:00 | 0
1965 | 3 | 16 | 22:00 | 0
1965 | 3 | 16 | 23:00 | 0
1965 | 3 | 16 | 24:00 | 0
1965 | 3 | 17 | 01:00 | 0
1965 | 3 | 17 | 02:00 | 0
1965 | 3 | 17 | 03:00 | 0
1965 | 3 | 17 | 04:00 | 0
1965 | 3 | 17 | 05:00 | 0
1965 | 3 | 17 | 06:00 | 0
1965 | 3 | 17 | 07:00 | 14
1965 | 3 | 17 | 08:00 | 996
1965 | 3 | 17 | 09:00 | 1952
1965 | 3 | 17 | 10:00 | 2643
1965 | 3 | 17 | 11:00 | 3100
1965 | 3 | 17 | 12:00 | 3296
1965 | 3 | 17 | 13:00 | 3287
1965 | 3 | 17 | 14:00 | 2736
1965 | 3 | 17 | 15:00 | 2011
1965 | 3 | 17 | 16:00 | 907
1965 | 3 | 17 | 17:00 | 261
1965 | 3 | 17 | 18:00 | 0
1965 | 3 | 17 | 19:00 | 0
1965 | 3 | 17 | 20:00 | 0
1965 | 3 | 17 | 21:00 | 0
1965 | 3 | 17 | 22:00 | 0
1965 | 3 | 17 | 23:00 | 0
1965 | 3 | 17 | 24:00 | 0
1965 | 3 | 18 | 01:00 | 0
1965 | 3 | 18 | 02:00 | 0
1965 | 3 | 18 | 03:00 | 0
1965 | 3 | 18 | 04:00 | 0
1965 | 3 | 18 | 05:00 | 0
1965 | 3 | 18 | 06:00 | 0
1965 | 3 | 18 | 07:00 | 0
1965 | 3 | 18 | 08:00 | 34
1965 | 3 | 18 | 09:00 | 394
1965 | 3 | 18 | 10:00 | 580
1965 | 3 | 18 | 11:00 | 780
1965 | 3 | 18 | 12:00 | 865
1965 | 3 | 18 | 13:00 | 862
1965 | 3 | 18 | 14:00 | 982
1965 | 3 | 18 | 15:00 | 704
1965 | 3 | 18 | 16:00 | 477
1965 | 3 | 18 | 17:00 | 128
1965 | 3 | 18 | 18:00 | 0
1965 | 3 | 18 | 19:00 | 0
1965 | 3 | 18 | 20:00 | 0
1965 | 3 | 18 | 21:00 | 0
1965 | 3 | 18 | 22:00 | 0
1965 | 3 | 18 | 23:00 | 0
1965 | 3 | 18 | 24:00 | 0
1965 | 3 | 19 | 01:00 | 0
1965 | 3 | 19 | 02:00 | 0
1965 | 3 | 19 | 03:00 | 0
1965 | 3 | 19 | 04:00 | 0
1965 | 3 | 19 | 05:00 | 0
1965 | 3 | 19 | 06:00 | 0
1965 | 3 | 19 | 07:00 | 1
1965 | 3 | 19 | 08:00 | 293
1965 | 3 | 19 | 09:00 | 647
1965 | 3 | 19 | 10:00 | 491
1965 | 3 | 19 | 11:00 | 1405
1965 | 3 | 19 | 12:00 | 2208
1965 | 3 | 19 | 13:00 | 2943
1965 | 3 | 19 | 14:00 | 2643
1965 | 3 | 19 | 15:00 | 2345
1965 | 3 | 19 | 16:00 | 1735
1965 | 3 | 19 | 17:00 | 805
1965 | 3 | 19 | 18:00 | 4
1965 | 3 | 19 | 19:00 | 0
1965 | 3 | 19 | 20:00 | 0
1965 | 3 | 19 | 21:00 | 0
1965 | 3 | 19 | 22:00 | 0
1965 | 3 | 19 | 23:00 | 0
1965 | 3 | 19 | 24:00 | 0
1965 | 3 | 20 | 01:00 | 0
1965 | 3 | 20 | 02:00 | 0
1965 | 3 | 20 | 03:00 | 0
1965 | 3 | 20 | 04:00 | 0
1965 | 3 | 20 | 05:00 | 0
1965 | 3 | 20 | 06:00 | 0
1965 | 3 | 20 | 07:00 | 1
1965 | 3 | 20 | 08:00 | 402
1965 | 3 | 20 | 09:00 | 1691
1965 | 3 | 20 | 10:00 | 2552
1965 | 3 | 20 | 11:00 | 2674
1965 | 3 | 20 | 12:00 | 1997
1965 | 3 | 20 | 13:00 | 720
1965 | 3 | 20 | 14:00 | 600
1965 | 3 | 20 | 15:00 | 498
1965 | 3 | 20 | 16:00 | 226
1965 | 3 | 20 | 17:00 | 23
1965 | 3 | 20 | 18:00 | 0
1965 | 3 | 20 | 19:00 | 0
1965 | 3 | 20 | 20:00 | 0
1965 | 3 | 20 | 21:00 | 0
1965 | 3 | 20 | 22:00 | 0
1965 | 3 | 20 | 23:00 | 0
1965 | 3 | 20 | 24:00 | 0
1965 | 3 | 21 | 01:00 | 0
1965 | 3 | 21 | 02:00 | 0
1965 | 3 | 21 | 03:00 | 0
1965 | 3 | 21 | 04:00 | 0
1965 | 3 | 21 | 05:00 | 0
1965 | 3 | 21 | 06:00 | 0
1965 | 3 | 21 | 07:00 | 14
1965 | 3 | 21 | 08:00 | 873
1965 | 3 | 21 | 09:00 | 1620
1965 | 3 | 21 | 10:00 | 1485
1965 | 3 | 21 | 11:00 | 1406
1965 | 3 | 21 | 12:00 | 1759
1965 | 3 | 21 | 13:00 | 811
1965 | 3 | 21 | 14:00 | 642
1965 | 3 | 21 | 15:00 | 1078
1965 | 3 | 21 | 16:00 | 898
1965 | 3 | 21 | 17:00 | 530
1965 | 3 | 21 | 18:00 | 1
1965 | 3 | 21 | 19:00 | 0
1965 | 3 | 21 | 20:00 | 0
1965 | 3 | 21 | 21:00 | 0
1965 | 3 | 21 | 22:00 | 0
1965 | 3 | 21 | 23:00 | 0
1965 | 3 | 21 | 24:00 | 0
1965 | 3 | 22 | 01:00 | 0
1965 | 3 | 22 | 02:00 | 0
1965 | 3 | 22 | 03:00 | 0
1965 | 3 | 22 | 04:00 | 0
1965 | 3 | 22 | 05:00 | 0
1965 | 3 | 22 | 06:00 | 0
1965 | 3 | 22 | 07:00 | 50
1965 | 3 | 22 | 08:00 | 1125
1965 | 3 | 22 | 09:00 | 2084
1965 | 3 | 22 | 10:00 | 2762
1965 | 3 | 22 | 11:00 | 3212
1965 | 3 | 22 | 12:00 | 3425
1965 | 3 | 22 | 13:00 | 3388
1965 | 3 | 22 | 14:00 | 2760
1965 | 3 | 22 | 15:00 | 1947
1965 | 3 | 22 | 16:00 | 918
1965 | 3 | 22 | 17:00 | 689
1965 | 3 | 22 | 18:00 | 3
1965 | 3 | 22 | 19:00 | 0
1965 | 3 | 22 | 20:00 | 0
1965 | 3 | 22 | 21:00 | 0
1965 | 3 | 22 | 22:00 | 0
1965 | 3 | 22 | 23:00 | 0
1965 | 3 | 22 | 24:00 | 0
1965 | 3 | 23 | 01:00 | 0
1965 | 3 | 23 | 02:00 | 0
1965 | 3 | 23 | 03:00 | 0
1965 | 3 | 23 | 04:00 | 0
1965 | 3 | 23 | 05:00 | 0
1965 | 3 | 23 | 06:00 | 0
1965 | 3 | 23 | 07:00 | 1
1965 | 3 | 23 | 08:00 | 138
1965 | 3 | 23 | 09:00 | 523
1965 | 3 | 23 | 10:00 | 707
1965 | 3 | 23 | 11:00 | 796
1965 | 3 | 23 | 12:00 | 946
1965 | 3 | 23 | 13:00 | 938
1965 | 3 | 23 | 14:00 | 838
1965 | 3 | 23 | 15:00 | 789
1965 | 3 | 23 | 16:00 | 605
1965 | 3 | 23 | 17:00 | 173
1965 | 3 | 23 | 18:00 | 1
1965 | 3 | 23 | 19:00 | 0
1965 | 3 | 23 | 20:00 | 0
1965 | 3 | 23 | 21:00 | 0
1965 | 3 | 23 | 22:00 | 0
1965 | 3 | 23 | 23:00 | 0
1965 | 3 | 23 | 24:00 | 0
1965 | 3 | 24 | 01:00 | 0
1965 | 3 | 24 | 02:00 | 0
1965 | 3 | 24 | 03:00 | 0
1965 | 3 | 24 | 04:00 | 0
1965 | 3 | 24 | 05:00 | 0
1965 | 3 | 24 | 06:00 | 0
1965 | 3 | 24 | 07:00 | 14
1965 | 3 | 24 | 08:00 | 657
1965 | 3 | 24 | 09:00 | 2077
1965 | 3 | 24 | 10:00 | 2917
1965 | 3 | 24 | 11:00 | 3356
1965 | 3 | 24 | 12:00 | 3580
1965 | 3 | 24 | 13:00 | 3535
1965 | 3 | 24 | 14:00 | 3271
1965 | 3 | 24 | 15:00 | 2746
1965 | 3 | 24 | 16:00 | 1971
1965 | 3 | 24 | 17:00 | 934
1965 | 3 | 24 | 18:00 | 7
1965 | 3 | 24 | 19:00 | 0
1965 | 3 | 24 | 20:00 | 0
1965 | 3 | 24 | 21:00 | 0
1965 | 3 | 24 | 22:00 | 0
1965 | 3 | 24 | 23:00 | 0
1965 | 3 | 24 | 24:00 | 0
1965 | 3 | 25 | 01:00 | 0
1965 | 3 | 25 | 02:00 | 0
1965 | 3 | 25 | 03:00 | 0
1965 | 3 | 25 | 04:00 | 0
1965 | 3 | 25 | 05:00 | 0
1965 | 3 | 25 | 06:00 | 0
1965 | 3 | 25 | 07:00 | 82
1965 | 3 | 25 | 08:00 | 1162
1965 | 3 | 25 | 09:00 | 2121
1965 | 3 | 25 | 10:00 | 2823
1965 | 3 | 25 | 11:00 | 3228
1965 | 3 | 25 | 12:00 | 3403
1965 | 3 | 25 | 13:00 | 3333
1965 | 3 | 25 | 14:00 | 3058
1965 | 3 | 25 | 15:00 | 2563
1965 | 3 | 25 | 16:00 | 1796
1965 | 3 | 25 | 17:00 | 813
1965 | 3 | 25 | 18:00 | 2
1965 | 3 | 25 | 19:00 | 0
1965 | 3 | 25 | 20:00 | 0
1965 | 3 | 25 | 21:00 | 0
1965 | 3 | 25 | 22:00 | 0
1965 | 3 | 25 | 23:00 | 0
1965 | 3 | 25 | 24:00 | 0
1965 | 3 | 26 | 01:00 | 0
1965 | 3 | 26 | 02:00 | 0
1965 | 3 | 26 | 03:00 | 0
1965 | 3 | 26 | 04:00 | 0
1965 | 3 | 26 | 05:00 | 0
1965 | 3 | 26 | 06:00 | 0
1965 | 3 | 26 | 07:00 | 6
1965 | 3 | 26 | 08:00 | 223
1965 | 3 | 26 | 09:00 | 561
1965 | 3 | 26 | 10:00 | 824
1965 | 3 | 26 | 11:00 | 930
1965 | 3 | 26 | 12:00 | 961
1965 | 3 | 26 | 13:00 | 539
1965 | 3 | 26 | 14:00 | 954
1965 | 3 | 26 | 15:00 | 816
1965 | 3 | 26 | 16:00 | 254
1965 | 3 | 26 | 17:00 | 129
1965 | 3 | 26 | 18:00 | 0
1965 | 3 | 26 | 19:00 | 0
1965 | 3 | 26 | 20:00 | 0
1965 | 3 | 26 | 21:00 | 0
1965 | 3 | 26 | 22:00 | 0
1965 | 3 | 26 | 23:00 | 0
1965 | 3 | 26 | 24:00 | 0
1965 | 3 | 27 | 01:00 | 0
1965 | 3 | 27 | 02:00 | 0
1965 | 3 | 27 | 03:00 | 0
1965 | 3 | 27 | 04:00 | 0
1965 | 3 | 27 | 05:00 | 0
1965 | 3 | 27 | 06:00 | 0
1965 | 3 | 27 | 07:00 | 25
1965 | 3 | 27 | 08:00 | 690
1965 | 3 | 27 | 09:00 | 1452
1965 | 3 | 27 | 10:00 | 1285
1965 | 3 | 27 | 11:00 | 2522
1965 | 3 | 27 | 12:00 | 2575
1965 | 3 | 27 | 13:00 | 3129
1965 | 3 | 27 | 14:00 | 2865
1965 | 3 | 27 | 15:00 | 2301
1965 | 3 | 27 | 16:00 | 1636
1965 | 3 | 27 | 17:00 | 695
1965 | 3 | 27 | 18:00 | 2
1965 | 3 | 27 | 19:00 | 0
1965 | 3 | 27 | 20:00 | 0
1965 | 3 | 27 | 21:00 | 0
1965 | 3 | 27 | 22:00 | 0
1965 | 3 | 27 | 23:00 | 0
1965 | 3 | 27 | 24:00 | 0
1965 | 3 | 28 | 01:00 | 0
1965 | 3 | 28 | 02:00 | 0
1965 | 3 | 28 | 03:00 | 0
1965 | 3 | 28 | 04:00 | 0
1965 | 3 | 28 | 05:00 | 0
1965 | 3 | 28 | 06:00 | 0
1965 | 3 | 28 | 07:00 | 95
1965 | 3 | 28 | 08:00 | 957
1965 | 3 | 28 | 09:00 | 1583
1965 | 3 | 28 | 10:00 | 1475
1965 | 3 | 28 | 11:00 | 2704
1965 | 3 | 28 | 12:00 | 2862
1965 | 3 | 28 | 13:00 | 3063
1965 | 3 | 28 | 14:00 | 2977
1965 | 3 | 28 | 15:00 | 2505
1965 | 3 | 28 | 16:00 | 1764
1965 | 3 | 28 | 17:00 | 819
1965 | 3 | 28 | 18:00 | 4
1965 | 3 | 28 | 19:00 | 0
1965 | 3 | 28 | 20:00 | 0
1965 | 3 | 28 | 21:00 | 0
1965 | 3 | 28 | 22:00 | 0
1965 | 3 | 28 | 23:00 | 0
1965 | 3 | 28 | 24:00 | 0
1965 | 3 | 29 | 01:00 | 0
1965 | 3 | 29 | 02:00 | 0
1965 | 3 | 29 | 03:00 | 0
1965 | 3 | 29 | 04:00 | 0
1965 | 3 | 29 | 05:00 | 0
1965 | 3 | 29 | 06:00 | 0
1965 | 3 | 29 | 07:00 | 5
1965 | 3 | 29 | 08:00 | 197
1965 | 3 | 29 | 09:00 | 512
1965 | 3 | 29 | 10:00 | 935
1965 | 3 | 29 | 11:00 | 1196
1965 | 3 | 29 | 12:00 | 956
1965 | 3 | 29 | 13:00 | 1049
1965 | 3 | 29 | 14:00 | 885
1965 | 3 | 29 | 15:00 | 869
1965 | 3 | 29 | 16:00 | 597
1965 | 3 | 29 | 17:00 | 234
1965 | 3 | 29 | 18:00 | 1
1965 | 3 | 29 | 19:00 | 0
1965 | 3 | 29 | 20:00 | 0
1965 | 3 | 29 | 21:00 | 0
1965 | 3 | 29 | 22:00 | 0
1965 | 3 | 29 | 23:00 | 0
1965 | 3 | 29 | 24:00 | 0
1965 | 3 | 30 | 01:00 | 0
1965 | 3 | 30 | 02:00 | 0
1965 | 3 | 30 | 03:00 | 0
1965 | 3 | 30 | 04:00 | 0
1965 | 3 | 30 | 05:00 | 0
1965 | 3 | 30 | 06:00 | 0
1965 | 3 | 30 | 07:00 | 53
1965 | 3 | 30 | 08:00 | 683
1965 | 3 | 30 | 09:00 | 1730
1965 | 3 | 30 | 10:00 | 1481
1965 | 3 | 30 | 11:00 | 2457
1965 | 3 | 30 | 12:00 | 2764
1965 | 3 | 30 | 13:00 | 2060
1965 | 3 | 30 | 14:00 | 2528
1965 | 3 | 30 | 15:00 | 2074
1965 | 3 | 30 | 16:00 | 1448
1965 | 3 | 30 | 17:00 | 824
1965 | 3 | 30 | 18:00 | 9
1965 | 3 | 30 | 19:00 | 0
1965 | 3 | 30 | 20:00 | 0
1965 | 3 | 30 | 21:00 | 0
1965 | 3 | 30 | 22:00 | 0
1965 | 3 | 30 | 23:00 | 0
1965 | 3 | 30 | 24:00 | 0
1965 | 3 | 31 | 01:00 | 0
1965 | 3 | 31 | 02:00 | 0
1965 | 3 | 31 | 03:00 | 0
1965 | 3 | 31 | 04:00 | 0
1965 | 3 | 31 | 05:00 | 0
1965 | 3 | 31 | 06:00 | 0
1965 | 3 | 31 | 07:00 | 105
1965 | 3 | 31 | 08:00 | 1145
1965 | 3 | 31 | 09:00 | 2158
1965 | 3 | 31 | 10:00 | 2921
1965 | 3 | 31 | 11:00 | 3424
1965 | 3 | 31 | 12:00 | 3646
1965 | 3 | 31 | 13:00 | 3580
1965 | 3 | 31 | 14:00 | 3250
1965 | 3 | 31 | 15:00 | 2664
1965 | 3 | 31 | 16:00 | 1820
1965 | 3 | 31 | 17:00 | 805
1965 | 3 | 31 | 18:00 | 7
1965 | 3 | 31 | 19:00 | 0
1965 | 3 | 31 | 20:00 | 0
1965 | 3 | 31 | 21:00 | 0
1965 | 3 | 31 | 22:00 | 0
1965 | 3 | 31 | 23:00 | 0
1965 | 3 | 31 | 24:00 | 0
1985 | 4 | 1 | 01:00 | 0
1985 | 4 | 1 | 02:00 | 0
1985 | 4 | 1 | 03:00 | 0
1985 | 4 | 1 | 04:00 | 0
1985 | 4 | 1 | 05:00 | 0
1985 | 4 | 1 | 06:00 | 0
1985 | 4 | 1 | 07:00 | 29
1985 | 4 | 1 | 08:00 | 466
1985 | 4 | 1 | 09:00 | 778
1985 | 4 | 1 | 10:00 | 1102
1985 | 4 | 1 | 11:00 | 1140
1985 | 4 | 1 | 12:00 | 744
1985 | 4 | 1 | 13:00 | 723
1985 | 4 | 1 | 14:00 | 647
1985 | 4 | 1 | 15:00 | 1070
1985 | 4 | 1 | 16:00 | 667
1985 | 4 | 1 | 17:00 | 41
1985 | 4 | 1 | 18:00 | 0
1985 | 4 | 1 | 19:00 | 0
1985 | 4 | 1 | 20:00 | 0
1985 | 4 | 1 | 21:00 | 0
1985 | 4 | 1 | 22:00 | 0
1985 | 4 | 1 | 23:00 | 0
1985 | 4 | 1 | 24:00 | 0
1985 | 4 | 2 | 01:00 | 0
1985 | 4 | 2 | 02:00 | 0
1985 | 4 | 2 | 03:00 | 0
1985 | 4 | 2 | 04:00 | 0
1985 | 4 | 2 | 05:00 | 0
1985 | 4 | 2 | 06:00 | 0
1985 | 4 | 2 | 07:00 | 39
1985 | 4 | 2 | 08:00 | 802
1985 | 4 | 2 | 09:00 | 1182
1985 | 4 | 2 | 10:00 | 1723
1985 | 4 | 2 | 11:00 | 2058
1985 | 4 | 2 | 12:00 | 606
1985 | 4 | 2 | 13:00 | 1134
1985 | 4 | 2 | 14:00 | 955
1985 | 4 | 2 | 15:00 | 778
1985 | 4 | 2 | 16:00 | 601
1985 | 4 | 2 | 17:00 | 237
1985 | 4 | 2 | 18:00 | 4
1985 | 4 | 2 | 19:00 | 0
1985 | 4 | 2 | 20:00 | 0
1985 | 4 | 2 | 21:00 | 0
1985 | 4 | 2 | 22:00 | 0
1985 | 4 | 2 | 23:00 | 0
1985 | 4 | 2 | 24:00 | 0
1985 | 4 | 3 | 01:00 | 0
1985 | 4 | 3 | 02:00 | 0
1985 | 4 | 3 | 03:00 | 0
1985 | 4 | 3 | 04:00 | 0
1985 | 4 | 3 | 05:00 | 0
1985 | 4 | 3 | 06:00 | 0
1985 | 4 | 3 | 07:00 | 152
1985 | 4 | 3 | 08:00 | 1137
1985 | 4 | 3 | 09:00 | 1908
1985 | 4 | 3 | 10:00 | 2348
1985 | 4 | 3 | 11:00 | 2542
1985 | 4 | 3 | 12:00 | 1279
1985 | 4 | 3 | 13:00 | 1039
1985 | 4 | 3 | 14:00 | 679
1985 | 4 | 3 | 15:00 | 677
1985 | 4 | 3 | 16:00 | 536
1985 | 4 | 3 | 17:00 | 48
1985 | 4 | 3 | 18:00 | 0
1985 | 4 | 3 | 19:00 | 0
1985 | 4 | 3 | 20:00 | 0
1985 | 4 | 3 | 21:00 | 0
1985 | 4 | 3 | 22:00 | 0
1985 | 4 | 3 | 23:00 | 0
1985 | 4 | 3 | 24:00 | 0
1985 | 4 | 4 | 01:00 | 0
1985 | 4 | 4 | 02:00 | 0
1985 | 4 | 4 | 03:00 | 0
1985 | 4 | 4 | 04:00 | 0
1985 | 4 | 4 | 05:00 | 0
1985 | 4 | 4 | 06:00 | 0
1985 | 4 | 4 | 07:00 | 51
1985 | 4 | 4 | 08:00 | 870
1985 | 4 | 4 | 09:00 | 1197
1985 | 4 | 4 | 10:00 | 1693
1985 | 4 | 4 | 11:00 | 2636
1985 | 4 | 4 | 12:00 | 2175
1985 | 4 | 4 | 13:00 | 1591
1985 | 4 | 4 | 14:00 | 1170
1985 | 4 | 4 | 15:00 | 689
1985 | 4 | 4 | 16:00 | 632
1985 | 4 | 4 | 17:00 | 550
1985 | 4 | 4 | 18:00 | 4
1985 | 4 | 4 | 19:00 | 0
1985 | 4 | 4 | 20:00 | 0
1985 | 4 | 4 | 21:00 | 0
1985 | 4 | 4 | 22:00 | 0
1985 | 4 | 4 | 23:00 | 0
1985 | 4 | 4 | 24:00 | 0
1985 | 4 | 5 | 01:00 | 0
1985 | 4 | 5 | 02:00 | 0
1985 | 4 | 5 | 03:00 | 0
1985 | 4 | 5 | 04:00 | 0
1985 | 4 | 5 | 05:00 | 0
1985 | 4 | 5 | 06:00 | 0
1985 | 4 | 5 | 07:00 | 6
1985 | 4 | 5 | 08:00 | 150
1985 | 4 | 5 | 09:00 | 773
1985 | 4 | 5 | 10:00 | 975
1985 | 4 | 5 | 11:00 | 866
1985 | 4 | 5 | 12:00 | 908
1985 | 4 | 5 | 13:00 | 1217
1985 | 4 | 5 | 14:00 | 888
1985 | 4 | 5 | 15:00 | 781
1985 | 4 | 5 | 16:00 | 585
1985 | 4 | 5 | 17:00 | 292
1985 | 4 | 5 | 18:00 | 4
1985 | 4 | 5 | 19:00 | 0
1985 | 4 | 5 | 20:00 | 0
1985 | 4 | 5 | 21:00 | 0
1985 | 4 | 5 | 22:00 | 0
1985 | 4 | 5 | 23:00 | 0
1985 | 4 | 5 | 24:00 | 0
1985 | 4 | 6 | 01:00 | 0
1985 | 4 | 6 | 02:00 | 0
1985 | 4 | 6 | 03:00 | 0
1985 | 4 | 6 | 04:00 | 0
1985 | 4 | 6 | 05:00 | 0
1985 | 4 | 6 | 06:00 | 0
1985 | 4 | 6 | 07:00 | 4
1985 | 4 | 6 | 08:00 | 83
1985 | 4 | 6 | 09:00 | 745
1985 | 4 | 6 | 10:00 | 501
1985 | 4 | 6 | 11:00 | 1006
1985 | 4 | 6 | 12:00 | 618
1985 | 4 | 6 | 13:00 | 622
1985 | 4 | 6 | 14:00 | 1319
1985 | 4 | 6 | 15:00 | 1412
1985 | 4 | 6 | 16:00 | 1415
1985 | 4 | 6 | 17:00 | 712
1985 | 4 | 6 | 18:00 | 6
1985 | 4 | 6 | 19:00 | 0
1985 | 4 | 6 | 20:00 | 0
1985 | 4 | 6 | 21:00 | 0
1985 | 4 | 6 | 22:00 | 0
1985 | 4 | 6 | 23:00 | 0
1985 | 4 | 6 | 24:00 | 0
1985 | 4 | 7 | 01:00 | 0
1985 | 4 | 7 | 02:00 | 0
1985 | 4 | 7 | 03:00 | 0
1985 | 4 | 7 | 04:00 | 0
1985 | 4 | 7 | 05:00 | 0
1985 | 4 | 7 | 06:00 | 0
1985 | 4 | 7 | 07:00 | 69
1985 | 4 | 7 | 08:00 | 987
1985 | 4 | 7 | 09:00 | 1844
1985 | 4 | 7 | 10:00 | 2492
1985 | 4 | 7 | 11:00 | 2934
1985 | 4 | 7 | 12:00 | 3026
1985 | 4 | 7 | 13:00 | 2880
1985 | 4 | 7 | 14:00 | 2707
1985 | 4 | 7 | 15:00 | 2079
1985 | 4 | 7 | 16:00 | 1577
1985 | 4 | 7 | 17:00 | 661
1985 | 4 | 7 | 18:00 | 10
1985 | 4 | 7 | 19:00 | 0
1985 | 4 | 7 | 20:00 | 0
1985 | 4 | 7 | 21:00 | 0
1985 | 4 | 7 | 22:00 | 0
1985 | 4 | 7 | 23:00 | 0
1985 | 4 | 7 | 24:00 | 0
1985 | 4 | 8 | 01:00 | 0
1985 | 4 | 8 | 02:00 | 0
1985 | 4 | 8 | 03:00 | 0
1985 | 4 | 8 | 04:00 | 0
1985 | 4 | 8 | 05:00 | 0
1985 | 4 | 8 | 06:00 | 0
1985 | 4 | 8 | 07:00 | 21
1985 | 4 | 8 | 08:00 | 1079
1985 | 4 | 8 | 09:00 | 1853
1985 | 4 | 8 | 10:00 | 2519
1985 | 4 | 8 | 11:00 | 2841
1985 | 4 | 8 | 12:00 | 2899
1985 | 4 | 8 | 13:00 | 2344
1985 | 4 | 8 | 14:00 | 2413
1985 | 4 | 8 | 15:00 | 681
1985 | 4 | 8 | 16:00 | 1277
1985 | 4 | 8 | 17:00 | 583
1985 | 4 | 8 | 18:00 | 1
1985 | 4 | 8 | 19:00 | 0
1985 | 4 | 8 | 20:00 | 0
1985 | 4 | 8 | 21:00 | 0
1985 | 4 | 8 | 22:00 | 0
1985 | 4 | 8 | 23:00 | 0
1985 | 4 | 8 | 24:00 | 0
1985 | 4 | 9 | 01:00 | 0
1985 | 4 | 9 | 02:00 | 0
1985 | 4 | 9 | 03:00 | 0
1985 | 4 | 9 | 04:00 | 0
1985 | 4 | 9 | 05:00 | 0
1985 | 4 | 9 | 06:00 | 0
1985 | 4 | 9 | 07:00 | 280
1985 | 4 | 9 | 08:00 | 1292
1985 | 4 | 9 | 09:00 | 2082
1985 | 4 | 9 | 10:00 | 2473
1985 | 4 | 9 | 11:00 | 3049
1985 | 4 | 9 | 12:00 | 3133
1985 | 4 | 9 | 13:00 | 2557
1985 | 4 | 9 | 14:00 | 1962
1985 | 4 | 9 | 15:00 | 1940
1985 | 4 | 9 | 16:00 | 1696
1985 | 4 | 9 | 17:00 | 638
1985 | 4 | 9 | 18:00 | 5
1985 | 4 | 9 | 19:00 | 0
1985 | 4 | 9 | 20:00 | 0
1985 | 4 | 9 | 21:00 | 0
1985 | 4 | 9 | 22:00 | 0
1985 | 4 | 9 | 23:00 | 0
1985 | 4 | 9 | 24:00 | 0
1985 | 4 | 10 | 01:00 | 0
1985 | 4 | 10 | 02:00 | 0
1985 | 4 | 10 | 03:00 | 0
1985 | 4 | 10 | 04:00 | 0
1985 | 4 | 10 | 05:00 | 0
1985 | 4 | 10 | 06:00 | 0
1985 | 4 | 10 | 07:00 | 334
1985 | 4 | 10 | 08:00 | 1334
1985 | 4 | 10 | 09:00 | 2224
1985 | 4 | 10 | 10:00 | 2825
1985 | 4 | 10 | 11:00 | 3190
1985 | 4 | 10 | 12:00 | 3147
1985 | 4 | 10 | 13:00 | 3071
1985 | 4 | 10 | 14:00 | 2940
1985 | 4 | 10 | 15:00 | 2249
1985 | 4 | 10 | 16:00 | 1617
1985 | 4 | 10 | 17:00 | 790
1985 | 4 | 10 | 18:00 | 4
1985 | 4 | 10 | 19:00 | 0
1985 | 4 | 10 | 20:00 | 0
1985 | 4 | 10 | 21:00 | 0
1985 | 4 | 10 | 22:00 | 0
1985 | 4 | 10 | 23:00 | 0
1985 | 4 | 10 | 24:00 | 0
1985 | 4 | 11 | 01:00 | 0
1985 | 4 | 11 | 02:00 | 0
1985 | 4 | 11 | 03:00 | 0
1985 | 4 | 11 | 04:00 | 0
1985 | 4 | 11 | 05:00 | 0
1985 | 4 | 11 | 06:00 | 0
1985 | 4 | 11 | 07:00 | 93
1985 | 4 | 11 | 08:00 | 1201
1985 | 4 | 11 | 09:00 | 1949
1985 | 4 | 11 | 10:00 | 2497
1985 | 4 | 11 | 11:00 | 2524
1985 | 4 | 11 | 12:00 | 2633
1985 | 4 | 11 | 13:00 | 2783
1985 | 4 | 11 | 14:00 | 2063
1985 | 4 | 11 | 15:00 | 1689
1985 | 4 | 11 | 16:00 | 945
1985 | 4 | 11 | 17:00 | 427
1985 | 4 | 11 | 18:00 | 0
1985 | 4 | 11 | 19:00 | 0
1985 | 4 | 11 | 20:00 | 0
1985 | 4 | 11 | 21:00 | 0
1985 | 4 | 11 | 22:00 | 0
1985 | 4 | 11 | 23:00 | 0
1985 | 4 | 11 | 24:00 | 0
1985 | 4 | 12 | 01:00 | 0
1985 | 4 | 12 | 02:00 | 0
1985 | 4 | 12 | 03:00 | 0
1985 | 4 | 12 | 04:00 | 0
1985 | 4 | 12 | 05:00 | 0
1985 | 4 | 12 | 06:00 | 0
1985 | 4 | 12 | 07:00 | 341
1985 | 4 | 12 | 08:00 | 1277
1985 | 4 | 12 | 09:00 | 2134
1985 | 4 | 12 | 10:00 | 2782
1985 | 4 | 12 | 11:00 | 3124
1985 | 4 | 12 | 12:00 | 3308
1985 | 4 | 12 | 13:00 | 3296
1985 | 4 | 12 | 14:00 | 2944
1985 | 4 | 12 | 15:00 | 2473
1985 | 4 | 12 | 16:00 | 1743
1985 | 4 | 12 | 17:00 | 826
1985 | 4 | 12 | 18:00 | 5
1985 | 4 | 12 | 19:00 | 0
1985 | 4 | 12 | 20:00 | 0
1985 | 4 | 12 | 21:00 | 0
1985 | 4 | 12 | 22:00 | 0
1985 | 4 | 12 | 23:00 | 0
1985 | 4 | 12 | 24:00 | 0
1985 | 4 | 13 | 01:00 | 0
1985 | 4 | 13 | 02:00 | 0
1985 | 4 | 13 | 03:00 | 0
1985 | 4 | 13 | 04:00 | 0
1985 | 4 | 13 | 05:00 | 0
1985 | 4 | 13 | 06:00 | 0
1985 | 4 | 13 | 07:00 | 276
1985 | 4 | 13 | 08:00 | 1093
1985 | 4 | 13 | 09:00 | 1976
1985 | 4 | 13 | 10:00 | 2362
1985 | 4 | 13 | 11:00 | 2797
1985 | 4 | 13 | 12:00 | 2522
1985 | 4 | 13 | 13:00 | 2421
1985 | 4 | 13 | 14:00 | 2380
1985 | 4 | 13 | 15:00 | 1771
1985 | 4 | 13 | 16:00 | 1209
1985 | 4 | 13 | 17:00 | 35
1985 | 4 | 13 | 18:00 | 0
1985 | 4 | 13 | 19:00 | 0
1985 | 4 | 13 | 20:00 | 0
1985 | 4 | 13 | 21:00 | 0
1985 | 4 | 13 | 22:00 | 0
1985 | 4 | 13 | 23:00 | 0
1985 | 4 | 13 | 24:00 | 0
1985 | 4 | 14 | 01:00 | 0
1985 | 4 | 14 | 02:00 | 0
1985 | 4 | 14 | 03:00 | 0
1985 | 4 | 14 | 04:00 | 0
1985 | 4 | 14 | 05:00 | 0
1985 | 4 | 14 | 06:00 | 0
1985 | 4 | 14 | 07:00 | 23
1985 | 4 | 14 | 08:00 | 387
1985 | 4 | 14 | 09:00 | 655
1985 | 4 | 14 | 10:00 | 972
1985 | 4 | 14 | 11:00 | 1044
1985 | 4 | 14 | 12:00 | 1111
1985 | 4 | 14 | 13:00 | 1142
1985 | 4 | 14 | 14:00 | 1004
1985 | 4 | 14 | 15:00 | 506
1985 | 4 | 14 | 16:00 | 689
1985 | 4 | 14 | 17:00 | 264
1985 | 4 | 14 | 18:00 | 6
1985 | 4 | 14 | 19:00 | 0
1985 | 4 | 14 | 20:00 | 0
1985 | 4 | 14 | 21:00 | 0
1985 | 4 | 14 | 22:00 | 0
1985 | 4 | 14 | 23:00 | 0
1985 | 4 | 14 | 24:00 | 0
1985 | 4 | 15 | 01:00 | 0
1985 | 4 | 15 | 02:00 | 0
1985 | 4 | 15 | 03:00 | 0
1985 | 4 | 15 | 04:00 | 0
1985 | 4 | 15 | 05:00 | 0
1985 | 4 | 15 | 06:00 | 0
1985 | 4 | 15 | 07:00 | 108
1985 | 4 | 15 | 08:00 | 396
1985 | 4 | 15 | 09:00 | 906
1985 | 4 | 15 | 10:00 | 1644
1985 | 4 | 15 | 11:00 | 1364
1985 | 4 | 15 | 12:00 | 1272
1985 | 4 | 15 | 13:00 | 1771
1985 | 4 | 15 | 14:00 | 1972
1985 | 4 | 15 | 15:00 | 1087
1985 | 4 | 15 | 16:00 | 609
1985 | 4 | 15 | 17:00 | 541
1985 | 4 | 15 | 18:00 | 2
1985 | 4 | 15 | 19:00 | 0
1985 | 4 | 15 | 20:00 | 0
1985 | 4 | 15 | 21:00 | 0
1985 | 4 | 15 | 22:00 | 0
1985 | 4 | 15 | 23:00 | 0
1985 | 4 | 15 | 24:00 | 0
1985 | 4 | 16 | 01:00 | 0
1985 | 4 | 16 | 02:00 | 0
1985 | 4 | 16 | 03:00 | 0
1985 | 4 | 16 | 04:00 | 0
1985 | 4 | 16 | 05:00 | 0
1985 | 4 | 16 | 06:00 | 0
1985 | 4 | 16 | 07:00 | 37
1985 | 4 | 16 | 08:00 | 478
1985 | 4 | 16 | 09:00 | 996
1985 | 4 | 16 | 10:00 | 2039
1985 | 4 | 16 | 11:00 | 1494
1985 | 4 | 16 | 12:00 | 2030
1985 | 4 | 16 | 13:00 | 2079
1985 | 4 | 16 | 14:00 | 1485
1985 | 4 | 16 | 15:00 | 1720
1985 | 4 | 16 | 16:00 | 1235
1985 | 4 | 16 | 17:00 | 279
1985 | 4 | 16 | 18:00 | 3
1985 | 4 | 16 | 19:00 | 0
1985 | 4 | 16 | 20:00 | 0
1985 | 4 | 16 | 21:00 | 0
1985 | 4 | 16 | 22:00 | 0
1985 | 4 | 16 | 23:00 | 0
1985 | 4 | 16 | 24:00 | 0
1985 | 4 | 17 | 01:00 | 0
1985 | 4 | 17 | 02:00 | 0
1985 | 4 | 17 | 03:00 | 0
1985 | 4 | 17 | 04:00 | 0
1985 | 4 | 17 | 05:00 | 0
1985 | 4 | 17 | 06:00 | 0
1985 | 4 | 17 | 07:00 | 367
1985 | 4 | 17 | 08:00 | 1237
1985 | 4 | 17 | 09:00 | 2136
1985 | 4 | 17 | 10:00 | 2749
1985 | 4 | 17 | 11:00 | 3156
1985 | 4 | 17 | 12:00 | 3307
1985 | 4 | 17 | 13:00 | 3236
1985 | 4 | 17 | 14:00 | 2949
1985 | 4 | 17 | 15:00 | 2429
1985 | 4 | 17 | 16:00 | 1658
1985 | 4 | 17 | 17:00 | 764
1985 | 4 | 17 | 18:00 | 12
1985 | 4 | 17 | 19:00 | 0
1985 | 4 | 17 | 20:00 | 0
1985 | 4 | 17 | 21:00 | 0
1985 | 4 | 17 | 22:00 | 0
1985 | 4 | 17 | 23:00 | 0
1985 | 4 | 17 | 24:00 | 0
1985 | 4 | 18 | 01:00 | 0
1985 | 4 | 18 | 02:00 | 0
1985 | 4 | 18 | 03:00 | 0
1985 | 4 | 18 | 04:00 | 0
1985 | 4 | 18 | 05:00 | 0
1985 | 4 | 18 | 06:00 | 0
1985 | 4 | 18 | 07:00 | 16
1985 | 4 | 18 | 08:00 | 232
1985 | 4 | 18 | 09:00 | 542
1985 | 4 | 18 | 10:00 | 979
1985 | 4 | 18 | 11:00 | 977
1985 | 4 | 18 | 12:00 | 1172
1985 | 4 | 18 | 13:00 | 927
1985 | 4 | 18 | 14:00 | 1039
1985 | 4 | 18 | 15:00 | 885
1985 | 4 | 18 | 16:00 | 604
1985 | 4 | 18 | 17:00 | 264
1985 | 4 | 18 | 18:00 | 2
1985 | 4 | 18 | 19:00 | 0
1985 | 4 | 18 | 20:00 | 0
1985 | 4 | 18 | 21:00 | 0
1985 | 4 | 18 | 22:00 | 0
1985 | 4 | 18 | 23:00 | 0
1985 | 4 | 18 | 24:00 | 0
1985 | 4 | 19 | 01:00 | 0
1985 | 4 | 19 | 02:00 | 0
1985 | 4 | 19 | 03:00 | 0
1985 | 4 | 19 | 04:00 | 0
1985 | 4 | 19 | 05:00 | 0
1985 | 4 | 19 | 06:00 | 0
1985 | 4 | 19 | 07:00 | 57
1985 | 4 | 19 | 08:00 | 437
1985 | 4 | 19 | 09:00 | 748
1985 | 4 | 19 | 10:00 | 855
1985 | 4 | 19 | 11:00 | 1485
1985 | 4 | 19 | 12:00 | 1685
1985 | 4 | 19 | 13:00 | 2318
1985 | 4 | 19 | 14:00 | 707
1985 | 4 | 19 | 15:00 | 840
1985 | 4 | 19 | 16:00 | 448
1985 | 4 | 19 | 17:00 | 29
1985 | 4 | 19 | 18:00 | 3
1985 | 4 | 19 | 19:00 | 0
1985 | 4 | 19 | 20:00 | 0
1985 | 4 | 19 | 21:00 | 0
1985 | 4 | 19 | 22:00 | 0
1985 | 4 | 19 | 23:00 | 0
1985 | 4 | 19 | 24:00 | 0
1985 | 4 | 20 | 01:00 | 0
1985 | 4 | 20 | 02:00 | 0
1985 | 4 | 20 | 03:00 | 0
1985 | 4 | 20 | 04:00 | 0
1985 | 4 | 20 | 05:00 | 0
1985 | 4 | 20 | 06:00 | 1
1985 | 4 | 20 | 07:00 | 388
1985 | 4 | 20 | 08:00 | 1111
1985 | 4 | 20 | 09:00 | 1864
1985 | 4 | 20 | 10:00 | 2486
1985 | 4 | 20 | 11:00 | 2570
1985 | 4 | 20 | 12:00 | 2630
1985 | 4 | 20 | 13:00 | 2806
1985 | 4 | 20 | 14:00 | 2593
1985 | 4 | 20 | 15:00 | 2044
1985 | 4 | 20 | 16:00 | 1426
1985 | 4 | 20 | 17:00 | 722
1985 | 4 | 20 | 18:00 | 11
1985 | 4 | 20 | 19:00 | 0
1985 | 4 | 20 | 20:00 | 0
1985 | 4 | 20 | 21:00 | 0
1985 | 4 | 20 | 22:00 | 0
1985 | 4 | 20 | 23:00 | 0
1985 | 4 | 20 | 24:00 | 0
1985 | 4 | 21 | 01:00 | 0
1985 | 4 | 21 | 02:00 | 0
1985 | 4 | 21 | 03:00 | 0
1985 | 4 | 21 | 04:00 | 0
1985 | 4 | 21 | 05:00 | 0
1985 | 4 | 21 | 06:00 | 0
1985 | 4 | 21 | 07:00 | 104
1985 | 4 | 21 | 08:00 | 464
1985 | 4 | 21 | 09:00 | 564
1985 | 4 | 21 | 10:00 | 2136
1985 | 4 | 21 | 11:00 | 2361
1985 | 4 | 21 | 12:00 | 2807
1985 | 4 | 21 | 13:00 | 2661
1985 | 4 | 21 | 14:00 | 2069
1985 | 4 | 21 | 15:00 | 2071
1985 | 4 | 21 | 16:00 | 1354
1985 | 4 | 21 | 17:00 | 664
1985 | 4 | 21 | 18:00 | 10
1985 | 4 | 21 | 19:00 | 0
1985 | 4 | 21 | 20:00 | 0
1985 | 4 | 21 | 21:00 | 0
1985 | 4 | 21 | 22:00 | 0
1985 | 4 | 21 | 23:00 | 0
1985 | 4 | 21 | 24:00 | 0
1985 | 4 | 22 | 01:00 | 0
1985 | 4 | 22 | 02:00 | 0
1985 | 4 | 22 | 03:00 | 0
1985 | 4 | 22 | 04:00 | 0
1985 | 4 | 22 | 05:00 | 0
1985 | 4 | 22 | 06:00 | 0
1985 | 4 | 22 | 07:00 | 99
1985 | 4 | 22 | 08:00 | 731
1985 | 4 | 22 | 09:00 | 917
1985 | 4 | 22 | 10:00 | 683
1985 | 4 | 22 | 11:00 | 502
1985 | 4 | 22 | 12:00 | 1079
1985 | 4 | 22 | 13:00 | 812
1985 | 4 | 22 | 14:00 | 932
1985 | 4 | 22 | 15:00 | 688
1985 | 4 | 22 | 16:00 | 1322
1985 | 4 | 22 | 17:00 | 699
1985 | 4 | 22 | 18:00 | 8
1985 | 4 | 22 | 19:00 | 0
1985 | 4 | 22 | 20:00 | 0
1985 | 4 | 22 | 21:00 | 0
1985 | 4 | 22 | 22:00 | 0
1985 | 4 | 22 | 23:00 | 0
1985 | 4 | 22 | 24:00 | 0
1985 | 4 | 23 | 01:00 | 0
1985 | 4 | 23 | 02:00 | 0
1985 | 4 | 23 | 03:00 | 0
1985 | 4 | 23 | 04:00 | 0
1985 | 4 | 23 | 05:00 | 0
1985 | 4 | 23 | 06:00 | 1
1985 | 4 | 23 | 07:00 | 122
1985 | 4 | 23 | 08:00 | 308
1985 | 4 | 23 | 09:00 | 766
1985 | 4 | 23 | 10:00 | 1173
1985 | 4 | 23 | 11:00 | 1258
1985 | 4 | 23 | 12:00 | 1148
1985 | 4 | 23 | 13:00 | 2442
1985 | 4 | 23 | 14:00 | 2665
1985 | 4 | 23 | 15:00 | 2000
1985 | 4 | 23 | 16:00 | 1434
1985 | 4 | 23 | 17:00 | 735
1985 | 4 | 23 | 18:00 | 13
1985 | 4 | 23 | 19:00 | 0
1985 | 4 | 23 | 20:00 | 0
1985 | 4 | 23 | 21:00 | 0
1985 | 4 | 23 | 22:00 | 0
1985 | 4 | 23 | 23:00 | 0
1985 | 4 | 23 | 24:00 | 0
1985 | 4 | 24 | 01:00 | 0
1985 | 4 | 24 | 02:00 | 0
1985 | 4 | 24 | 03:00 | 0
1985 | 4 | 24 | 04:00 | 0
1985 | 4 | 24 | 05:00 | 0
1985 | 4 | 24 | 06:00 | 0
1985 | 4 | 24 | 07:00 | 13
1985 | 4 | 24 | 08:00 | 555
1985 | 4 | 24 | 09:00 | 709
1985 | 4 | 24 | 10:00 | 876
1985 | 4 | 24 | 11:00 | 1073
1985 | 4 | 24 | 12:00 | 1069
1985 | 4 | 24 | 13:00 | 2580
1985 | 4 | 24 | 14:00 | 2657
1985 | 4 | 24 | 15:00 | 2205
1985 | 4 | 24 | 16:00 | 1500
1985 | 4 | 24 | 17:00 | 695
1985 | 4 | 24 | 18:00 | 16
1985 | 4 | 24 | 19:00 | 0
1985 | 4 | 24 | 20:00 | 0
1985 | 4 | 24 | 21:00 | 0
1985 | 4 | 24 | 22:00 | 0
1985 | 4 | 24 | 23:00 | 0
1985 | 4 | 24 | 24:00 | 0
1985 | 4 | 25 | 01:00 | 0
1985 | 4 | 25 | 02:00 | 0
1985 | 4 | 25 | 03:00 | 0
1985 | 4 | 25 | 04:00 | 0
1985 | 4 | 25 | 05:00 | 0
1985 | 4 | 25 | 06:00 | 1
1985 | 4 | 25 | 07:00 | 423
1985 | 4 | 25 | 08:00 | 1191
1985 | 4 | 25 | 09:00 | 1957
1985 | 4 | 25 | 10:00 | 2465
1985 | 4 | 25 | 11:00 | 2757
1985 | 4 | 25 | 12:00 | 2883
1985 | 4 | 25 | 13:00 | 2480
1985 | 4 | 25 | 14:00 | 2278
1985 | 4 | 25 | 15:00 | 1984
1985 | 4 | 25 | 16:00 | 1332
1985 | 4 | 25 | 17:00 | 575
1985 | 4 | 25 | 18:00 | 22
1985 | 4 | 25 | 19:00 | 0
1985 | 4 | 25 | 20:00 | 0
1985 | 4 | 25 | 21:00 | 0
1985 | 4 | 25 | 22:00 | 0
1985 | 4 | 25 | 23:00 | 0
1985 | 4 | 25 | 24:00 | 0
1985 | 4 | 26 | 01:00 | 0
1985 | 4 | 26 | 02:00 | 0
1985 | 4 | 26 | 03:00 | 0
1985 | 4 | 26 | 04:00 | 0
1985 | 4 | 26 | 05:00 | 0
1985 | 4 | 26 | 06:00 | 1
1985 | 4 | 26 | 07:00 | 370
1985 | 4 | 26 | 08:00 | 1125
1985 | 4 | 26 | 09:00 | 1793
1985 | 4 | 26 | 10:00 | 2398
1985 | 4 | 26 | 11:00 | 2865
1985 | 4 | 26 | 12:00 | 2999
1985 | 4 | 26 | 13:00 | 2823
1985 | 4 | 26 | 14:00 | 2422
1985 | 4 | 26 | 15:00 | 1436
1985 | 4 | 26 | 16:00 | 1038
1985 | 4 | 26 | 17:00 | 607
1985 | 4 | 26 | 18:00 | 9
1985 | 4 | 26 | 19:00 | 0
1985 | 4 | 26 | 20:00 | 0
1985 | 4 | 26 | 21:00 | 0
1985 | 4 | 26 | 22:00 | 0
1985 | 4 | 26 | 23:00 | 0
1985 | 4 | 26 | 24:00 | 0
1985 | 4 | 27 | 01:00 | 0
1985 | 4 | 27 | 02:00 | 0
1985 | 4 | 27 | 03:00 | 0
1985 | 4 | 27 | 04:00 | 0
1985 | 4 | 27 | 05:00 | 0
1985 | 4 | 27 | 06:00 | 0
1985 | 4 | 27 | 07:00 | 249
1985 | 4 | 27 | 08:00 | 731
1985 | 4 | 27 | 09:00 | 1088
1985 | 4 | 27 | 10:00 | 1116
1985 | 4 | 27 | 11:00 | 2056
1985 | 4 | 27 | 12:00 | 2249
1985 | 4 | 27 | 13:00 | 1322
1985 | 4 | 27 | 14:00 | 2602
1985 | 4 | 27 | 15:00 | 2071
1985 | 4 | 27 | 16:00 | 1620
1985 | 4 | 27 | 17:00 | 761
1985 | 4 | 27 | 18:00 | 6
1985 | 4 | 27 | 19:00 | 0
1985 | 4 | 27 | 20:00 | 0
1985 | 4 | 27 | 21:00 | 0
1985 | 4 | 27 | 22:00 | 0
1985 | 4 | 27 | 23:00 | 0
1985 | 4 | 27 | 24:00 | 0
1985 | 4 | 28 | 01:00 | 0
1985 | 4 | 28 | 02:00 | 0
1985 | 4 | 28 | 03:00 | 0
1985 | 4 | 28 | 04:00 | 0
1985 | 4 | 28 | 05:00 | 0
1985 | 4 | 28 | 06:00 | 3
1985 | 4 | 28 | 07:00 | 396
1985 | 4 | 28 | 08:00 | 893
1985 | 4 | 28 | 09:00 | 1266
1985 | 4 | 28 | 10:00 | 1214
1985 | 4 | 28 | 11:00 | 1851
1985 | 4 | 28 | 12:00 | 1857
1985 | 4 | 28 | 13:00 | 774
1985 | 4 | 28 | 14:00 | 760
1985 | 4 | 28 | 15:00 | 400
1985 | 4 | 28 | 16:00 | 132
1985 | 4 | 28 | 17:00 | 29
1985 | 4 | 28 | 18:00 | 2
1985 | 4 | 28 | 19:00 | 0
1985 | 4 | 28 | 20:00 | 0
1985 | 4 | 28 | 21:00 | 0
1985 | 4 | 28 | 22:00 | 0
1985 | 4 | 28 | 23:00 | 0
1985 | 4 | 28 | 24:00 | 0
1985 | 4 | 29 | 01:00 | 0
1985 | 4 | 29 | 02:00 | 0
1985 | 4 | 29 | 03:00 | 0
1985 | 4 | 29 | 04:00 | 0
1985 | 4 | 29 | 05:00 | 0
1985 | 4 | 29 | 06:00 | 1
1985 | 4 | 29 | 07:00 | 287
1985 | 4 | 29 | 08:00 | 1134
1985 | 4 | 29 | 09:00 | 1857
1985 | 4 | 29 | 10:00 | 2495
1985 | 4 | 29 | 11:00 | 2828
1985 | 4 | 29 | 12:00 | 2939
1985 | 4 | 29 | 13:00 | 2858
1985 | 4 | 29 | 14:00 | 2682
1985 | 4 | 29 | 15:00 | 2295
1985 | 4 | 29 | 16:00 | 1567
1985 | 4 | 29 | 17:00 | 735
1985 | 4 | 29 | 18:00 | 8
1985 | 4 | 29 | 19:00 | 0
1985 | 4 | 29 | 20:00 | 0
1985 | 4 | 29 | 21:00 | 0
1985 | 4 | 29 | 22:00 | 0
1985 | 4 | 29 | 23:00 | 0
1985 | 4 | 29 | 24:00 | 0
1985 | 4 | 30 | 01:00 | 0
1985 | 4 | 30 | 02:00 | 0
1985 | 4 | 30 | 03:00 | 0
1985 | 4 | 30 | 04:00 | 0
1985 | 4 | 30 | 05:00 | 0
1985 | 4 | 30 | 06:00 | 1
1985 | 4 | 30 | 07:00 | 420
1985 | 4 | 30 | 08:00 | 1177
1985 | 4 | 30 | 09:00 | 1925
1985 | 4 | 30 | 10:00 | 2147
1985 | 4 | 30 | 11:00 | 2612
1985 | 4 | 30 | 12:00 | 2428
1985 | 4 | 30 | 13:00 | 2009
1985 | 4 | 30 | 14:00 | 2561
1985 | 4 | 30 | 15:00 | 2180
1985 | 4 | 30 | 16:00 | 1495
1985 | 4 | 30 | 17:00 | 700
1985 | 4 | 30 | 18:00 | 32
1985 | 4 | 30 | 19:00 | 0
1985 | 4 | 30 | 20:00 | 0
1985 | 4 | 30 | 21:00 | 0
1985 | 4 | 30 | 22:00 | 0
1985 | 4 | 30 | 23:00 | 0
1985 | 4 | 30 | 24:00 | 0
1987 | 5 | 1 | 01:00 | 0
1987 | 5 | 1 | 02:00 | 0
1987 | 5 | 1 | 03:00 | 0
1987 | 5 | 1 | 04:00 | 0
1987 | 5 | 1 | 05:00 | 0
1987 | 5 | 1 | 06:00 | 2
1987 | 5 | 1 | 07:00 | 417
1987 | 5 | 1 | 08:00 | 974
1987 | 5 | 1 | 09:00 | 1919
1987 | 5 | 1 | 10:00 | 2412
1987 | 5 | 1 | 11:00 | 2504
1987 | 5 | 1 | 12:00 | 2863
1987 | 5 | 1 | 13:00 | 1995
1987 | 5 | 1 | 14:00 | 2250
1987 | 5 | 1 | 15:00 | 1335
1987 | 5 | 1 | 16:00 | 977
1987 | 5 | 1 | 17:00 | 754
1987 | 5 | 1 | 18:00 | 24
1987 | 5 | 1 | 19:00 | 0
1987 | 5 | 1 | 20:00 | 0
1987 | 5 | 1 | 21:00 | 0
1987 | 5 | 1 | 22:00 | 0
1987 | 5 | 1 | 23:00 | 0
1987 | 5 | 1 | 24:00 | 0
1987 | 5 | 2 | 01:00 | 0
1987 | 5 | 2 | 02:00 | 0
1987 | 5 | 2 | 03:00 | 0
1987 | 5 | 2 | 04:00 | 0
1987 | 5 | 2 | 05:00 | 0
1987 | 5 | 2 | 06:00 | 3
1987 | 5 | 2 | 07:00 | 430
1987 | 5 | 2 | 08:00 | 1241
1987 | 5 | 2 | 09:00 | 2029
1987 | 5 | 2 | 10:00 | 2507
1987 | 5 | 2 | 11:00 | 2613
1987 | 5 | 2 | 12:00 | 2997
1987 | 5 | 2 | 13:00 | 2192
1987 | 5 | 2 | 14:00 | 2404
1987 | 5 | 2 | 15:00 | 1464
1987 | 5 | 2 | 16:00 | 1019
1987 | 5 | 2 | 17:00 | 535
1987 | 5 | 2 | 18:00 | 43
1987 | 5 | 2 | 19:00 | 0
1987 | 5 | 2 | 20:00 | 0
1987 | 5 | 2 | 21:00 | 0
1987 | 5 | 2 | 22:00 | 0
1987 | 5 | 2 | 23:00 | 0
1987 | 5 | 2 | 24:00 | 0
1987 | 5 | 3 | 01:00 | 0
1987 | 5 | 3 | 02:00 | 0
1987 | 5 | 3 | 03:00 | 0
1987 | 5 | 3 | 04:00 | 0
1987 | 5 | 3 | 05:00 | 0
1987 | 5 | 3 | 06:00 | 3
1987 | 5 | 3 | 07:00 | 444
1987 | 5 | 3 | 08:00 | 692
1987 | 5 | 3 | 09:00 | 1521
1987 | 5 | 3 | 10:00 | 2184
1987 | 5 | 3 | 11:00 | 2161
1987 | 5 | 3 | 12:00 | 1506
1987 | 5 | 3 | 13:00 | 1182
1987 | 5 | 3 | 14:00 | 1269
1987 | 5 | 3 | 15:00 | 485
1987 | 5 | 3 | 16:00 | 505
1987 | 5 | 3 | 17:00 | 200
1987 | 5 | 3 | 18:00 | 12
1987 | 5 | 3 | 19:00 | 0
1987 | 5 | 3 | 20:00 | 0
1987 | 5 | 3 | 21:00 | 0
1987 | 5 | 3 | 22:00 | 0
1987 | 5 | 3 | 23:00 | 0
1987 | 5 | 3 | 24:00 | 0
1987 | 5 | 4 | 01:00 | 0
1987 | 5 | 4 | 02:00 | 0
1987 | 5 | 4 | 03:00 | 0
1987 | 5 | 4 | 04:00 | 0
1987 | 5 | 4 | 05:00 | 0
1987 | 5 | 4 | 06:00 | 1
1987 | 5 | 4 | 07:00 | 453
1987 | 5 | 4 | 08:00 | 877
1987 | 5 | 4 | 09:00 | 1556
1987 | 5 | 4 | 10:00 | 1787
1987 | 5 | 4 | 11:00 | 1846
1987 | 5 | 4 | 12:00 | 1970
1987 | 5 | 4 | 13:00 | 2307
1987 | 5 | 4 | 14:00 | 1799
1987 | 5 | 4 | 15:00 | 1274
1987 | 5 | 4 | 16:00 | 801
1987 | 5 | 4 | 17:00 | 308
1987 | 5 | 4 | 18:00 | 12
1987 | 5 | 4 | 19:00 | 0
1987 | 5 | 4 | 20:00 | 0
1987 | 5 | 4 | 21:00 | 0
1987 | 5 | 4 | 22:00 | 0
1987 | 5 | 4 | 23:00 | 0
1987 | 5 | 4 | 24:00 | 0
1987 | 5 | 5 | 01:00 | 0
1987 | 5 | 5 | 02:00 | 0
1987 | 5 | 5 | 03:00 | 0
1987 | 5 | 5 | 04:00 | 0
1987 | 5 | 5 | 05:00 | 0
1987 | 5 | 5 | 06:00 | 0
1987 | 5 | 5 | 07:00 | 20
1987 | 5 | 5 | 08:00 | 195
1987 | 5 | 5 | 09:00 | 532
1987 | 5 | 5 | 10:00 | 624
1987 | 5 | 5 | 11:00 | 646
1987 | 5 | 5 | 12:00 | 775
1987 | 5 | 5 | 13:00 | 693
1987 | 5 | 5 | 14:00 | 678
1987 | 5 | 5 | 15:00 | 524
1987 | 5 | 5 | 16:00 | 416
1987 | 5 | 5 | 17:00 | 127
1987 | 5 | 5 | 18:00 | 6
1987 | 5 | 5 | 19:00 | 0
1987 | 5 | 5 | 20:00 | 0
1987 | 5 | 5 | 21:00 | 0
1987 | 5 | 5 | 22:00 | 0
1987 | 5 | 5 | 23:00 | 0
1987 | 5 | 5 | 24:00 | 0
1987 | 5 | 6 | 01:00 | 0
1987 | 5 | 6 | 02:00 | 0
1987 | 5 | 6 | 03:00 | 0
1987 | 5 | 6 | 04:00 | 0
1987 | 5 | 6 | 05:00 | 0
1987 | 5 | 6 | 06:00 | 7
1987 | 5 | 6 | 07:00 | 274
1987 | 5 | 6 | 08:00 | 560
1987 | 5 | 6 | 09:00 | 859
1987 | 5 | 6 | 10:00 | 1070
1987 | 5 | 6 | 11:00 | 1118
1987 | 5 | 6 | 12:00 | 690
1987 | 5 | 6 | 13:00 | 1136
1987 | 5 | 6 | 14:00 | 593
1987 | 5 | 6 | 15:00 | 541
1987 | 5 | 6 | 16:00 | 406
1987 | 5 | 6 | 17:00 | 92
1987 | 5 | 6 | 18:00 | 31
1987 | 5 | 6 | 19:00 | 0
1987 | 5 | 6 | 20:00 | 0
1987 | 5 | 6 | 21:00 | 0
1987 | 5 | 6 | 22:00 | 0
1987 | 5 | 6 | 23:00 | 0
1987 | 5 | 6 | 24:00 | 0
1987 | 5 | 7 | 01:00 | 0
1987 | 5 | 7 | 02:00 | 0
1987 | 5 | 7 | 03:00 | 0
1987 | 5 | 7 | 04:00 | 0
1987 | 5 | 7 | 05:00 | 0
1987 | 5 | 7 | 06:00 | 11
1987 | 5 | 7 | 07:00 | 460
1987 | 5 | 7 | 08:00 | 797
1987 | 5 | 7 | 09:00 | 1719
1987 | 5 | 7 | 10:00 | 2182
1987 | 5 | 7 | 11:00 | 2507
1987 | 5 | 7 | 12:00 | 2386
1987 | 5 | 7 | 13:00 | 2637
1987 | 5 | 7 | 14:00 | 2287
1987 | 5 | 7 | 15:00 | 1900
1987 | 5 | 7 | 16:00 | 1273
1987 | 5 | 7 | 17:00 | 420
1987 | 5 | 7 | 18:00 | 22
1987 | 5 | 7 | 19:00 | 0
1987 | 5 | 7 | 20:00 | 0
1987 | 5 | 7 | 21:00 | 0
1987 | 5 | 7 | 22:00 | 0
1987 | 5 | 7 | 23:00 | 0
1987 | 5 | 7 | 24:00 | 0
1987 | 5 | 8 | 01:00 | 0
1987 | 5 | 8 | 02:00 | 0
1987 | 5 | 8 | 03:00 | 0
1987 | 5 | 8 | 04:00 | 0
1987 | 5 | 8 | 05:00 | 0
1987 | 5 | 8 | 06:00 | 6
1987 | 5 | 8 | 07:00 | 480
1987 | 5 | 8 | 08:00 | 952
1987 | 5 | 8 | 09:00 | 1656
1987 | 5 | 8 | 10:00 | 2371
1987 | 5 | 8 | 11:00 | 2518
1987 | 5 | 8 | 12:00 | 2702
1987 | 5 | 8 | 13:00 | 2597
1987 | 5 | 8 | 14:00 | 2477
1987 | 5 | 8 | 15:00 | 2097
1987 | 5 | 8 | 16:00 | 1436
1987 | 5 | 8 | 17:00 | 571
1987 | 5 | 8 | 18:00 | 9
1987 | 5 | 8 | 19:00 | 0
1987 | 5 | 8 | 20:00 | 0
1987 | 5 | 8 | 21:00 | 0
1987 | 5 | 8 | 22:00 | 0
1987 | 5 | 8 | 23:00 | 0
1987 | 5 | 8 | 24:00 | 0
1987 | 5 | 9 | 01:00 | 0
1987 | 5 | 9 | 02:00 | 0
1987 | 5 | 9 | 03:00 | 0
1987 | 5 | 9 | 04:00 | 0
1987 | 5 | 9 | 05:00 | 0
1987 | 5 | 9 | 06:00 | 1
1987 | 5 | 9 | 07:00 | 452
1987 | 5 | 9 | 08:00 | 1167
1987 | 5 | 9 | 09:00 | 1821
1987 | 5 | 9 | 10:00 | 2408
1987 | 5 | 9 | 11:00 | 1548
1987 | 5 | 9 | 12:00 | 2290
1987 | 5 | 9 | 13:00 | 2365
1987 | 5 | 9 | 14:00 | 1593
1987 | 5 | 9 | 15:00 | 1129
1987 | 5 | 9 | 16:00 | 1467
1987 | 5 | 9 | 17:00 | 726
1987 | 5 | 9 | 18:00 | 10
1987 | 5 | 9 | 19:00 | 0
1987 | 5 | 9 | 20:00 | 0
1987 | 5 | 9 | 21:00 | 0
1987 | 5 | 9 | 22:00 | 0
1987 | 5 | 9 | 23:00 | 0
1987 | 5 | 9 | 24:00 | 0
1987 | 5 | 10 | 01:00 | 0
1987 | 5 | 10 | 02:00 | 0
1987 | 5 | 10 | 03:00 | 0
1987 | 5 | 10 | 04:00 | 0
1987 | 5 | 10 | 05:00 | 0
1987 | 5 | 10 | 06:00 | 8
1987 | 5 | 10 | 07:00 | 476
1987 | 5 | 10 | 08:00 | 1029
1987 | 5 | 10 | 09:00 | 1669
1987 | 5 | 10 | 10:00 | 2206
1987 | 5 | 10 | 11:00 | 2205
1987 | 5 | 10 | 12:00 | 2791
1987 | 5 | 10 | 13:00 | 2540
1987 | 5 | 10 | 14:00 | 2410
1987 | 5 | 10 | 15:00 | 1952
1987 | 5 | 10 | 16:00 | 1358
1987 | 5 | 10 | 17:00 | 644
1987 | 5 | 10 | 18:00 | 30
1987 | 5 | 10 | 19:00 | 0
1987 | 5 | 10 | 20:00 | 0
1987 | 5 | 10 | 21:00 | 0
1987 | 5 | 10 | 22:00 | 0
1987 | 5 | 10 | 23:00 | 0
1987 | 5 | 10 | 24:00 | 0
1987 | 5 | 11 | 01:00 | 0
1987 | 5 | 11 | 02:00 | 0
1987 | 5 | 11 | 03:00 | 0
1987 | 5 | 11 | 04:00 | 0
1987 | 5 | 11 | 05:00 | 0
1987 | 5 | 11 | 06:00 | 3
1987 | 5 | 11 | 07:00 | 448
1987 | 5 | 11 | 08:00 | 1247
1987 | 5 | 11 | 09:00 | 2023
1987 | 5 | 11 | 10:00 | 2335
1987 | 5 | 11 | 11:00 | 2843
1987 | 5 | 11 | 12:00 | 2405
1987 | 5 | 11 | 13:00 | 2212
1987 | 5 | 11 | 14:00 | 2455
1987 | 5 | 11 | 15:00 | 2038
1987 | 5 | 11 | 16:00 | 1434
1987 | 5 | 11 | 17:00 | 666
1987 | 5 | 11 | 18:00 | 46
1987 | 5 | 11 | 19:00 | 0
1987 | 5 | 11 | 20:00 | 0
1987 | 5 | 11 | 21:00 | 0
1987 | 5 | 11 | 22:00 | 0
1987 | 5 | 11 | 23:00 | 0
1987 | 5 | 11 | 24:00 | 0
1987 | 5 | 12 | 01:00 | 0
1987 | 5 | 12 | 02:00 | 0
1987 | 5 | 12 | 03:00 | 0
1987 | 5 | 12 | 04:00 | 0
1987 | 5 | 12 | 05:00 | 0
1987 | 5 | 12 | 06:00 | 5
1987 | 5 | 12 | 07:00 | 481
1987 | 5 | 12 | 08:00 | 97
1987 | 5 | 12 | 09:00 | 399
1987 | 5 | 12 | 10:00 | 568
1987 | 5 | 12 | 11:00 | 441
1987 | 5 | 12 | 12:00 | 1043
1987 | 5 | 12 | 13:00 | 1070
1987 | 5 | 12 | 14:00 | 2416
1987 | 5 | 12 | 15:00 | 1639
1987 | 5 | 12 | 16:00 | 1400
1987 | 5 | 12 | 17:00 | 718
1987 | 5 | 12 | 18:00 | 30
1987 | 5 | 12 | 19:00 | 0
1987 | 5 | 12 | 20:00 | 0
1987 | 5 | 12 | 21:00 | 0
1987 | 5 | 12 | 22:00 | 0
1987 | 5 | 12 | 23:00 | 0
1987 | 5 | 12 | 24:00 | 0
1987 | 5 | 13 | 01:00 | 0
1987 | 5 | 13 | 02:00 | 0
1987 | 5 | 13 | 03:00 | 0
1987 | 5 | 13 | 04:00 | 0
1987 | 5 | 13 | 05:00 | 0
1987 | 5 | 13 | 06:00 | 1
1987 | 5 | 13 | 07:00 | 462
1987 | 5 | 13 | 08:00 | 1288
1987 | 5 | 13 | 09:00 | 2052
1987 | 5 | 13 | 10:00 | 2501
1987 | 5 | 13 | 11:00 | 2841
1987 | 5 | 13 | 12:00 | 2835
1987 | 5 | 13 | 13:00 | 2611
1987 | 5 | 13 | 14:00 | 2499
1987 | 5 | 13 | 15:00 | 2072
1987 | 5 | 13 | 16:00 | 1512
1987 | 5 | 13 | 17:00 | 749
1987 | 5 | 13 | 18:00 | 14
1987 | 5 | 13 | 19:00 | 0
1987 | 5 | 13 | 20:00 | 0
1987 | 5 | 13 | 21:00 | 0
1987 | 5 | 13 | 22:00 | 0
1987 | 5 | 13 | 23:00 | 0
1987 | 5 | 13 | 24:00 | 0
1987 | 5 | 14 | 01:00 | 0
1987 | 5 | 14 | 02:00 | 0
1987 | 5 | 14 | 03:00 | 0
1987 | 5 | 14 | 04:00 | 0
1987 | 5 | 14 | 05:00 | 0
1987 | 5 | 14 | 06:00 | 6
1987 | 5 | 14 | 07:00 | 466
1987 | 5 | 14 | 08:00 | 1218
1987 | 5 | 14 | 09:00 | 1957
1987 | 5 | 14 | 10:00 | 2474
1987 | 5 | 14 | 11:00 | 2827
1987 | 5 | 14 | 12:00 | 2963
1987 | 5 | 14 | 13:00 | 2906
1987 | 5 | 14 | 14:00 | 2612
1987 | 5 | 14 | 15:00 | 2152
1987 | 5 | 14 | 16:00 | 1482
1987 | 5 | 14 | 17:00 | 721
1987 | 5 | 14 | 18:00 | 26
1987 | 5 | 14 | 19:00 | 0
1987 | 5 | 14 | 20:00 | 0
1987 | 5 | 14 | 21:00 | 0
1987 | 5 | 14 | 22:00 | 0
1987 | 5 | 14 | 23:00 | 0
1987 | 5 | 14 | 24:00 | 0
1987 | 5 | 15 | 01:00 | 0
1987 | 5 | 15 | 02:00 | 0
1987 | 5 | 15 | 03:00 | 0
1987 | 5 | 15 | 04:00 | 0
1987 | 5 | 15 | 05:00 | 0
1987 | 5 | 15 | 06:00 | 5
1987 | 5 | 15 | 07:00 | 11
1987 | 5 | 15 | 08:00 | 147
1987 | 5 | 15 | 09:00 | 699
1987 | 5 | 15 | 10:00 | 932
1987 | 5 | 15 | 11:00 | 1020
1987 | 5 | 15 | 12:00 | 1161
1987 | 5 | 15 | 13:00 | 1451
1987 | 5 | 15 | 14:00 | 2621
1987 | 5 | 15 | 15:00 | 2138
1987 | 5 | 15 | 16:00 | 1388
1987 | 5 | 15 | 17:00 | 725
1987 | 5 | 15 | 18:00 | 23
1987 | 5 | 15 | 19:00 | 0
1987 | 5 | 15 | 20:00 | 0
1987 | 5 | 15 | 21:00 | 0
1987 | 5 | 15 | 22:00 | 0
1987 | 5 | 15 | 23:00 | 0
1987 | 5 | 15 | 24:00 | 0
1987 | 5 | 16 | 01:00 | 0
1987 | 5 | 16 | 02:00 | 0
1987 | 5 | 16 | 03:00 | 0
1987 | 5 | 16 | 04:00 | 0
1987 | 5 | 16 | 05:00 | 0
1987 | 5 | 16 | 06:00 | 1
1987 | 5 | 16 | 07:00 | 475
1987 | 5 | 16 | 08:00 | 1344
1987 | 5 | 16 | 09:00 | 2078
1987 | 5 | 16 | 10:00 | 2578
1987 | 5 | 16 | 11:00 | 2907
1987 | 5 | 16 | 12:00 | 3087
1987 | 5 | 16 | 13:00 | 3006
1987 | 5 | 16 | 14:00 | 2721
1987 | 5 | 16 | 15:00 | 2238
1987 | 5 | 16 | 16:00 | 1442
1987 | 5 | 16 | 17:00 | 747
1987 | 5 | 16 | 18:00 | 12
1987 | 5 | 16 | 19:00 | 0
1987 | 5 | 16 | 20:00 | 0
1987 | 5 | 16 | 21:00 | 0
1987 | 5 | 16 | 22:00 | 0
1987 | 5 | 16 | 23:00 | 0
1987 | 5 | 16 | 24:00 | 0
1987 | 5 | 17 | 01:00 | 0
1987 | 5 | 17 | 02:00 | 0
1987 | 5 | 17 | 03:00 | 0
1987 | 5 | 17 | 04:00 | 0
1987 | 5 | 17 | 05:00 | 0
1987 | 5 | 17 | 06:00 | 9
1987 | 5 | 17 | 07:00 | 24
1987 | 5 | 17 | 08:00 | 644
1987 | 5 | 17 | 09:00 | 708
1987 | 5 | 17 | 10:00 | 751
1987 | 5 | 17 | 11:00 | 2270
1987 | 5 | 17 | 12:00 | 2094
1987 | 5 | 17 | 13:00 | 744
1987 | 5 | 17 | 14:00 | 666
1987 | 5 | 17 | 15:00 | 694
1987 | 5 | 17 | 16:00 | 774
1987 | 5 | 17 | 17:00 | 402
1987 | 5 | 17 | 18:00 | 32
1987 | 5 | 17 | 19:00 | 0
1987 | 5 | 17 | 20:00 | 0
1987 | 5 | 17 | 21:00 | 0
1987 | 5 | 17 | 22:00 | 0
1987 | 5 | 17 | 23:00 | 0
1987 | 5 | 17 | 24:00 | 0
1987 | 5 | 18 | 01:00 | 0
1987 | 5 | 18 | 02:00 | 0
1987 | 5 | 18 | 03:00 | 0
1987 | 5 | 18 | 04:00 | 0
1987 | 5 | 18 | 05:00 | 0
1987 | 5 | 18 | 06:00 | 12
1987 | 5 | 18 | 07:00 | 387
1987 | 5 | 18 | 08:00 | 655
1987 | 5 | 18 | 09:00 | 847
1987 | 5 | 18 | 10:00 | 1058
1987 | 5 | 18 | 11:00 | 1141
1987 | 5 | 18 | 12:00 | 1131
1987 | 5 | 18 | 13:00 | 2312
1987 | 5 | 18 | 14:00 | 2157
1987 | 5 | 18 | 15:00 | 757
1987 | 5 | 18 | 16:00 | 615
1987 | 5 | 18 | 17:00 | 364
1987 | 5 | 18 | 18:00 | 39
1987 | 5 | 18 | 19:00 | 0
1987 | 5 | 18 | 20:00 | 0
1987 | 5 | 18 | 21:00 | 0
1987 | 5 | 18 | 22:00 | 0
1987 | 5 | 18 | 23:00 | 0
1987 | 5 | 18 | 24:00 | 0
1987 | 5 | 19 | 01:00 | 0
1987 | 5 | 19 | 02:00 | 0
1987 | 5 | 19 | 03:00 | 0
1987 | 5 | 19 | 04:00 | 0
1987 | 5 | 19 | 05:00 | 0
1987 | 5 | 19 | 06:00 | 6
1987 | 5 | 19 | 07:00 | 465
1987 | 5 | 19 | 08:00 | 1225
1987 | 5 | 19 | 09:00 | 1974
1987 | 5 | 19 | 10:00 | 2335
1987 | 5 | 19 | 11:00 | 2631
1987 | 5 | 19 | 12:00 | 2662
1987 | 5 | 19 | 13:00 | 2366
1987 | 5 | 19 | 14:00 | 2512
1987 | 5 | 19 | 15:00 | 2067
1987 | 5 | 19 | 16:00 | 1460
1987 | 5 | 19 | 17:00 | 754
1987 | 5 | 19 | 18:00 | 47
1987 | 5 | 19 | 19:00 | 0
1987 | 5 | 19 | 20:00 | 0
1987 | 5 | 19 | 21:00 | 0
1987 | 5 | 19 | 22:00 | 0
1987 | 5 | 19 | 23:00 | 0
1987 | 5 | 19 | 24:00 | 0
1987 | 5 | 20 | 01:00 | 0
1987 | 5 | 20 | 02:00 | 0
1987 | 5 | 20 | 03:00 | 0
1987 | 5 | 20 | 04:00 | 0
1987 | 5 | 20 | 05:00 | 0
1987 | 5 | 20 | 06:00 | 9
1987 | 5 | 20 | 07:00 | 451
1987 | 5 | 20 | 08:00 | 1131
1987 | 5 | 20 | 09:00 | 1824
1987 | 5 | 20 | 10:00 | 1723
1987 | 5 | 20 | 11:00 | 2248
1987 | 5 | 20 | 12:00 | 1418
1987 | 5 | 20 | 13:00 | 1677
1987 | 5 | 20 | 14:00 | 2019
1987 | 5 | 20 | 15:00 | 745
1987 | 5 | 20 | 16:00 | 493
1987 | 5 | 20 | 17:00 | 545
1987 | 5 | 20 | 18:00 | 70
1987 | 5 | 20 | 19:00 | 1
1987 | 5 | 20 | 20:00 | 0
1987 | 5 | 20 | 21:00 | 0
1987 | 5 | 20 | 22:00 | 0
1987 | 5 | 20 | 23:00 | 0
1987 | 5 | 20 | 24:00 | 0
1987 | 5 | 21 | 01:00 | 0
1987 | 5 | 21 | 02:00 | 0
1987 | 5 | 21 | 03:00 | 0
1987 | 5 | 21 | 04:00 | 0
1987 | 5 | 21 | 05:00 | 0
1987 | 5 | 21 | 06:00 | 27
1987 | 5 | 21 | 07:00 | 45
1987 | 5 | 21 | 08:00 | 610
1987 | 5 | 21 | 09:00 | 678
1987 | 5 | 21 | 10:00 | 766
1987 | 5 | 21 | 11:00 | 905
1987 | 5 | 21 | 12:00 | 1730
1987 | 5 | 21 | 13:00 | 1210
1987 | 5 | 21 | 14:00 | 921
1987 | 5 | 21 | 15:00 | 683
1987 | 5 | 21 | 16:00 | 618
1987 | 5 | 21 | 17:00 | 404
1987 | 5 | 21 | 18:00 | 24
1987 | 5 | 21 | 19:00 | 0
1987 | 5 | 21 | 20:00 | 0
1987 | 5 | 21 | 21:00 | 0
1987 | 5 | 21 | 22:00 | 0
1987 | 5 | 21 | 23:00 | 0
1987 | 5 | 21 | 24:00 | 0
1987 | 5 | 22 | 01:00 | 0
1987 | 5 | 22 | 02:00 | 0
1987 | 5 | 22 | 03:00 | 0
1987 | 5 | 22 | 04:00 | 0
1987 | 5 | 22 | 05:00 | 0
1987 | 5 | 22 | 06:00 | 22
1987 | 5 | 22 | 07:00 | 457
1987 | 5 | 22 | 08:00 | 1088
1987 | 5 | 22 | 09:00 | 1702
1987 | 5 | 22 | 10:00 | 2020
1987 | 5 | 22 | 11:00 | 2571
1987 | 5 | 22 | 12:00 | 2660
1987 | 5 | 22 | 13:00 | 2179
1987 | 5 | 22 | 14:00 | 2251
1987 | 5 | 22 | 15:00 | 1880
1987 | 5 | 22 | 16:00 | 967
1987 | 5 | 22 | 17:00 | 618
1987 | 5 | 22 | 18:00 | 33
1987 | 5 | 22 | 19:00 | 0
1987 | 5 | 22 | 20:00 | 0
1987 | 5 | 22 | 21:00 | 0
1987 | 5 | 22 | 22:00 | 0
1987 | 5 | 22 | 23:00 | 0
1987 | 5 | 22 | 24:00 | 0
1987 | 5 | 23 | 01:00 | 0
1987 | 5 | 23 | 02:00 | 0
1987 | 5 | 23 | 03:00 | 0
1987 | 5 | 23 | 04:00 | 0
1987 | 5 | 23 | 05:00 | 0
1987 | 5 | 23 | 06:00 | 6
1987 | 5 | 23 | 07:00 | 212
1987 | 5 | 23 | 08:00 | 540
1987 | 5 | 23 | 09:00 | 1020
1987 | 5 | 23 | 10:00 | 624
1987 | 5 | 23 | 11:00 | 849
1987 | 5 | 23 | 12:00 | 1213
1987 | 5 | 23 | 13:00 | 1307
1987 | 5 | 23 | 14:00 | 960
1987 | 5 | 23 | 15:00 | 803
1987 | 5 | 23 | 16:00 | 752
1987 | 5 | 23 | 17:00 | 425
1987 | 5 | 23 | 18:00 | 66
1987 | 5 | 23 | 19:00 | 0
1987 | 5 | 23 | 20:00 | 0
1987 | 5 | 23 | 21:00 | 0
1987 | 5 | 23 | 22:00 | 0
1987 | 5 | 23 | 23:00 | 0
1987 | 5 | 23 | 24:00 | 0
1987 | 5 | 24 | 01:00 | 0
1987 | 5 | 24 | 02:00 | 0
1987 | 5 | 24 | 03:00 | 0
1987 | 5 | 24 | 04:00 | 0
1987 | 5 | 24 | 05:00 | 0
1987 | 5 | 24 | 06:00 | 1
1987 | 5 | 24 | 07:00 | 60
1987 | 5 | 24 | 08:00 | 371
1987 | 5 | 24 | 09:00 | 831
1987 | 5 | 24 | 10:00 | 622
1987 | 5 | 24 | 11:00 | 1519
1987 | 5 | 24 | 12:00 | 1496
1987 | 5 | 24 | 13:00 | 1014
1987 | 5 | 24 | 14:00 | 1040
1987 | 5 | 24 | 15:00 | 820
1987 | 5 | 24 | 16:00 | 611
1987 | 5 | 24 | 17:00 | 467
1987 | 5 | 24 | 18:00 | 42
1987 | 5 | 24 | 19:00 | 0
1987 | 5 | 24 | 20:00 | 0
1987 | 5 | 24 | 21:00 | 0
1987 | 5 | 24 | 22:00 | 0
1987 | 5 | 24 | 23:00 | 0
1987 | 5 | 24 | 24:00 | 0
1987 | 5 | 25 | 01:00 | 0
1987 | 5 | 25 | 02:00 | 0
1987 | 5 | 25 | 03:00 | 0
1987 | 5 | 25 | 04:00 | 0
1987 | 5 | 25 | 05:00 | 0
1987 | 5 | 25 | 06:00 | 18
1987 | 5 | 25 | 07:00 | 380
1987 | 5 | 25 | 08:00 | 589
1987 | 5 | 25 | 09:00 | 904
1987 | 5 | 25 | 10:00 | 1098
1987 | 5 | 25 | 11:00 | 1112
1987 | 5 | 25 | 12:00 | 1086
1987 | 5 | 25 | 13:00 | 1073
1987 | 5 | 25 | 14:00 | 1157
1987 | 5 | 25 | 15:00 | 855
1987 | 5 | 25 | 16:00 | 680
1987 | 5 | 25 | 17:00 | 424
1987 | 5 | 25 | 18:00 | 47
1987 | 5 | 25 | 19:00 | 1
1987 | 5 | 25 | 20:00 | 0
1987 | 5 | 25 | 21:00 | 0
1987 | 5 | 25 | 22:00 | 0
1987 | 5 | 25 | 23:00 | 0
1987 | 5 | 25 | 24:00 | 0
1987 | 5 | 26 | 01:00 | 0
1987 | 5 | 26 | 02:00 | 0
1987 | 5 | 26 | 03:00 | 0
1987 | 5 | 26 | 04:00 | 0
1987 | 5 | 26 | 05:00 | 0
1987 | 5 | 26 | 06:00 | 14
1987 | 5 | 26 | 07:00 | 82
1987 | 5 | 26 | 08:00 | 1200
1987 | 5 | 26 | 09:00 | 1809
1987 | 5 | 26 | 10:00 | 2096
1987 | 5 | 26 | 11:00 | 2395
1987 | 5 | 26 | 12:00 | 2407
1987 | 5 | 26 | 13:00 | 2642
1987 | 5 | 26 | 14:00 | 2388
1987 | 5 | 26 | 15:00 | 2085
1987 | 5 | 26 | 16:00 | 1251
1987 | 5 | 26 | 17:00 | 654
1987 | 5 | 26 | 18:00 | 41
1987 | 5 | 26 | 19:00 | 0
1987 | 5 | 26 | 20:00 | 0
1987 | 5 | 26 | 21:00 | 0
1987 | 5 | 26 | 22:00 | 0
1987 | 5 | 26 | 23:00 | 0
1987 | 5 | 26 | 24:00 | 0
1987 | 5 | 27 | 01:00 | 0
1987 | 5 | 27 | 02:00 | 0
1987 | 5 | 27 | 03:00 | 0
1987 | 5 | 27 | 04:00 | 0
1987 | 5 | 27 | 05:00 | 0
1987 | 5 | 27 | 06:00 | 18
1987 | 5 | 27 | 07:00 | 198
1987 | 5 | 27 | 08:00 | 637
1987 | 5 | 27 | 09:00 | 869
1987 | 5 | 27 | 10:00 | 1216
1987 | 5 | 27 | 11:00 | 1827
1987 | 5 | 27 | 12:00 | 1734
1987 | 5 | 27 | 13:00 | 2266
1987 | 5 | 27 | 14:00 | 873
1987 | 5 | 27 | 15:00 | 719
1987 | 5 | 27 | 16:00 | 634
1987 | 5 | 27 | 17:00 | 389
1987 | 5 | 27 | 18:00 | 16
1987 | 5 | 27 | 19:00 | 1
1987 | 5 | 27 | 20:00 | 0
1987 | 5 | 27 | 21:00 | 0
1987 | 5 | 27 | 22:00 | 0
1987 | 5 | 27 | 23:00 | 0
1987 | 5 | 27 | 24:00 | 0
1987 | 5 | 28 | 01:00 | 0
1987 | 5 | 28 | 02:00 | 0
1987 | 5 | 28 | 03:00 | 0
1987 | 5 | 28 | 04:00 | 0
1987 | 5 | 28 | 05:00 | 0
1987 | 5 | 28 | 06:00 | 40
1987 | 5 | 28 | 07:00 | 429
1987 | 5 | 28 | 08:00 | 1109
1987 | 5 | 28 | 09:00 | 1652
1987 | 5 | 28 | 10:00 | 1832
1987 | 5 | 28 | 11:00 | 1910
1987 | 5 | 28 | 12:00 | 2217
1987 | 5 | 28 | 13:00 | 2293
1987 | 5 | 28 | 14:00 | 2260
1987 | 5 | 28 | 15:00 | 1898
1987 | 5 | 28 | 16:00 | 975
1987 | 5 | 28 | 17:00 | 672
1987 | 5 | 28 | 18:00 | 22
1987 | 5 | 28 | 19:00 | 0
1987 | 5 | 28 | 20:00 | 0
1987 | 5 | 28 | 21:00 | 0
1987 | 5 | 28 | 22:00 | 0
1987 | 5 | 28 | 23:00 | 0
1987 | 5 | 28 | 24:00 | 0
1987 | 5 | 29 | 01:00 | 0
1987 | 5 | 29 | 02:00 | 0
1987 | 5 | 29 | 03:00 | 0
1987 | 5 | 29 | 04:00 | 0
1987 | 5 | 29 | 05:00 | 0
1987 | 5 | 29 | 06:00 | 10
1987 | 5 | 29 | 07:00 | 408
1987 | 5 | 29 | 08:00 | 1100
1987 | 5 | 29 | 09:00 | 1698
1987 | 5 | 29 | 10:00 | 2155
1987 | 5 | 29 | 11:00 | 2004
1987 | 5 | 29 | 12:00 | 2577
1987 | 5 | 29 | 13:00 | 2197
1987 | 5 | 29 | 14:00 | 1963
1987 | 5 | 29 | 15:00 | 1898
1987 | 5 | 29 | 16:00 | 1213
1987 | 5 | 29 | 17:00 | 391
1987 | 5 | 29 | 18:00 | 68
1987 | 5 | 29 | 19:00 | 1
1987 | 5 | 29 | 20:00 | 0
1987 | 5 | 29 | 21:00 | 0
1987 | 5 | 29 | 22:00 | 0
1987 | 5 | 29 | 23:00 | 0
1987 | 5 | 29 | 24:00 | 0
1987 | 5 | 30 | 01:00 | 0
1987 | 5 | 30 | 02:00 | 0
1987 | 5 | 30 | 03:00 | 0
1987 | 5 | 30 | 04:00 | 0
1987 | 5 | 30 | 05:00 | 0
1987 | 5 | 30 | 06:00 | 1
1987 | 5 | 30 | 07:00 | 402
1987 | 5 | 30 | 08:00 | 1136
1987 | 5 | 30 | 09:00 | 1814
1987 | 5 | 30 | 10:00 | 2114
1987 | 5 | 30 | 11:00 | 2420
1987 | 5 | 30 | 12:00 | 2518
1987 | 5 | 30 | 13:00 | 2484
1987 | 5 | 30 | 14:00 | 2255
1987 | 5 | 30 | 15:00 | 1907
1987 | 5 | 30 | 16:00 | 1414
1987 | 5 | 30 | 17:00 | 645
1987 | 5 | 30 | 18:00 | 7
1987 | 5 | 30 | 19:00 | 0
1987 | 5 | 30 | 20:00 | 0
1987 | 5 | 30 | 21:00 | 0
1987 | 5 | 30 | 22:00 | 0
1987 | 5 | 30 | 23:00 | 0
1987 | 5 | 30 | 24:00 | 0
1987 | 5 | 31 | 01:00 | 0
1987 | 5 | 31 | 02:00 | 0
1987 | 5 | 31 | 03:00 | 0
1987 | 5 | 31 | 04:00 | 0
1987 | 5 | 31 | 05:00 | 0
1987 | 5 | 31 | 06:00 | 3
1987 | 5 | 31 | 07:00 | 414
1987 | 5 | 31 | 08:00 | 1102
1987 | 5 | 31 | 09:00 | 1747
1987 | 5 | 31 | 10:00 | 2217
1987 | 5 | 31 | 11:00 | 2484
1987 | 5 | 31 | 12:00 | 2578
1987 | 5 | 31 | 13:00 | 2395
1987 | 5 | 31 | 14:00 | 2317
1987 | 5 | 31 | 15:00 | 1876
1987 | 5 | 31 | 16:00 | 1349
1987 | 5 | 31 | 17:00 | 698
1987 | 5 | 31 | 18:00 | 21
1987 | 5 | 31 | 19:00 | 1
1987 | 5 | 31 | 20:00 | 0
1987 | 5 | 31 | 21:00 | 0
1987 | 5 | 31 | 22:00 | 0
1987 | 5 | 31 | 23:00 | 0
1987 | 5 | 31 | 24:00 | 0
1970 | 6 | 1 | 01:00 | 0
1970 | 6 | 1 | 02:00 | 0
1970 | 6 | 1 | 03:00 | 0
1970 | 6 | 1 | 04:00 | 0
1970 | 6 | 1 | 05:00 | 0
1970 | 6 | 1 | 06:00 | 11
1970 | 6 | 1 | 07:00 | 311
1970 | 6 | 1 | 08:00 | 625
1970 | 6 | 1 | 09:00 | 954
1970 | 6 | 1 | 10:00 | 719
1970 | 6 | 1 | 11:00 | 1742
1970 | 6 | 1 | 12:00 | 1785
1970 | 6 | 1 | 13:00 | 2228
1970 | 6 | 1 | 14:00 | 1745
1970 | 6 | 1 | 15:00 | 1199
1970 | 6 | 1 | 16:00 | 1286
1970 | 6 | 1 | 17:00 | 552
1970 | 6 | 1 | 18:00 | 54
1970 | 6 | 1 | 19:00 | 3
1970 | 6 | 1 | 20:00 | 0
1970 | 6 | 1 | 21:00 | 0
1970 | 6 | 1 | 22:00 | 0
1970 | 6 | 1 | 23:00 | 0
1970 | 6 | 1 | 24:00 | 0
1970 | 6 | 2 | 01:00 | 0
1970 | 6 | 2 | 02:00 | 0
1970 | 6 | 2 | 03:00 | 0
1970 | 6 | 2 | 04:00 | 0
1970 | 6 | 2 | 05:00 | 0
1970 | 6 | 2 | 06:00 | 2
1970 | 6 | 2 | 07:00 | 387
1970 | 6 | 2 | 08:00 | 1130
1970 | 6 | 2 | 09:00 | 1779
1970 | 6 | 2 | 10:00 | 2241
1970 | 6 | 2 | 11:00 | 2400
1970 | 6 | 2 | 12:00 | 2350
1970 | 6 | 2 | 13:00 | 2396
1970 | 6 | 2 | 14:00 | 2361
1970 | 6 | 2 | 15:00 | 1682
1970 | 6 | 2 | 16:00 | 1322
1970 | 6 | 2 | 17:00 | 689
1970 | 6 | 2 | 18:00 | 9
1970 | 6 | 2 | 19:00 | 0
1970 | 6 | 2 | 20:00 | 0
1970 | 6 | 2 | 21:00 | 0
1970 | 6 | 2 | 22:00 | 0
1970 | 6 | 2 | 23:00 | 0
1970 | 6 | 2 | 24:00 | 0
1970 | 6 | 3 | 01:00 | 0
1970 | 6 | 3 | 02:00 | 0
1970 | 6 | 3 | 03:00 | 0
1970 | 6 | 3 | 04:00 | 0
1970 | 6 | 3 | 05:00 | 0
1970 | 6 | 3 | 06:00 | 11
1970 | 6 | 3 | 07:00 | 101
1970 | 6 | 3 | 08:00 | 686
1970 | 6 | 3 | 09:00 | 982
1970 | 6 | 3 | 10:00 | 1232
1970 | 6 | 3 | 11:00 | 1466
1970 | 6 | 3 | 12:00 | 1556
1970 | 6 | 3 | 13:00 | 1765
1970 | 6 | 3 | 14:00 | 1239
1970 | 6 | 3 | 15:00 | 922
1970 | 6 | 3 | 16:00 | 124
1970 | 6 | 3 | 17:00 | 504
1970 | 6 | 3 | 18:00 | 28
1970 | 6 | 3 | 19:00 | 1
1970 | 6 | 3 | 20:00 | 0
1970 | 6 | 3 | 21:00 | 0
1970 | 6 | 3 | 22:00 | 0
1970 | 6 | 3 | 23:00 | 0
1970 | 6 | 3 | 24:00 | 0
1970 | 6 | 4 | 01:00 | 0
1970 | 6 | 4 | 02:00 | 0
1970 | 6 | 4 | 03:00 | 0
1970 | 6 | 4 | 04:00 | 0
1970 | 6 | 4 | 05:00 | 0
1970 | 6 | 4 | 06:00 | 9
1970 | 6 | 4 | 07:00 | 387
1970 | 6 | 4 | 08:00 | 970
1970 | 6 | 4 | 09:00 | 1172
1970 | 6 | 4 | 10:00 | 820
1970 | 6 | 4 | 11:00 | 1954
1970 | 6 | 4 | 12:00 | 2489
1970 | 6 | 4 | 13:00 | 2428
1970 | 6 | 4 | 14:00 | 2379
1970 | 6 | 4 | 15:00 | 1970
1970 | 6 | 4 | 16:00 | 1350
1970 | 6 | 4 | 17:00 | 660
1970 | 6 | 4 | 18:00 | 70
1970 | 6 | 4 | 19:00 | 1
1970 | 6 | 4 | 20:00 | 0
1970 | 6 | 4 | 21:00 | 0
1970 | 6 | 4 | 22:00 | 0
1970 | 6 | 4 | 23:00 | 0
1970 | 6 | 4 | 24:00 | 0
1970 | 6 | 5 | 01:00 | 0
1970 | 6 | 5 | 02:00 | 0
1970 | 6 | 5 | 03:00 | 0
1970 | 6 | 5 | 04:00 | 0
1970 | 6 | 5 | 05:00 | 0
1970 | 6 | 5 | 06:00 | 16
1970 | 6 | 5 | 07:00 | 480
1970 | 6 | 5 | 08:00 | 759
1970 | 6 | 5 | 09:00 | 1000
1970 | 6 | 5 | 10:00 | 2191
1970 | 6 | 5 | 11:00 | 2351
1970 | 6 | 5 | 12:00 | 1226
1970 | 6 | 5 | 13:00 | 613
1970 | 6 | 5 | 14:00 | 748
1970 | 6 | 5 | 15:00 | 968
1970 | 6 | 5 | 16:00 | 631
1970 | 6 | 5 | 17:00 | 495
1970 | 6 | 5 | 18:00 | 153
1970 | 6 | 5 | 19:00 | 1
1970 | 6 | 5 | 20:00 | 0
1970 | 6 | 5 | 21:00 | 0
1970 | 6 | 5 | 22:00 | 0
1970 | 6 | 5 | 23:00 | 0
1970 | 6 | 5 | 24:00 | 0
1970 | 6 | 6 | 01:00 | 0
1970 | 6 | 6 | 02:00 | 0
1970 | 6 | 6 | 03:00 | 0
1970 | 6 | 6 | 04:00 | 0
1970 | 6 | 6 | 05:00 | 0
1970 | 6 | 6 | 06:00 | 15
1970 | 6 | 6 | 07:00 | 15
1970 | 6 | 6 | 08:00 | 524
1970 | 6 | 6 | 09:00 | 723
1970 | 6 | 6 | 10:00 | 1023
1970 | 6 | 6 | 11:00 | 1132
1970 | 6 | 6 | 12:00 | 1129
1970 | 6 | 6 | 13:00 | 1103
1970 | 6 | 6 | 14:00 | 1137
1970 | 6 | 6 | 15:00 | 889
1970 | 6 | 6 | 16:00 | 795
1970 | 6 | 6 | 17:00 | 528
1970 | 6 | 6 | 18:00 | 115
1970 | 6 | 6 | 19:00 | 0
1970 | 6 | 6 | 20:00 | 0
1970 | 6 | 6 | 21:00 | 0
1970 | 6 | 6 | 22:00 | 0
1970 | 6 | 6 | 23:00 | 0
1970 | 6 | 6 | 24:00 | 0
1970 | 6 | 7 | 01:00 | 0
1970 | 6 | 7 | 02:00 | 0
1970 | 6 | 7 | 03:00 | 0
1970 | 6 | 7 | 04:00 | 0
1970 | 6 | 7 | 05:00 | 0
1970 | 6 | 7 | 06:00 | 33
1970 | 6 | 7 | 07:00 | 76
1970 | 6 | 7 | 08:00 | 677
1970 | 6 | 7 | 09:00 | 884
1970 | 6 | 7 | 10:00 | 1067
1970 | 6 | 7 | 11:00 | 1342
1970 | 6 | 7 | 12:00 | 835
1970 | 6 | 7 | 13:00 | 713
1970 | 6 | 7 | 14:00 | 1947
1970 | 6 | 7 | 15:00 | 1905
1970 | 6 | 7 | 16:00 | 1409
1970 | 6 | 7 | 17:00 | 704
1970 | 6 | 7 | 18:00 | 29
1970 | 6 | 7 | 19:00 | 2
1970 | 6 | 7 | 20:00 | 0
1970 | 6 | 7 | 21:00 | 0
1970 | 6 | 7 | 22:00 | 0
1970 | 6 | 7 | 23:00 | 0
1970 | 6 | 7 | 24:00 | 0
1970 | 6 | 8 | 01:00 | 0
1970 | 6 | 8 | 02:00 | 0
1970 | 6 | 8 | 03:00 | 0
1970 | 6 | 8 | 04:00 | 0
1970 | 6 | 8 | 05:00 | 0
1970 | 6 | 8 | 06:00 | 11
1970 | 6 | 8 | 07:00 | 459
1970 | 6 | 8 | 08:00 | 1047
1970 | 6 | 8 | 09:00 | 1633
1970 | 6 | 8 | 10:00 | 2301
1970 | 6 | 8 | 11:00 | 2504
1970 | 6 | 8 | 12:00 | 2612
1970 | 6 | 8 | 13:00 | 2546
1970 | 6 | 8 | 14:00 | 2196
1970 | 6 | 8 | 15:00 | 1807
1970 | 6 | 8 | 16:00 | 1350
1970 | 6 | 8 | 17:00 | 701
1970 | 6 | 8 | 18:00 | 16
1970 | 6 | 8 | 19:00 | 1
1970 | 6 | 8 | 20:00 | 0
1970 | 6 | 8 | 21:00 | 0
1970 | 6 | 8 | 22:00 | 0
1970 | 6 | 8 | 23:00 | 0
1970 | 6 | 8 | 24:00 | 0
1970 | 6 | 9 | 01:00 | 0
1970 | 6 | 9 | 02:00 | 0
1970 | 6 | 9 | 03:00 | 0
1970 | 6 | 9 | 04:00 | 0
1970 | 6 | 9 | 05:00 | 0
1970 | 6 | 9 | 06:00 | 2
1970 | 6 | 9 | 07:00 | 384
1970 | 6 | 9 | 08:00 | 981
1970 | 6 | 9 | 09:00 | 1678
1970 | 6 | 9 | 10:00 | 2138
1970 | 6 | 9 | 11:00 | 2379
1970 | 6 | 9 | 12:00 | 2354
1970 | 6 | 9 | 13:00 | 2471
1970 | 6 | 9 | 14:00 | 2454
1970 | 6 | 9 | 15:00 | 1794
1970 | 6 | 9 | 16:00 | 1328
1970 | 6 | 9 | 17:00 | 701
1970 | 6 | 9 | 18:00 | 14
1970 | 6 | 9 | 19:00 | 1
1970 | 6 | 9 | 20:00 | 0
1970 | 6 | 9 | 21:00 | 0
1970 | 6 | 9 | 22:00 | 0
1970 | 6 | 9 | 23:00 | 0
1970 | 6 | 9 | 24:00 | 0
1970 | 6 | 10 | 01:00 | 0
1970 | 6 | 10 | 02:00 | 0
1970 | 6 | 10 | 03:00 | 0
1970 | 6 | 10 | 04:00 | 0
1970 | 6 | 10 | 05:00 | 0
1970 | 6 | 10 | 06:00 | 3
1970 | 6 | 10 | 07:00 | 437
1970 | 6 | 10 | 08:00 | 1131
1970 | 6 | 10 | 09:00 | 1812
1970 | 6 | 10 | 10:00 | 2276
1970 | 6 | 10 | 11:00 | 2395
1970 | 6 | 10 | 12:00 | 2440
1970 | 6 | 10 | 13:00 | 1977
1970 | 6 | 10 | 14:00 | 1713
1970 | 6 | 10 | 15:00 | 1563
1970 | 6 | 10 | 16:00 | 856
1970 | 6 | 10 | 17:00 | 517
1970 | 6 | 10 | 18:00 | 106
1970 | 6 | 10 | 19:00 | 2
1970 | 6 | 10 | 20:00 | 0
1970 | 6 | 10 | 21:00 | 0
1970 | 6 | 10 | 22:00 | 0
1970 | 6 | 10 | 23:00 | 0
1970 | 6 | 10 | 24:00 | 0
1970 | 6 | 11 | 01:00 | 0
1970 | 6 | 11 | 02:00 | 0
1970 | 6 | 11 | 03:00 | 0
1970 | 6 | 11 | 04:00 | 0
1970 | 6 | 11 | 05:00 | 0
1970 | 6 | 11 | 06:00 | 2
1970 | 6 | 11 | 07:00 | 390
1970 | 6 | 11 | 08:00 | 1094
1970 | 6 | 11 | 09:00 | 1744
1970 | 6 | 11 | 10:00 | 2218
1970 | 6 | 11 | 11:00 | 1786
1970 | 6 | 11 | 12:00 | 2271
1970 | 6 | 11 | 13:00 | 1716
1970 | 6 | 11 | 14:00 | 2213
1970 | 6 | 11 | 15:00 | 2004
1970 | 6 | 11 | 16:00 | 1389
1970 | 6 | 11 | 17:00 | 667
1970 | 6 | 11 | 18:00 | 74
1970 | 6 | 11 | 19:00 | 2
1970 | 6 | 11 | 20:00 | 0
1970 | 6 | 11 | 21:00 | 0
1970 | 6 | 11 | 22:00 | 0
1970 | 6 | 11 | 23:00 | 0
1970 | 6 | 11 | 24:00 | 0
1970 | 6 | 12 | 01:00 | 0
1970 | 6 | 12 | 02:00 | 0
1970 | 6 | 12 | 03:00 | 0
1970 | 6 | 12 | 04:00 | 0
1970 | 6 | 12 | 05:00 | 0
1970 | 6 | 12 | 06:00 | 14
1970 | 6 | 12 | 07:00 | 103
1970 | 6 | 12 | 08:00 | 582
1970 | 6 | 12 | 09:00 | 1159
1970 | 6 | 12 | 10:00 | 1698
1970 | 6 | 12 | 11:00 | 2294
1970 | 6 | 12 | 12:00 | 2473
1970 | 6 | 12 | 13:00 | 2657
1970 | 6 | 12 | 14:00 | 2371
1970 | 6 | 12 | 15:00 | 1853
1970 | 6 | 12 | 16:00 | 1179
1970 | 6 | 12 | 17:00 | 803
1970 | 6 | 12 | 18:00 | 52
1970 | 6 | 12 | 19:00 | 1
1970 | 6 | 12 | 20:00 | 0
1970 | 6 | 12 | 21:00 | 0
1970 | 6 | 12 | 22:00 | 0
1970 | 6 | 12 | 23:00 | 0
1970 | 6 | 12 | 24:00 | 0
1970 | 6 | 13 | 01:00 | 0
1970 | 6 | 13 | 02:00 | 0
1970 | 6 | 13 | 03:00 | 0
1970 | 6 | 13 | 04:00 | 0
1970 | 6 | 13 | 05:00 | 0
1970 | 6 | 13 | 06:00 | 9
1970 | 6 | 13 | 07:00 | 398
1970 | 6 | 13 | 08:00 | 1052
1970 | 6 | 13 | 09:00 | 1536
1970 | 6 | 13 | 10:00 | 2188
1970 | 6 | 13 | 11:00 | 1609
1970 | 6 | 13 | 12:00 | 2328
1970 | 6 | 13 | 13:00 | 2722
1970 | 6 | 13 | 14:00 | 2413
1970 | 6 | 13 | 15:00 | 1579
1970 | 6 | 13 | 16:00 | 1068
1970 | 6 | 13 | 17:00 | 771
1970 | 6 | 13 | 18:00 | 47
1970 | 6 | 13 | 19:00 | 1
1970 | 6 | 13 | 20:00 | 0
1970 | 6 | 13 | 21:00 | 0
1970 | 6 | 13 | 22:00 | 0
1970 | 6 | 13 | 23:00 | 0
1970 | 6 | 13 | 24:00 | 0
1970 | 6 | 14 | 01:00 | 0
1970 | 6 | 14 | 02:00 | 0
1970 | 6 | 14 | 03:00 | 0
1970 | 6 | 14 | 04:00 | 0
1970 | 6 | 14 | 05:00 | 0
1970 | 6 | 14 | 06:00 | 13
1970 | 6 | 14 | 07:00 | 458
1970 | 6 | 14 | 08:00 | 1184
1970 | 6 | 14 | 09:00 | 1777
1970 | 6 | 14 | 10:00 | 2290
1970 | 6 | 14 | 11:00 | 2511
1970 | 6 | 14 | 12:00 | 2594
1970 | 6 | 14 | 13:00 | 2649
1970 | 6 | 14 | 14:00 | 2459
1970 | 6 | 14 | 15:00 | 2107
1970 | 6 | 14 | 16:00 | 1514
1970 | 6 | 14 | 17:00 | 768
1970 | 6 | 14 | 18:00 | 15
1970 | 6 | 14 | 19:00 | 0
1970 | 6 | 14 | 20:00 | 0
1970 | 6 | 14 | 21:00 | 0
1970 | 6 | 14 | 22:00 | 0
1970 | 6 | 14 | 23:00 | 0
1970 | 6 | 14 | 24:00 | 0
1970 | 6 | 15 | 01:00 | 0
1970 | 6 | 15 | 02:00 | 0
1970 | 6 | 15 | 03:00 | 0
1970 | 6 | 15 | 04:00 | 0
1970 | 6 | 15 | 05:00 | 0
1970 | 6 | 15 | 06:00 | 3
1970 | 6 | 15 | 07:00 | 407
1970 | 6 | 15 | 08:00 | 1143
1970 | 6 | 15 | 09:00 | 1814
1970 | 6 | 15 | 10:00 | 2272
1970 | 6 | 15 | 11:00 | 2227
1970 | 6 | 15 | 12:00 | 2342
1970 | 6 | 15 | 13:00 | 2267
1970 | 6 | 15 | 14:00 | 2239
1970 | 6 | 15 | 15:00 | 1947
1970 | 6 | 15 | 16:00 | 1339
1970 | 6 | 15 | 17:00 | 761
1970 | 6 | 15 | 18:00 | 19
1970 | 6 | 15 | 19:00 | 1
1970 | 6 | 15 | 20:00 | 0
1970 | 6 | 15 | 21:00 | 0
1970 | 6 | 15 | 22:00 | 0
1970 | 6 | 15 | 23:00 | 0
1970 | 6 | 15 | 24:00 | 0
1970 | 6 | 16 | 01:00 | 0
1970 | 6 | 16 | 02:00 | 0
1970 | 6 | 16 | 03:00 | 0
1970 | 6 | 16 | 04:00 | 0
1970 | 6 | 16 | 05:00 | 0
1970 | 6 | 16 | 06:00 | 2
1970 | 6 | 16 | 07:00 | 398
1970 | 6 | 16 | 08:00 | 1086
1970 | 6 | 16 | 09:00 | 1270
1970 | 6 | 16 | 10:00 | 1942
1970 | 6 | 16 | 11:00 | 1267
1970 | 6 | 16 | 12:00 | 1197
1970 | 6 | 16 | 13:00 | 871
1970 | 6 | 16 | 14:00 | 943
1970 | 6 | 16 | 15:00 | 654
1970 | 6 | 16 | 16:00 | 599
1970 | 6 | 16 | 17:00 | 506
1970 | 6 | 16 | 18:00 | 213
1970 | 6 | 16 | 19:00 | 1
1970 | 6 | 16 | 20:00 | 0
1970 | 6 | 16 | 21:00 | 0
1970 | 6 | 16 | 22:00 | 0
1970 | 6 | 16 | 23:00 | 0
1970 | 6 | 16 | 24:00 | 0
1970 | 6 | 17 | 01:00 | 0
1970 | 6 | 17 | 02:00 | 0
1970 | 6 | 17 | 03:00 | 0
1970 | 6 | 17 | 04:00 | 0
1970 | 6 | 17 | 05:00 | 0
1970 | 6 | 17 | 06:00 | 11
1970 | 6 | 17 | 07:00 | 380
1970 | 6 | 17 | 08:00 | 452
1970 | 6 | 17 | 09:00 | 703
1970 | 6 | 17 | 10:00 | 1478
1970 | 6 | 17 | 11:00 | 1307
1970 | 6 | 17 | 12:00 | 1265
1970 | 6 | 17 | 13:00 | 1026
1970 | 6 | 17 | 14:00 | 875
1970 | 6 | 17 | 15:00 | 709
1970 | 6 | 17 | 16:00 | 583
1970 | 6 | 17 | 17:00 | 700
1970 | 6 | 17 | 18:00 | 134
1970 | 6 | 17 | 19:00 | 2
1970 | 6 | 17 | 20:00 | 0
1970 | 6 | 17 | 21:00 | 0
1970 | 6 | 17 | 22:00 | 0
1970 | 6 | 17 | 23:00 | 0
1970 | 6 | 17 | 24:00 | 0
1970 | 6 | 18 | 01:00 | 0
1970 | 6 | 18 | 02:00 | 0
1970 | 6 | 18 | 03:00 | 0
1970 | 6 | 18 | 04:00 | 0
1970 | 6 | 18 | 05:00 | 0
1970 | 6 | 18 | 06:00 | 9
1970 | 6 | 18 | 07:00 | 375
1970 | 6 | 18 | 08:00 | 490
1970 | 6 | 18 | 09:00 | 733
1970 | 6 | 18 | 10:00 | 531
1970 | 6 | 18 | 11:00 | 1051
1970 | 6 | 18 | 12:00 | 1177
1970 | 6 | 18 | 13:00 | 691
1970 | 6 | 18 | 14:00 | 1308
1970 | 6 | 18 | 15:00 | 1424
1970 | 6 | 18 | 16:00 | 1138
1970 | 6 | 18 | 17:00 | 609
1970 | 6 | 18 | 18:00 | 159
1970 | 6 | 18 | 19:00 | 3
1970 | 6 | 18 | 20:00 | 0
1970 | 6 | 18 | 21:00 | 0
1970 | 6 | 18 | 22:00 | 0
1970 | 6 | 18 | 23:00 | 0
1970 | 6 | 18 | 24:00 | 0
1970 | 6 | 19 | 01:00 | 0
1970 | 6 | 19 | 02:00 | 0
1970 | 6 | 19 | 03:00 | 0
1970 | 6 | 19 | 04:00 | 0
1970 | 6 | 19 | 05:00 | 0
1970 | 6 | 19 | 06:00 | 7
1970 | 6 | 19 | 07:00 | 409
1970 | 6 | 19 | 08:00 | 1053
1970 | 6 | 19 | 09:00 | 1714
1970 | 6 | 19 | 10:00 | 1814
1970 | 6 | 19 | 11:00 | 2491
1970 | 6 | 19 | 12:00 | 2580
1970 | 6 | 19 | 13:00 | 2307
1970 | 6 | 19 | 14:00 | 2393
1970 | 6 | 19 | 15:00 | 1493
1970 | 6 | 19 | 16:00 | 1215
1970 | 6 | 19 | 17:00 | 607
1970 | 6 | 19 | 18:00 | 33
1970 | 6 | 19 | 19:00 | 1
1970 | 6 | 19 | 20:00 | 0
1970 | 6 | 19 | 21:00 | 0
1970 | 6 | 19 | 22:00 | 0
1970 | 6 | 19 | 23:00 | 0
1970 | 6 | 19 | 24:00 | 0
1970 | 6 | 20 | 01:00 | 0
1970 | 6 | 20 | 02:00 | 0
1970 | 6 | 20 | 03:00 | 0
1970 | 6 | 20 | 04:00 | 0
1970 | 6 | 20 | 05:00 | 0
1970 | 6 | 20 | 06:00 | 2
1970 | 6 | 20 | 07:00 | 383
1970 | 6 | 20 | 08:00 | 1035
1970 | 6 | 20 | 09:00 | 1906
1970 | 6 | 20 | 10:00 | 689
1970 | 6 | 20 | 11:00 | 1839
1970 | 6 | 20 | 12:00 | 1510
1970 | 6 | 20 | 13:00 | 2479
1970 | 6 | 20 | 14:00 | 863
1970 | 6 | 20 | 15:00 | 1324
1970 | 6 | 20 | 16:00 | 445
1970 | 6 | 20 | 17:00 | 496
1970 | 6 | 20 | 18:00 | 167
1970 | 6 | 20 | 19:00 | 5
1970 | 6 | 20 | 20:00 | 0
1970 | 6 | 20 | 21:00 | 0
1970 | 6 | 20 | 22:00 | 0
1970 | 6 | 20 | 23:00 | 0
1970 | 6 | 20 | 24:00 | 0
1970 | 6 | 21 | 01:00 | 0
1970 | 6 | 21 | 02:00 | 0
1970 | 6 | 21 | 03:00 | 0
1970 | 6 | 21 | 04:00 | 0
1970 | 6 | 21 | 05:00 | 0
1970 | 6 | 21 | 06:00 | 23
1970 | 6 | 21 | 07:00 | 470
1970 | 6 | 21 | 08:00 | 1148
1970 | 6 | 21 | 09:00 | 1726
1970 | 6 | 21 | 10:00 | 2205
1970 | 6 | 21 | 11:00 | 2305
1970 | 6 | 21 | 12:00 | 2009
1970 | 6 | 21 | 13:00 | 766
1970 | 6 | 21 | 14:00 | 864
1970 | 6 | 21 | 15:00 | 748
1970 | 6 | 21 | 16:00 | 524
1970 | 6 | 21 | 17:00 | 626
1970 | 6 | 21 | 18:00 | 148
1970 | 6 | 21 | 19:00 | 3
1970 | 6 | 21 | 20:00 | 0
1970 | 6 | 21 | 21:00 | 0
1970 | 6 | 21 | 22:00 | 0
1970 | 6 | 21 | 23:00 | 0
1970 | 6 | 21 | 24:00 | 0
1970 | 6 | 22 | 01:00 | 0
1970 | 6 | 22 | 02:00 | 0
1970 | 6 | 22 | 03:00 | 0
1970 | 6 | 22 | 04:00 | 0
1970 | 6 | 22 | 05:00 | 0
1970 | 6 | 22 | 06:00 | 9
1970 | 6 | 22 | 07:00 | 218
1970 | 6 | 22 | 08:00 | 488
1970 | 6 | 22 | 09:00 | 672
1970 | 6 | 22 | 10:00 | 1026
1970 | 6 | 22 | 11:00 | 1459
1970 | 6 | 22 | 12:00 | 2139
1970 | 6 | 22 | 13:00 | 2735
1970 | 6 | 22 | 14:00 | 2334
1970 | 6 | 22 | 15:00 | 1851
1970 | 6 | 22 | 16:00 | 1463
1970 | 6 | 22 | 17:00 | 760
1970 | 6 | 22 | 18:00 | 31
1970 | 6 | 22 | 19:00 | 2
1970 | 6 | 22 | 20:00 | 0
1970 | 6 | 22 | 21:00 | 0
1970 | 6 | 22 | 22:00 | 0
1970 | 6 | 22 | 23:00 | 0
1970 | 6 | 22 | 24:00 | 0
1970 | 6 | 23 | 01:00 | 0
1970 | 6 | 23 | 02:00 | 0
1970 | 6 | 23 | 03:00 | 0
1970 | 6 | 23 | 04:00 | 0
1970 | 6 | 23 | 05:00 | 0
1970 | 6 | 23 | 06:00 | 3
1970 | 6 | 23 | 07:00 | 392
1970 | 6 | 23 | 08:00 | 1099
1970 | 6 | 23 | 09:00 | 1762
1970 | 6 | 23 | 10:00 | 2239
1970 | 6 | 23 | 11:00 | 2350
1970 | 6 | 23 | 12:00 | 2724
1970 | 6 | 23 | 13:00 | 2571
1970 | 6 | 23 | 14:00 | 2081
1970 | 6 | 23 | 15:00 | 1944
1970 | 6 | 23 | 16:00 | 1491
1970 | 6 | 23 | 17:00 | 788
1970 | 6 | 23 | 18:00 | 20
1970 | 6 | 23 | 19:00 | 1
1970 | 6 | 23 | 20:00 | 0
1970 | 6 | 23 | 21:00 | 0
1970 | 6 | 23 | 22:00 | 0
1970 | 6 | 23 | 23:00 | 0
1970 | 6 | 23 | 24:00 | 0
1970 | 6 | 24 | 01:00 | 0
1970 | 6 | 24 | 02:00 | 0
1970 | 6 | 24 | 03:00 | 0
1970 | 6 | 24 | 04:00 | 0
1970 | 6 | 24 | 05:00 | 0
1970 | 6 | 24 | 06:00 | 1
1970 | 6 | 24 | 07:00 | 399
1970 | 6 | 24 | 08:00 | 1055
1970 | 6 | 24 | 09:00 | 1789
1970 | 6 | 24 | 10:00 | 2232
1970 | 6 | 24 | 11:00 | 2411
1970 | 6 | 24 | 12:00 | 2371
1970 | 6 | 24 | 13:00 | 2258
1970 | 6 | 24 | 14:00 | 2173
1970 | 6 | 24 | 15:00 | 1855
1970 | 6 | 24 | 16:00 | 1284
1970 | 6 | 24 | 17:00 | 735
1970 | 6 | 24 | 18:00 | 12
1970 | 6 | 24 | 19:00 | 0
1970 | 6 | 24 | 20:00 | 0
1970 | 6 | 24 | 21:00 | 0
1970 | 6 | 24 | 22:00 | 0
1970 | 6 | 24 | 23:00 | 0
1970 | 6 | 24 | 24:00 | 0
1970 | 6 | 25 | 01:00 | 0
1970 | 6 | 25 | 02:00 | 0
1970 | 6 | 25 | 03:00 | 0
1970 | 6 | 25 | 04:00 | 0
1970 | 6 | 25 | 05:00 | 0
1970 | 6 | 25 | 06:00 | 23
1970 | 6 | 25 | 07:00 | 32
1970 | 6 | 25 | 08:00 | 595
1970 | 6 | 25 | 09:00 | 974
1970 | 6 | 25 | 10:00 | 1339
1970 | 6 | 25 | 11:00 | 1970
1970 | 6 | 25 | 12:00 | 2577
1970 | 6 | 25 | 13:00 | 2564
1970 | 6 | 25 | 14:00 | 2258
1970 | 6 | 25 | 15:00 | 1991
1970 | 6 | 25 | 16:00 | 1461
1970 | 6 | 25 | 17:00 | 763
1970 | 6 | 25 | 18:00 | 125
1970 | 6 | 25 | 19:00 | 4
1970 | 6 | 25 | 20:00 | 0
1970 | 6 | 25 | 21:00 | 0
1970 | 6 | 25 | 22:00 | 0
1970 | 6 | 25 | 23:00 | 0
1970 | 6 | 25 | 24:00 | 0
1970 | 6 | 26 | 01:00 | 0
1970 | 6 | 26 | 02:00 | 0
1970 | 6 | 26 | 03:00 | 0
1970 | 6 | 26 | 04:00 | 0
1970 | 6 | 26 | 05:00 | 0
1970 | 6 | 26 | 06:00 | 10
1970 | 6 | 26 | 07:00 | 389
1970 | 6 | 26 | 08:00 | 1020
1970 | 6 | 26 | 09:00 | 1134
1970 | 6 | 26 | 10:00 | 851
1970 | 6 | 26 | 11:00 | 1134
1970 | 6 | 26 | 12:00 | 1214
1970 | 6 | 26 | 13:00 | 852
1970 | 6 | 26 | 14:00 | 966
1970 | 6 | 26 | 15:00 | 844
1970 | 6 | 26 | 16:00 | 805
1970 | 6 | 26 | 17:00 | 499
1970 | 6 | 26 | 18:00 | 114
1970 | 6 | 26 | 19:00 | 0
1970 | 6 | 26 | 20:00 | 0
1970 | 6 | 26 | 21:00 | 0
1970 | 6 | 26 | 22:00 | 0
1970 | 6 | 26 | 23:00 | 0
1970 | 6 | 26 | 24:00 | 0
1970 | 6 | 27 | 01:00 | 0
1970 | 6 | 27 | 02:00 | 0
1970 | 6 | 27 | 03:00 | 0
1970 | 6 | 27 | 04:00 | 0
1970 | 6 | 27 | 05:00 | 0
1970 | 6 | 27 | 06:00 | 16
1970 | 6 | 27 | 07:00 | 76
1970 | 6 | 27 | 08:00 | 644
1970 | 6 | 27 | 09:00 | 796
1970 | 6 | 27 | 10:00 | 611
1970 | 6 | 27 | 11:00 | 1254
1970 | 6 | 27 | 12:00 | 1147
1970 | 6 | 27 | 13:00 | 1155
1970 | 6 | 27 | 14:00 | 1059
1970 | 6 | 27 | 15:00 | 993
1970 | 6 | 27 | 16:00 | 765
1970 | 6 | 27 | 17:00 | 546
1970 | 6 | 27 | 18:00 | 103
1970 | 6 | 27 | 19:00 | 0
1970 | 6 | 27 | 20:00 | 0
1970 | 6 | 27 | 21:00 | 0
1970 | 6 | 27 | 22:00 | 0
1970 | 6 | 27 | 23:00 | 0
1970 | 6 | 27 | 24:00 | 0
1970 | 6 | 28 | 01:00 | 0
1970 | 6 | 28 | 02:00 | 0
1970 | 6 | 28 | 03:00 | 0
1970 | 6 | 28 | 04:00 | 0
1970 | 6 | 28 | 05:00 | 0
1970 | 6 | 28 | 06:00 | 8
1970 | 6 | 28 | 07:00 | 418
1970 | 6 | 28 | 08:00 | 1070
1970 | 6 | 28 | 09:00 | 1719
1970 | 6 | 28 | 10:00 | 1871
1970 | 6 | 28 | 11:00 | 2534
1970 | 6 | 28 | 12:00 | 2584
1970 | 6 | 28 | 13:00 | 2439
1970 | 6 | 28 | 14:00 | 2424
1970 | 6 | 28 | 15:00 | 1974
1970 | 6 | 28 | 16:00 | 1477
1970 | 6 | 28 | 17:00 | 805
1970 | 6 | 28 | 18:00 | 69
1970 | 6 | 28 | 19:00 | 3
1970 | 6 | 28 | 20:00 | 0
1970 | 6 | 28 | 21:00 | 0
1970 | 6 | 28 | 22:00 | 0
1970 | 6 | 28 | 23:00 | 0
1970 | 6 | 28 | 24:00 | 0
1970 | 6 | 29 | 01:00 | 0
1970 | 6 | 29 | 02:00 | 0
1970 | 6 | 29 | 03:00 | 0
1970 | 6 | 29 | 04:00 | 0
1970 | 6 | 29 | 05:00 | 0
1970 | 6 | 29 | 06:00 | 1
1970 | 6 | 29 | 07:00 | 340
1970 | 6 | 29 | 08:00 | 1075
1970 | 6 | 29 | 09:00 | 1709
1970 | 6 | 29 | 10:00 | 2200
1970 | 6 | 29 | 11:00 | 2476
1970 | 6 | 29 | 12:00 | 2522
1970 | 6 | 29 | 13:00 | 2592
1970 | 6 | 29 | 14:00 | 2429
1970 | 6 | 29 | 15:00 | 1318
1970 | 6 | 29 | 16:00 | 1165
1970 | 6 | 29 | 17:00 | 546
1970 | 6 | 29 | 18:00 | 79
1970 | 6 | 29 | 19:00 | 3
1970 | 6 | 29 | 20:00 | 0
1970 | 6 | 29 | 21:00 | 0
1970 | 6 | 29 | 22:00 | 0
1970 | 6 | 29 | 23:00 | 0
1970 | 6 | 29 | 24:00 | 0
1970 | 6 | 30 | 01:00 | 0
1970 | 6 | 30 | 02:00 | 0
1970 | 6 | 30 | 03:00 | 0
1970 | 6 | 30 | 04:00 | 0
1970 | 6 | 30 | 05:00 | 0
1970 | 6 | 30 | 06:00 | 11
1970 | 6 | 30 | 07:00 | 227
1970 | 6 | 30 | 08:00 | 463
1970 | 6 | 30 | 09:00 | 694
1970 | 6 | 30 | 10:00 | 889
1970 | 6 | 30 | 11:00 | 962
1970 | 6 | 30 | 12:00 | 1139
1970 | 6 | 30 | 13:00 | 686
1970 | 6 | 30 | 14:00 | 1039
1970 | 6 | 30 | 15:00 | 946
1970 | 6 | 30 | 16:00 | 796
1970 | 6 | 30 | 17:00 | 533
1970 | 6 | 30 | 18:00 | 17
1970 | 6 | 30 | 19:00 | 3
1970 | 6 | 30 | 20:00 | 0
1970 | 6 | 30 | 21:00 | 0
1970 | 6 | 30 | 22:00 | 0
1970 | 6 | 30 | 23:00 | 0
1970 | 6 | 30 | 24:00 | 0
1981 | 7 | 1 | 01:00 | 0
1981 | 7 | 1 | 02:00 | 0
1981 | 7 | 1 | 03:00 | 0
1981 | 7 | 1 | 04:00 | 0
1981 | 7 | 1 | 05:00 | 0
1981 | 7 | 1 | 06:00 | 14
1981 | 7 | 1 | 07:00 | 14
1981 | 7 | 1 | 08:00 | 451
1981 | 7 | 1 | 09:00 | 639
1981 | 7 | 1 | 10:00 | 1178
1981 | 7 | 1 | 11:00 | 2332
1981 | 7 | 1 | 12:00 | 2286
1981 | 7 | 1 | 13:00 | 2458
1981 | 7 | 1 | 14:00 | 2238
1981 | 7 | 1 | 15:00 | 1614
1981 | 7 | 1 | 16:00 | 1352
1981 | 7 | 1 | 17:00 | 768
1981 | 7 | 1 | 18:00 | 145
1981 | 7 | 1 | 19:00 | 5
1981 | 7 | 1 | 20:00 | 0
1981 | 7 | 1 | 21:00 | 0
1981 | 7 | 1 | 22:00 | 0
1981 | 7 | 1 | 23:00 | 0
1981 | 7 | 1 | 24:00 | 0
1981 | 7 | 2 | 01:00 | 0
1981 | 7 | 2 | 02:00 | 0
1981 | 7 | 2 | 03:00 | 0
1981 | 7 | 2 | 04:00 | 0
1981 | 7 | 2 | 05:00 | 0
1981 | 7 | 2 | 06:00 | 4
1981 | 7 | 2 | 07:00 | 164
1981 | 7 | 2 | 08:00 | 464
1981 | 7 | 2 | 09:00 | 707
1981 | 7 | 2 | 10:00 | 988
1981 | 7 | 2 | 11:00 | 1435
1981 | 7 | 2 | 12:00 | 1539
1981 | 7 | 2 | 13:00 | 1925
1981 | 7 | 2 | 14:00 | 1908
1981 | 7 | 2 | 15:00 | 1049
1981 | 7 | 2 | 16:00 | 1265
1981 | 7 | 2 | 17:00 | 566
1981 | 7 | 2 | 18:00 | 71
1981 | 7 | 2 | 19:00 | 4
1981 | 7 | 2 | 20:00 | 0
1981 | 7 | 2 | 21:00 | 0
1981 | 7 | 2 | 22:00 | 0
1981 | 7 | 2 | 23:00 | 0
1981 | 7 | 2 | 24:00 | 0
1981 | 7 | 3 | 01:00 | 0
1981 | 7 | 3 | 02:00 | 0
1981 | 7 | 3 | 03:00 | 0
1981 | 7 | 3 | 04:00 | 0
1981 | 7 | 3 | 05:00 | 0
1981 | 7 | 3 | 06:00 | 5
1981 | 7 | 3 | 07:00 | 15
1981 | 7 | 3 | 08:00 | 459
1981 | 7 | 3 | 09:00 | 576
1981 | 7 | 3 | 10:00 | 964
1981 | 7 | 3 | 11:00 | 1988
1981 | 7 | 3 | 12:00 | 2593
1981 | 7 | 3 | 13:00 | 2425
1981 | 7 | 3 | 14:00 | 1368
1981 | 7 | 3 | 15:00 | 1902
1981 | 7 | 3 | 16:00 | 487
1981 | 7 | 3 | 17:00 | 288
1981 | 7 | 3 | 18:00 | 9
1981 | 7 | 3 | 19:00 | 5
1981 | 7 | 3 | 20:00 | 0
1981 | 7 | 3 | 21:00 | 0
1981 | 7 | 3 | 22:00 | 0
1981 | 7 | 3 | 23:00 | 0
1981 | 7 | 3 | 24:00 | 0
1981 | 7 | 4 | 01:00 | 0
1981 | 7 | 4 | 02:00 | 0
1981 | 7 | 4 | 03:00 | 0
1981 | 7 | 4 | 04:00 | 0
1981 | 7 | 4 | 05:00 | 0
1981 | 7 | 4 | 06:00 | 29
1981 | 7 | 4 | 07:00 | 62
1981 | 7 | 4 | 08:00 | 475
1981 | 7 | 4 | 09:00 | 576
1981 | 7 | 4 | 10:00 | 929
1981 | 7 | 4 | 11:00 | 1052
1981 | 7 | 4 | 12:00 | 969
1981 | 7 | 4 | 13:00 | 1227
1981 | 7 | 4 | 14:00 | 529
1981 | 7 | 4 | 15:00 | 550
1981 | 7 | 4 | 16:00 | 432
1981 | 7 | 4 | 17:00 | 198
1981 | 7 | 4 | 18:00 | 37
1981 | 7 | 4 | 19:00 | 1
1981 | 7 | 4 | 20:00 | 0
1981 | 7 | 4 | 21:00 | 0
1981 | 7 | 4 | 22:00 | 0
1981 | 7 | 4 | 23:00 | 0
1981 | 7 | 4 | 24:00 | 0
1981 | 7 | 5 | 01:00 | 0
1981 | 7 | 5 | 02:00 | 0
1981 | 7 | 5 | 03:00 | 0
1981 | 7 | 5 | 04:00 | 0
1981 | 7 | 5 | 05:00 | 0
1981 | 7 | 5 | 06:00 | 12
1981 | 7 | 5 | 07:00 | 355
1981 | 7 | 5 | 08:00 | 362
1981 | 7 | 5 | 09:00 | 763
1981 | 7 | 5 | 10:00 | 541
1981 | 7 | 5 | 11:00 | 1096
1981 | 7 | 5 | 12:00 | 650
1981 | 7 | 5 | 13:00 | 738
1981 | 7 | 5 | 14:00 | 610
1981 | 7 | 5 | 15:00 | 537
1981 | 7 | 5 | 16:00 | 448
1981 | 7 | 5 | 17:00 | 161
1981 | 7 | 5 | 18:00 | 15
1981 | 7 | 5 | 19:00 | 0
1981 | 7 | 5 | 20:00 | 0
1981 | 7 | 5 | 21:00 | 0
1981 | 7 | 5 | 22:00 | 0
1981 | 7 | 5 | 23:00 | 0
1981 | 7 | 5 | 24:00 | 0
1981 | 7 | 6 | 01:00 | 0
1981 | 7 | 6 | 02:00 | 0
1981 | 7 | 6 | 03:00 | 0
1981 | 7 | 6 | 04:00 | 0
1981 | 7 | 6 | 05:00 | 0
1981 | 7 | 6 | 06:00 | 3
1981 | 7 | 6 | 07:00 | 69
1981 | 7 | 6 | 08:00 | 582
1981 | 7 | 6 | 09:00 | 776
1981 | 7 | 6 | 10:00 | 1648
1981 | 7 | 6 | 11:00 | 2540
1981 | 7 | 6 | 12:00 | 2404
1981 | 7 | 6 | 13:00 | 2320
1981 | 7 | 6 | 14:00 | 2147
1981 | 7 | 6 | 15:00 | 1925
1981 | 7 | 6 | 16:00 | 1153
1981 | 7 | 6 | 17:00 | 731
1981 | 7 | 6 | 18:00 | 23
1981 | 7 | 6 | 19:00 | 0
1981 | 7 | 6 | 20:00 | 0
1981 | 7 | 6 | 21:00 | 0
1981 | 7 | 6 | 22:00 | 0
1981 | 7 | 6 | 23:00 | 0
1981 | 7 | 6 | 24:00 | 0
1981 | 7 | 7 | 01:00 | 0
1981 | 7 | 7 | 02:00 | 0
1981 | 7 | 7 | 03:00 | 0
1981 | 7 | 7 | 04:00 | 0
1981 | 7 | 7 | 05:00 | 0
1981 | 7 | 7 | 06:00 | 7
1981 | 7 | 7 | 07:00 | 378
1981 | 7 | 7 | 08:00 | 811
1981 | 7 | 7 | 09:00 | 1282
1981 | 7 | 7 | 10:00 | 2136
1981 | 7 | 7 | 11:00 | 2363
1981 | 7 | 7 | 12:00 | 1630
1981 | 7 | 7 | 13:00 | 2506
1981 | 7 | 7 | 14:00 | 2342
1981 | 7 | 7 | 15:00 | 1691
1981 | 7 | 7 | 16:00 | 1495
1981 | 7 | 7 | 17:00 | 805
1981 | 7 | 7 | 18:00 | 95
1981 | 7 | 7 | 19:00 | 5
1981 | 7 | 7 | 20:00 | 0
1981 | 7 | 7 | 21:00 | 0
1981 | 7 | 7 | 22:00 | 0
1981 | 7 | 7 | 23:00 | 0
1981 | 7 | 7 | 24:00 | 0
1981 | 7 | 8 | 01:00 | 0
1981 | 7 | 8 | 02:00 | 0
1981 | 7 | 8 | 03:00 | 0
1981 | 7 | 8 | 04:00 | 0
1981 | 7 | 8 | 05:00 | 0
1981 | 7 | 8 | 06:00 | 9
1981 | 7 | 8 | 07:00 | 377
1981 | 7 | 8 | 08:00 | 853
1981 | 7 | 8 | 09:00 | 1339
1981 | 7 | 8 | 10:00 | 1595
1981 | 7 | 8 | 11:00 | 1993
1981 | 7 | 8 | 12:00 | 2494
1981 | 7 | 8 | 13:00 | 2504
1981 | 7 | 8 | 14:00 | 2282
1981 | 7 | 8 | 15:00 | 1845
1981 | 7 | 8 | 16:00 | 1412
1981 | 7 | 8 | 17:00 | 752
1981 | 7 | 8 | 18:00 | 69
1981 | 7 | 8 | 19:00 | 1
1981 | 7 | 8 | 20:00 | 0
1981 | 7 | 8 | 21:00 | 0
1981 | 7 | 8 | 22:00 | 0
1981 | 7 | 8 | 23:00 | 0
1981 | 7 | 8 | 24:00 | 0
1981 | 7 | 9 | 01:00 | 0
1981 | 7 | 9 | 02:00 | 0
1981 | 7 | 9 | 03:00 | 0
1981 | 7 | 9 | 04:00 | 0
1981 | 7 | 9 | 05:00 | 0
1981 | 7 | 9 | 06:00 | 6
1981 | 7 | 9 | 07:00 | 364
1981 | 7 | 9 | 08:00 | 991
1981 | 7 | 9 | 09:00 | 1630
1981 | 7 | 9 | 10:00 | 2119
1981 | 7 | 9 | 11:00 | 2413
1981 | 7 | 9 | 12:00 | 2458
1981 | 7 | 9 | 13:00 | 2376
1981 | 7 | 9 | 14:00 | 1937
1981 | 7 | 9 | 15:00 | 1770
1981 | 7 | 9 | 16:00 | 1160
1981 | 7 | 9 | 17:00 | 765
1981 | 7 | 9 | 18:00 | 103
1981 | 7 | 9 | 19:00 | 0
1981 | 7 | 9 | 20:00 | 0
1981 | 7 | 9 | 21:00 | 0
1981 | 7 | 9 | 22:00 | 0
1981 | 7 | 9 | 23:00 | 0
1981 | 7 | 9 | 24:00 | 0
1981 | 7 | 10 | 01:00 | 0
1981 | 7 | 10 | 02:00 | 0
1981 | 7 | 10 | 03:00 | 0
1981 | 7 | 10 | 04:00 | 0
1981 | 7 | 10 | 05:00 | 0
1981 | 7 | 10 | 06:00 | 2
1981 | 7 | 10 | 07:00 | 301
1981 | 7 | 10 | 08:00 | 1057
1981 | 7 | 10 | 09:00 | 1747
1981 | 7 | 10 | 10:00 | 2244
1981 | 7 | 10 | 11:00 | 2578
1981 | 7 | 10 | 12:00 | 2728
1981 | 7 | 10 | 13:00 | 2715
1981 | 7 | 10 | 14:00 | 2499
1981 | 7 | 10 | 15:00 | 2103
1981 | 7 | 10 | 16:00 | 1529
1981 | 7 | 10 | 17:00 | 801
1981 | 7 | 10 | 18:00 | 36
1981 | 7 | 10 | 19:00 | 1
1981 | 7 | 10 | 20:00 | 0
1981 | 7 | 10 | 21:00 | 0
1981 | 7 | 10 | 22:00 | 0
1981 | 7 | 10 | 23:00 | 0
1981 | 7 | 10 | 24:00 | 0
1981 | 7 | 11 | 01:00 | 0
1981 | 7 | 11 | 02:00 | 0
1981 | 7 | 11 | 03:00 | 0
1981 | 7 | 11 | 04:00 | 0
1981 | 7 | 11 | 05:00 | 0
1981 | 7 | 11 | 06:00 | 2
1981 | 7 | 11 | 07:00 | 306
1981 | 7 | 11 | 08:00 | 959
1981 | 7 | 11 | 09:00 | 1538
1981 | 7 | 11 | 10:00 | 1924
1981 | 7 | 11 | 11:00 | 2361
1981 | 7 | 11 | 12:00 | 2539
1981 | 7 | 11 | 13:00 | 2548
1981 | 7 | 11 | 14:00 | 1868
1981 | 7 | 11 | 15:00 | 1897
1981 | 7 | 11 | 16:00 | 1442
1981 | 7 | 11 | 17:00 | 774
1981 | 7 | 11 | 18:00 | 92
1981 | 7 | 11 | 19:00 | 2
1981 | 7 | 11 | 20:00 | 0
1981 | 7 | 11 | 21:00 | 0
1981 | 7 | 11 | 22:00 | 0
1981 | 7 | 11 | 23:00 | 0
1981 | 7 | 11 | 24:00 | 0
1981 | 7 | 12 | 01:00 | 0
1981 | 7 | 12 | 02:00 | 0
1981 | 7 | 12 | 03:00 | 0
1981 | 7 | 12 | 04:00 | 0
1981 | 7 | 12 | 05:00 | 0
1981 | 7 | 12 | 06:00 | 11
1981 | 7 | 12 | 07:00 | 377
1981 | 7 | 12 | 08:00 | 848
1981 | 7 | 12 | 09:00 | 1421
1981 | 7 | 12 | 10:00 | 1459
1981 | 7 | 12 | 11:00 | 2449
1981 | 7 | 12 | 12:00 | 2541
1981 | 7 | 12 | 13:00 | 2421
1981 | 7 | 12 | 14:00 | 2222
1981 | 7 | 12 | 15:00 | 1867
1981 | 7 | 12 | 16:00 | 854
1981 | 7 | 12 | 17:00 | 561
1981 | 7 | 12 | 18:00 | 206
1981 | 7 | 12 | 19:00 | 3
1981 | 7 | 12 | 20:00 | 0
1981 | 7 | 12 | 21:00 | 0
1981 | 7 | 12 | 22:00 | 0
1981 | 7 | 12 | 23:00 | 0
1981 | 7 | 12 | 24:00 | 0
1981 | 7 | 13 | 01:00 | 0
1981 | 7 | 13 | 02:00 | 0
1981 | 7 | 13 | 03:00 | 0
1981 | 7 | 13 | 04:00 | 0
1981 | 7 | 13 | 05:00 | 0
1981 | 7 | 13 | 06:00 | 2
1981 | 7 | 13 | 07:00 | 154
1981 | 7 | 13 | 08:00 | 684
1981 | 7 | 13 | 09:00 | 689
1981 | 7 | 13 | 10:00 | 749
1981 | 7 | 13 | 11:00 | 936
1981 | 7 | 13 | 12:00 | 544
1981 | 7 | 13 | 13:00 | 514
1981 | 7 | 13 | 14:00 | 1364
1981 | 7 | 13 | 15:00 | 1731
1981 | 7 | 13 | 16:00 | 1447
1981 | 7 | 13 | 17:00 | 796
1981 | 7 | 13 | 18:00 | 89
1981 | 7 | 13 | 19:00 | 2
1981 | 7 | 13 | 20:00 | 0
1981 | 7 | 13 | 21:00 | 0
1981 | 7 | 13 | 22:00 | 0
1981 | 7 | 13 | 23:00 | 0
1981 | 7 | 13 | 24:00 | 0
1981 | 7 | 14 | 01:00 | 0
1981 | 7 | 14 | 02:00 | 0
1981 | 7 | 14 | 03:00 | 0
1981 | 7 | 14 | 04:00 | 0
1981 | 7 | 14 | 05:00 | 0
1981 | 7 | 14 | 06:00 | 11
1981 | 7 | 14 | 07:00 | 16
1981 | 7 | 14 | 08:00 | 1021
1981 | 7 | 14 | 09:00 | 1618
1981 | 7 | 14 | 10:00 | 1444
1981 | 7 | 14 | 11:00 | 957
1981 | 7 | 14 | 12:00 | 1269
1981 | 7 | 14 | 13:00 | 1022
1981 | 7 | 14 | 14:00 | 969
1981 | 7 | 14 | 15:00 | 446
1981 | 7 | 14 | 16:00 | 946
1981 | 7 | 14 | 17:00 | 684
1981 | 7 | 14 | 18:00 | 152
1981 | 7 | 14 | 19:00 | 4
1981 | 7 | 14 | 20:00 | 0
1981 | 7 | 14 | 21:00 | 0
1981 | 7 | 14 | 22:00 | 0
1981 | 7 | 14 | 23:00 | 0
1981 | 7 | 14 | 24:00 | 0
1981 | 7 | 15 | 01:00 | 0
1981 | 7 | 15 | 02:00 | 0
1981 | 7 | 15 | 03:00 | 0
1981 | 7 | 15 | 04:00 | 0
1981 | 7 | 15 | 05:00 | 0
1981 | 7 | 15 | 06:00 | 2
1981 | 7 | 15 | 07:00 | 305
1981 | 7 | 15 | 08:00 | 1079
1981 | 7 | 15 | 09:00 | 1811
1981 | 7 | 15 | 10:00 | 2342
1981 | 7 | 15 | 11:00 | 2569
1981 | 7 | 15 | 12:00 | 1882
1981 | 7 | 15 | 13:00 | 2608
1981 | 7 | 15 | 14:00 | 2236
1981 | 7 | 15 | 15:00 | 1810
1981 | 7 | 15 | 16:00 | 1591
1981 | 7 | 15 | 17:00 | 832
1981 | 7 | 15 | 18:00 | 46
1981 | 7 | 15 | 19:00 | 1
1981 | 7 | 15 | 20:00 | 0
1981 | 7 | 15 | 21:00 | 0
1981 | 7 | 15 | 22:00 | 0
1981 | 7 | 15 | 23:00 | 0
1981 | 7 | 15 | 24:00 | 0
1981 | 7 | 16 | 01:00 | 0
1981 | 7 | 16 | 02:00 | 0
1981 | 7 | 16 | 03:00 | 0
1981 | 7 | 16 | 04:00 | 0
1981 | 7 | 16 | 05:00 | 0
1981 | 7 | 16 | 06:00 | 2
1981 | 7 | 16 | 07:00 | 187
1981 | 7 | 16 | 08:00 | 1066
1981 | 7 | 16 | 09:00 | 1768
1981 | 7 | 16 | 10:00 | 2242
1981 | 7 | 16 | 11:00 | 2445
1981 | 7 | 16 | 12:00 | 2552
1981 | 7 | 16 | 13:00 | 2354
1981 | 7 | 16 | 14:00 | 2088
1981 | 7 | 16 | 15:00 | 2014
1981 | 7 | 16 | 16:00 | 1466
1981 | 7 | 16 | 17:00 | 802
1981 | 7 | 16 | 18:00 | 27
1981 | 7 | 16 | 19:00 | 0
1981 | 7 | 16 | 20:00 | 0
1981 | 7 | 16 | 21:00 | 0
1981 | 7 | 16 | 22:00 | 0
1981 | 7 | 16 | 23:00 | 0
1981 | 7 | 16 | 24:00 | 0
1981 | 7 | 17 | 01:00 | 0
1981 | 7 | 17 | 02:00 | 0
1981 | 7 | 17 | 03:00 | 0
1981 | 7 | 17 | 04:00 | 0
1981 | 7 | 17 | 05:00 | 0
1981 | 7 | 17 | 06:00 | 7
1981 | 7 | 17 | 07:00 | 266
1981 | 7 | 17 | 08:00 | 1018
1981 | 7 | 17 | 09:00 | 1733
1981 | 7 | 17 | 10:00 | 2217
1981 | 7 | 17 | 11:00 | 2357
1981 | 7 | 17 | 12:00 | 2564
1981 | 7 | 17 | 13:00 | 2393
1981 | 7 | 17 | 14:00 | 2092
1981 | 7 | 17 | 15:00 | 1649
1981 | 7 | 17 | 16:00 | 1567
1981 | 7 | 17 | 17:00 | 780
1981 | 7 | 17 | 18:00 | 120
1981 | 7 | 17 | 19:00 | 3
1981 | 7 | 17 | 20:00 | 0
1981 | 7 | 17 | 21:00 | 0
1981 | 7 | 17 | 22:00 | 0
1981 | 7 | 17 | 23:00 | 0
1981 | 7 | 17 | 24:00 | 0
1981 | 7 | 18 | 01:00 | 0
1981 | 7 | 18 | 02:00 | 0
1981 | 7 | 18 | 03:00 | 0
1981 | 7 | 18 | 04:00 | 0
1981 | 7 | 18 | 05:00 | 0
1981 | 7 | 18 | 06:00 | 16
1981 | 7 | 18 | 07:00 | 329
1981 | 7 | 18 | 08:00 | 650
1981 | 7 | 18 | 09:00 | 1615
1981 | 7 | 18 | 10:00 | 1656
1981 | 7 | 18 | 11:00 | 2292
1981 | 7 | 18 | 12:00 | 2088
1981 | 7 | 18 | 13:00 | 1478
1981 | 7 | 18 | 14:00 | 1291
1981 | 7 | 18 | 15:00 | 514
1981 | 7 | 18 | 16:00 | 902
1981 | 7 | 18 | 17:00 | 550
1981 | 7 | 18 | 18:00 | 200
1981 | 7 | 18 | 19:00 | 2
1981 | 7 | 18 | 20:00 | 0
1981 | 7 | 18 | 21:00 | 0
1981 | 7 | 18 | 22:00 | 0
1981 | 7 | 18 | 23:00 | 0
1981 | 7 | 18 | 24:00 | 0
1981 | 7 | 19 | 01:00 | 0
1981 | 7 | 19 | 02:00 | 0
1981 | 7 | 19 | 03:00 | 0
1981 | 7 | 19 | 04:00 | 0
1981 | 7 | 19 | 05:00 | 0
1981 | 7 | 19 | 06:00 | 7
1981 | 7 | 19 | 07:00 | 394
1981 | 7 | 19 | 08:00 | 414
1981 | 7 | 19 | 09:00 | 890
1981 | 7 | 19 | 10:00 | 1270
1981 | 7 | 19 | 11:00 | 1419
1981 | 7 | 19 | 12:00 | 2362
1981 | 7 | 19 | 13:00 | 2426
1981 | 7 | 19 | 14:00 | 2320
1981 | 7 | 19 | 15:00 | 2005
1981 | 7 | 19 | 16:00 | 1406
1981 | 7 | 19 | 17:00 | 754
1981 | 7 | 19 | 18:00 | 45
1981 | 7 | 19 | 19:00 | 1
1981 | 7 | 19 | 20:00 | 0
1981 | 7 | 19 | 21:00 | 0
1981 | 7 | 19 | 22:00 | 0
1981 | 7 | 19 | 23:00 | 0
1981 | 7 | 19 | 24:00 | 0
1981 | 7 | 20 | 01:00 | 0
1981 | 7 | 20 | 02:00 | 0
1981 | 7 | 20 | 03:00 | 0
1981 | 7 | 20 | 04:00 | 0
1981 | 7 | 20 | 05:00 | 0
1981 | 7 | 20 | 06:00 | 11
1981 | 7 | 20 | 07:00 | 117
1981 | 7 | 20 | 08:00 | 471
1981 | 7 | 20 | 09:00 | 466
1981 | 7 | 20 | 10:00 | 925
1981 | 7 | 20 | 11:00 | 1181
1981 | 7 | 20 | 12:00 | 626
1981 | 7 | 20 | 13:00 | 605
1981 | 7 | 20 | 14:00 | 686
1981 | 7 | 20 | 15:00 | 527
1981 | 7 | 20 | 16:00 | 446
1981 | 7 | 20 | 17:00 | 285
1981 | 7 | 20 | 18:00 | 31
1981 | 7 | 20 | 19:00 | 0
1981 | 7 | 20 | 20:00 | 0
1981 | 7 | 20 | 21:00 | 0
1981 | 7 | 20 | 22:00 | 0
1981 | 7 | 20 | 23:00 | 0
1981 | 7 | 20 | 24:00 | 0
1981 | 7 | 21 | 01:00 | 0
1981 | 7 | 21 | 02:00 | 0
1981 | 7 | 21 | 03:00 | 0
1981 | 7 | 21 | 04:00 | 0
1981 | 7 | 21 | 05:00 | 0
1981 | 7 | 21 | 06:00 | 6
1981 | 7 | 21 | 07:00 | 169
1981 | 7 | 21 | 08:00 | 664
1981 | 7 | 21 | 09:00 | 1121
1981 | 7 | 21 | 10:00 | 918
1981 | 7 | 21 | 11:00 | 2434
1981 | 7 | 21 | 12:00 | 2451
1981 | 7 | 21 | 13:00 | 2025
1981 | 7 | 21 | 14:00 | 1783
1981 | 7 | 21 | 15:00 | 1694
1981 | 7 | 21 | 16:00 | 797
1981 | 7 | 21 | 17:00 | 599
1981 | 7 | 21 | 18:00 | 210
1981 | 7 | 21 | 19:00 | 0
1981 | 7 | 21 | 20:00 | 0
1981 | 7 | 21 | 21:00 | 0
1981 | 7 | 21 | 22:00 | 0
1981 | 7 | 21 | 23:00 | 0
1981 | 7 | 21 | 24:00 | 0
1981 | 7 | 22 | 01:00 | 0
1981 | 7 | 22 | 02:00 | 0
1981 | 7 | 22 | 03:00 | 0
1981 | 7 | 22 | 04:00 | 0
1981 | 7 | 22 | 05:00 | 0
1981 | 7 | 22 | 06:00 | 3
1981 | 7 | 22 | 07:00 | 332
1981 | 7 | 22 | 08:00 | 963
1981 | 7 | 22 | 09:00 | 1053
1981 | 7 | 22 | 10:00 | 1910
1981 | 7 | 22 | 11:00 | 2497
1981 | 7 | 22 | 12:00 | 2587
1981 | 7 | 22 | 13:00 | 2628
1981 | 7 | 22 | 14:00 | 2414
1981 | 7 | 22 | 15:00 | 2091
1981 | 7 | 22 | 16:00 | 1475
1981 | 7 | 22 | 17:00 | 835
1981 | 7 | 22 | 18:00 | 63
1981 | 7 | 22 | 19:00 | 1
1981 | 7 | 22 | 20:00 | 0
1981 | 7 | 22 | 21:00 | 0
1981 | 7 | 22 | 22:00 | 0
1981 | 7 | 22 | 23:00 | 0
1981 | 7 | 22 | 24:00 | 0
1981 | 7 | 23 | 01:00 | 0
1981 | 7 | 23 | 02:00 | 0
1981 | 7 | 23 | 03:00 | 0
1981 | 7 | 23 | 04:00 | 0
1981 | 7 | 23 | 05:00 | 0
1981 | 7 | 23 | 06:00 | 1
1981 | 7 | 23 | 07:00 | 266
1981 | 7 | 23 | 08:00 | 1080
1981 | 7 | 23 | 09:00 | 1816
1981 | 7 | 23 | 10:00 | 2378
1981 | 7 | 23 | 11:00 | 2662
1981 | 7 | 23 | 12:00 | 2834
1981 | 7 | 23 | 13:00 | 2625
1981 | 7 | 23 | 14:00 | 2486
1981 | 7 | 23 | 15:00 | 1808
1981 | 7 | 23 | 16:00 | 1217
1981 | 7 | 23 | 17:00 | 844
1981 | 7 | 23 | 18:00 | 32
1981 | 7 | 23 | 19:00 | 0
1981 | 7 | 23 | 20:00 | 0
1981 | 7 | 23 | 21:00 | 0
1981 | 7 | 23 | 22:00 | 0
1981 | 7 | 23 | 23:00 | 0
1981 | 7 | 23 | 24:00 | 0
1981 | 7 | 24 | 01:00 | 0
1981 | 7 | 24 | 02:00 | 0
1981 | 7 | 24 | 03:00 | 0
1981 | 7 | 24 | 04:00 | 0
1981 | 7 | 24 | 05:00 | 0
1981 | 7 | 24 | 06:00 | 2
1981 | 7 | 24 | 07:00 | 331
1981 | 7 | 24 | 08:00 | 1060
1981 | 7 | 24 | 09:00 | 1775
1981 | 7 | 24 | 10:00 | 2274
1981 | 7 | 24 | 11:00 | 2528
1981 | 7 | 24 | 12:00 | 2573
1981 | 7 | 24 | 13:00 | 2386
1981 | 7 | 24 | 14:00 | 2292
1981 | 7 | 24 | 15:00 | 2052
1981 | 7 | 24 | 16:00 | 1456
1981 | 7 | 24 | 17:00 | 740
1981 | 7 | 24 | 18:00 | 108
1981 | 7 | 24 | 19:00 | 2
1981 | 7 | 24 | 20:00 | 0
1981 | 7 | 24 | 21:00 | 0
1981 | 7 | 24 | 22:00 | 0
1981 | 7 | 24 | 23:00 | 0
1981 | 7 | 24 | 24:00 | 0
1981 | 7 | 25 | 01:00 | 0
1981 | 7 | 25 | 02:00 | 0
1981 | 7 | 25 | 03:00 | 0
1981 | 7 | 25 | 04:00 | 0
1981 | 7 | 25 | 05:00 | 0
1981 | 7 | 25 | 06:00 | 2
1981 | 7 | 25 | 07:00 | 362
1981 | 7 | 25 | 08:00 | 1028
1981 | 7 | 25 | 09:00 | 1763
1981 | 7 | 25 | 10:00 | 2229
1981 | 7 | 25 | 11:00 | 2363
1981 | 7 | 25 | 12:00 | 2480
1981 | 7 | 25 | 13:00 | 2445
1981 | 7 | 25 | 14:00 | 2177
1981 | 7 | 25 | 15:00 | 1787
1981 | 7 | 25 | 16:00 | 1524
1981 | 7 | 25 | 17:00 | 582
1981 | 7 | 25 | 18:00 | 100
1981 | 7 | 25 | 19:00 | 1
1981 | 7 | 25 | 20:00 | 0
1981 | 7 | 25 | 21:00 | 0
1981 | 7 | 25 | 22:00 | 0
1981 | 7 | 25 | 23:00 | 0
1981 | 7 | 25 | 24:00 | 0
1981 | 7 | 26 | 01:00 | 0
1981 | 7 | 26 | 02:00 | 0
1981 | 7 | 26 | 03:00 | 0
1981 | 7 | 26 | 04:00 | 0
1981 | 7 | 26 | 05:00 | 0
1981 | 7 | 26 | 06:00 | 10
1981 | 7 | 26 | 07:00 | 34
1981 | 7 | 26 | 08:00 | 484
1981 | 7 | 26 | 09:00 | 882
1981 | 7 | 26 | 10:00 | 764
1981 | 7 | 26 | 11:00 | 1485
1981 | 7 | 26 | 12:00 | 1515
1981 | 7 | 26 | 13:00 | 1023
1981 | 7 | 26 | 14:00 | 1491
1981 | 7 | 26 | 15:00 | 653
1981 | 7 | 26 | 16:00 | 442
1981 | 7 | 26 | 17:00 | 488
1981 | 7 | 26 | 18:00 | 9
1981 | 7 | 26 | 19:00 | 1
1981 | 7 | 26 | 20:00 | 0
1981 | 7 | 26 | 21:00 | 0
1981 | 7 | 26 | 22:00 | 0
1981 | 7 | 26 | 23:00 | 0
1981 | 7 | 26 | 24:00 | 0
1981 | 7 | 27 | 01:00 | 0
1981 | 7 | 27 | 02:00 | 0
1981 | 7 | 27 | 03:00 | 0
1981 | 7 | 27 | 04:00 | 0
1981 | 7 | 27 | 05:00 | 0
1981 | 7 | 27 | 06:00 | 1
1981 | 7 | 27 | 07:00 | 230
1981 | 7 | 27 | 08:00 | 823
1981 | 7 | 27 | 09:00 | 1549
1981 | 7 | 27 | 10:00 | 1909
1981 | 7 | 27 | 11:00 | 2509
1981 | 7 | 27 | 12:00 | 2827
1981 | 7 | 27 | 13:00 | 2687
1981 | 7 | 27 | 14:00 | 2503
1981 | 7 | 27 | 15:00 | 2236
1981 | 7 | 27 | 16:00 | 1393
1981 | 7 | 27 | 17:00 | 661
1981 | 7 | 27 | 18:00 | 74
1981 | 7 | 27 | 19:00 | 2
1981 | 7 | 27 | 20:00 | 0
1981 | 7 | 27 | 21:00 | 0
1981 | 7 | 27 | 22:00 | 0
1981 | 7 | 27 | 23:00 | 0
1981 | 7 | 27 | 24:00 | 0
1981 | 7 | 28 | 01:00 | 0
1981 | 7 | 28 | 02:00 | 0
1981 | 7 | 28 | 03:00 | 0
1981 | 7 | 28 | 04:00 | 0
1981 | 7 | 28 | 05:00 | 0
1981 | 7 | 28 | 06:00 | 8
1981 | 7 | 28 | 07:00 | 273
1981 | 7 | 28 | 08:00 | 797
1981 | 7 | 28 | 09:00 | 1728
1981 | 7 | 28 | 10:00 | 2209
1981 | 7 | 28 | 11:00 | 2450
1981 | 7 | 28 | 12:00 | 2603
1981 | 7 | 28 | 13:00 | 2326
1981 | 7 | 28 | 14:00 | 2022
1981 | 7 | 28 | 15:00 | 836
1981 | 7 | 28 | 16:00 | 145
1981 | 7 | 28 | 17:00 | 173
1981 | 7 | 28 | 18:00 | 30
1981 | 7 | 28 | 19:00 | 0
1981 | 7 | 28 | 20:00 | 0
1981 | 7 | 28 | 21:00 | 0
1981 | 7 | 28 | 22:00 | 0
1981 | 7 | 28 | 23:00 | 0
1981 | 7 | 28 | 24:00 | 0
1981 | 7 | 29 | 01:00 | 0
1981 | 7 | 29 | 02:00 | 0
1981 | 7 | 29 | 03:00 | 0
1981 | 7 | 29 | 04:00 | 0
1981 | 7 | 29 | 05:00 | 0
1981 | 7 | 29 | 06:00 | 0
1981 | 7 | 29 | 07:00 | 21
1981 | 7 | 29 | 08:00 | 580
1981 | 7 | 29 | 09:00 | 889
1981 | 7 | 29 | 10:00 | 1056
1981 | 7 | 29 | 11:00 | 1184
1981 | 7 | 29 | 12:00 | 1127
1981 | 7 | 29 | 13:00 | 1151
1981 | 7 | 29 | 14:00 | 1127
1981 | 7 | 29 | 15:00 | 914
1981 | 7 | 29 | 16:00 | 737
1981 | 7 | 29 | 17:00 | 487
1981 | 7 | 29 | 18:00 | 13
1981 | 7 | 29 | 19:00 | 1
1981 | 7 | 29 | 20:00 | 0
1981 | 7 | 29 | 21:00 | 0
1981 | 7 | 29 | 22:00 | 0
1981 | 7 | 29 | 23:00 | 0
1981 | 7 | 29 | 24:00 | 0
1981 | 7 | 30 | 01:00 | 0
1981 | 7 | 30 | 02:00 | 0
1981 | 7 | 30 | 03:00 | 0
1981 | 7 | 30 | 04:00 | 0
1981 | 7 | 30 | 05:00 | 0
1981 | 7 | 30 | 06:00 | 4
1981 | 7 | 30 | 07:00 | 78
1981 | 7 | 30 | 08:00 | 164
1981 | 7 | 30 | 09:00 | 1279
1981 | 7 | 30 | 10:00 | 1016
1981 | 7 | 30 | 11:00 | 1936
1981 | 7 | 30 | 12:00 | 1422
1981 | 7 | 30 | 13:00 | 2407
1981 | 7 | 30 | 14:00 | 2395
1981 | 7 | 30 | 15:00 | 1821
1981 | 7 | 30 | 16:00 | 1407
1981 | 7 | 30 | 17:00 | 844
1981 | 7 | 30 | 18:00 | 31
1981 | 7 | 30 | 19:00 | 0
1981 | 7 | 30 | 20:00 | 0
1981 | 7 | 30 | 21:00 | 0
1981 | 7 | 30 | 22:00 | 0
1981 | 7 | 30 | 23:00 | 0
1981 | 7 | 30 | 24:00 | 0
1981 | 7 | 31 | 01:00 | 0
1981 | 7 | 31 | 02:00 | 0
1981 | 7 | 31 | 03:00 | 0
1981 | 7 | 31 | 04:00 | 0
1981 | 7 | 31 | 05:00 | 0
1981 | 7 | 31 | 06:00 | 1
1981 | 7 | 31 | 07:00 | 240
1981 | 7 | 31 | 08:00 | 1069
1981 | 7 | 31 | 09:00 | 1791
1981 | 7 | 31 | 10:00 | 2266
1981 | 7 | 31 | 11:00 | 2561
1981 | 7 | 31 | 12:00 | 2688
1981 | 7 | 31 | 13:00 | 2683
1981 | 7 | 31 | 14:00 | 2245
1981 | 7 | 31 | 15:00 | 1829
1981 | 7 | 31 | 16:00 | 1339
1981 | 7 | 31 | 17:00 | 805
1981 | 7 | 31 | 18:00 | 28
1981 | 7 | 31 | 19:00 | 0
1981 | 7 | 31 | 20:00 | 0
1981 | 7 | 31 | 21:00 | 0
1981 | 7 | 31 | 22:00 | 0
1981 | 7 | 31 | 23:00 | 0
1981 | 7 | 31 | 24:00 | 0
1981 | 8 | 1 | 01:00 | 0
1981 | 8 | 1 | 02:00 | 0
1981 | 8 | 1 | 03:00 | 0
1981 | 8 | 1 | 04:00 | 0
1981 | 8 | 1 | 05:00 | 0
1981 | 8 | 1 | 06:00 | 2
1981 | 8 | 1 | 07:00 | 202
1981 | 8 | 1 | 08:00 | 1054
1981 | 8 | 1 | 09:00 | 1673
1981 | 8 | 1 | 10:00 | 2198
1981 | 8 | 1 | 11:00 | 2444
1981 | 8 | 1 | 12:00 | 2565
1981 | 8 | 1 | 13:00 | 2601
1981 | 8 | 1 | 14:00 | 2275
1981 | 8 | 1 | 15:00 | 2047
1981 | 8 | 1 | 16:00 | 1492
1981 | 8 | 1 | 17:00 | 774
1981 | 8 | 1 | 18:00 | 26
1981 | 8 | 1 | 19:00 | 0
1981 | 8 | 1 | 20:00 | 0
1981 | 8 | 1 | 21:00 | 0
1981 | 8 | 1 | 22:00 | 0
1981 | 8 | 1 | 23:00 | 0
1981 | 8 | 1 | 24:00 | 0
1981 | 8 | 2 | 01:00 | 0
1981 | 8 | 2 | 02:00 | 0
1981 | 8 | 2 | 03:00 | 0
1981 | 8 | 2 | 04:00 | 0
1981 | 8 | 2 | 05:00 | 0
1981 | 8 | 2 | 06:00 | 4
1981 | 8 | 2 | 07:00 | 256
1981 | 8 | 2 | 08:00 | 888
1981 | 8 | 2 | 09:00 | 1581
1981 | 8 | 2 | 10:00 | 1812
1981 | 8 | 2 | 11:00 | 1725
1981 | 8 | 2 | 12:00 | 1901
1981 | 8 | 2 | 13:00 | 2429
1981 | 8 | 2 | 14:00 | 1892
1981 | 8 | 2 | 15:00 | 2044
1981 | 8 | 2 | 16:00 | 1449
1981 | 8 | 2 | 17:00 | 788
1981 | 8 | 2 | 18:00 | 22
1981 | 8 | 2 | 19:00 | 0
1981 | 8 | 2 | 20:00 | 0
1981 | 8 | 2 | 21:00 | 0
1981 | 8 | 2 | 22:00 | 0
1981 | 8 | 2 | 23:00 | 0
1981 | 8 | 2 | 24:00 | 0
1981 | 8 | 3 | 01:00 | 0
1981 | 8 | 3 | 02:00 | 0
1981 | 8 | 3 | 03:00 | 0
1981 | 8 | 3 | 04:00 | 0
1981 | 8 | 3 | 05:00 | 0
1981 | 8 | 3 | 06:00 | 3
1981 | 8 | 3 | 07:00 | 269
1981 | 8 | 3 | 08:00 | 929
1981 | 8 | 3 | 09:00 | 1399
1981 | 8 | 3 | 10:00 | 1817
1981 | 8 | 3 | 11:00 | 2083
1981 | 8 | 3 | 12:00 | 2284
1981 | 8 | 3 | 13:00 | 2446
1981 | 8 | 3 | 14:00 | 2260
1981 | 8 | 3 | 15:00 | 1809
1981 | 8 | 3 | 16:00 | 1122
1981 | 8 | 3 | 17:00 | 597
1981 | 8 | 3 | 18:00 | 97
1981 | 8 | 3 | 19:00 | 1
1981 | 8 | 3 | 20:00 | 0
1981 | 8 | 3 | 21:00 | 0
1981 | 8 | 3 | 22:00 | 0
1981 | 8 | 3 | 23:00 | 0
1981 | 8 | 3 | 24:00 | 0
1981 | 8 | 4 | 01:00 | 0
1981 | 8 | 4 | 02:00 | 0
1981 | 8 | 4 | 03:00 | 0
1981 | 8 | 4 | 04:00 | 0
1981 | 8 | 4 | 05:00 | 0
1981 | 8 | 4 | 06:00 | 0
1981 | 8 | 4 | 07:00 | 267
1981 | 8 | 4 | 08:00 | 1016
1981 | 8 | 4 | 09:00 | 1716
1981 | 8 | 4 | 10:00 | 2136
1981 | 8 | 4 | 11:00 | 2370
1981 | 8 | 4 | 12:00 | 2523
1981 | 8 | 4 | 13:00 | 2529
1981 | 8 | 4 | 14:00 | 2131
1981 | 8 | 4 | 15:00 | 1673
1981 | 8 | 4 | 16:00 | 1398
1981 | 8 | 4 | 17:00 | 667
1981 | 8 | 4 | 18:00 | 51
1981 | 8 | 4 | 19:00 | 0
1981 | 8 | 4 | 20:00 | 0
1981 | 8 | 4 | 21:00 | 0
1981 | 8 | 4 | 22:00 | 0
1981 | 8 | 4 | 23:00 | 0
1981 | 8 | 4 | 24:00 | 0
1981 | 8 | 5 | 01:00 | 0
1981 | 8 | 5 | 02:00 | 0
1981 | 8 | 5 | 03:00 | 0
1981 | 8 | 5 | 04:00 | 0
1981 | 8 | 5 | 05:00 | 0
1981 | 8 | 5 | 06:00 | 1
1981 | 8 | 5 | 07:00 | 152
1981 | 8 | 5 | 08:00 | 239
1981 | 8 | 5 | 09:00 | 370
1981 | 8 | 5 | 10:00 | 732
1981 | 8 | 5 | 11:00 | 887
1981 | 8 | 5 | 12:00 | 925
1981 | 8 | 5 | 13:00 | 1033
1981 | 8 | 5 | 14:00 | 1771
1981 | 8 | 5 | 15:00 | 1432
1981 | 8 | 5 | 16:00 | 584
1981 | 8 | 5 | 17:00 | 11
1981 | 8 | 5 | 18:00 | 2
1981 | 8 | 5 | 19:00 | 0
1981 | 8 | 5 | 20:00 | 0
1981 | 8 | 5 | 21:00 | 0
1981 | 8 | 5 | 22:00 | 0
1981 | 8 | 5 | 23:00 | 0
1981 | 8 | 5 | 24:00 | 0
1981 | 8 | 6 | 01:00 | 0
1981 | 8 | 6 | 02:00 | 0
1981 | 8 | 6 | 03:00 | 0
1981 | 8 | 6 | 04:00 | 0
1981 | 8 | 6 | 05:00 | 0
1981 | 8 | 6 | 06:00 | 1
1981 | 8 | 6 | 07:00 | 214
1981 | 8 | 6 | 08:00 | 628
1981 | 8 | 6 | 09:00 | 1102
1981 | 8 | 6 | 10:00 | 1846
1981 | 8 | 6 | 11:00 | 1821
1981 | 8 | 6 | 12:00 | 2769
1981 | 8 | 6 | 13:00 | 2404
1981 | 8 | 6 | 14:00 | 939
1981 | 8 | 6 | 15:00 | 2142
1981 | 8 | 6 | 16:00 | 1334
1981 | 8 | 6 | 17:00 | 438
1981 | 8 | 6 | 18:00 | 80
1981 | 8 | 6 | 19:00 | 0
1981 | 8 | 6 | 20:00 | 0
1981 | 8 | 6 | 21:00 | 0
1981 | 8 | 6 | 22:00 | 0
1981 | 8 | 6 | 23:00 | 0
1981 | 8 | 6 | 24:00 | 0
1981 | 8 | 7 | 01:00 | 0
1981 | 8 | 7 | 02:00 | 0
1981 | 8 | 7 | 03:00 | 0
1981 | 8 | 7 | 04:00 | 0
1981 | 8 | 7 | 05:00 | 0
1981 | 8 | 7 | 06:00 | 2
1981 | 8 | 7 | 07:00 | 249
1981 | 8 | 7 | 08:00 | 842
1981 | 8 | 7 | 09:00 | 946
1981 | 8 | 7 | 10:00 | 702
1981 | 8 | 7 | 11:00 | 1018
1981 | 8 | 7 | 12:00 | 853
1981 | 8 | 7 | 13:00 | 1410
1981 | 8 | 7 | 14:00 | 1672
1981 | 8 | 7 | 15:00 | 958
1981 | 8 | 7 | 16:00 | 620
1981 | 8 | 7 | 17:00 | 590
1981 | 8 | 7 | 18:00 | 56
1981 | 8 | 7 | 19:00 | 0
1981 | 8 | 7 | 20:00 | 0
1981 | 8 | 7 | 21:00 | 0
1981 | 8 | 7 | 22:00 | 0
1981 | 8 | 7 | 23:00 | 0
1981 | 8 | 7 | 24:00 | 0
1981 | 8 | 8 | 01:00 | 0
1981 | 8 | 8 | 02:00 | 0
1981 | 8 | 8 | 03:00 | 0
1981 | 8 | 8 | 04:00 | 0
1981 | 8 | 8 | 05:00 | 0
1981 | 8 | 8 | 06:00 | 1
1981 | 8 | 8 | 07:00 | 60
1981 | 8 | 8 | 08:00 | 395
1981 | 8 | 8 | 09:00 | 648
1981 | 8 | 8 | 10:00 | 448
1981 | 8 | 8 | 11:00 | 546
1981 | 8 | 8 | 12:00 | 882
1981 | 8 | 8 | 13:00 | 978
1981 | 8 | 8 | 14:00 | 1643
1981 | 8 | 8 | 15:00 | 1511
1981 | 8 | 8 | 16:00 | 389
1981 | 8 | 8 | 17:00 | 65
1981 | 8 | 8 | 18:00 | 38
1981 | 8 | 8 | 19:00 | 0
1981 | 8 | 8 | 20:00 | 0
1981 | 8 | 8 | 21:00 | 0
1981 | 8 | 8 | 22:00 | 0
1981 | 8 | 8 | 23:00 | 0
1981 | 8 | 8 | 24:00 | 0
1981 | 8 | 9 | 01:00 | 0
1981 | 8 | 9 | 02:00 | 0
1981 | 8 | 9 | 03:00 | 0
1981 | 8 | 9 | 04:00 | 0
1981 | 8 | 9 | 05:00 | 0
1981 | 8 | 9 | 06:00 | 0
1981 | 8 | 9 | 07:00 | 111
1981 | 8 | 9 | 08:00 | 432
1981 | 8 | 9 | 09:00 | 381
1981 | 8 | 9 | 10:00 | 762
1981 | 8 | 9 | 11:00 | 918
1981 | 8 | 9 | 12:00 | 993
1981 | 8 | 9 | 13:00 | 1039
1981 | 8 | 9 | 14:00 | 2140
1981 | 8 | 9 | 15:00 | 1515
1981 | 8 | 9 | 16:00 | 910
1981 | 8 | 9 | 17:00 | 612
1981 | 8 | 9 | 18:00 | 3
1981 | 8 | 9 | 19:00 | 0
1981 | 8 | 9 | 20:00 | 0
1981 | 8 | 9 | 21:00 | 0
1981 | 8 | 9 | 22:00 | 0
1981 | 8 | 9 | 23:00 | 0
1981 | 8 | 9 | 24:00 | 0
1981 | 8 | 10 | 01:00 | 0
1981 | 8 | 10 | 02:00 | 0
1981 | 8 | 10 | 03:00 | 0
1981 | 8 | 10 | 04:00 | 0
1981 | 8 | 10 | 05:00 | 0
1981 | 8 | 10 | 06:00 | 0
1981 | 8 | 10 | 07:00 | 50
1981 | 8 | 10 | 08:00 | 436
1981 | 8 | 10 | 09:00 | 1625
1981 | 8 | 10 | 10:00 | 2044
1981 | 8 | 10 | 11:00 | 2489
1981 | 8 | 10 | 12:00 | 2007
1981 | 8 | 10 | 13:00 | 2188
1981 | 8 | 10 | 14:00 | 2497
1981 | 8 | 10 | 15:00 | 2020
1981 | 8 | 10 | 16:00 | 1490
1981 | 8 | 10 | 17:00 | 627
1981 | 8 | 10 | 18:00 | 25
1981 | 8 | 10 | 19:00 | 0
1981 | 8 | 10 | 20:00 | 0
1981 | 8 | 10 | 21:00 | 0
1981 | 8 | 10 | 22:00 | 0
1981 | 8 | 10 | 23:00 | 0
1981 | 8 | 10 | 24:00 | 0
1981 | 8 | 11 | 01:00 | 0
1981 | 8 | 11 | 02:00 | 0
1981 | 8 | 11 | 03:00 | 0
1981 | 8 | 11 | 04:00 | 0
1981 | 8 | 11 | 05:00 | 0
1981 | 8 | 11 | 06:00 | 1
1981 | 8 | 11 | 07:00 | 57
1981 | 8 | 11 | 08:00 | 533
1981 | 8 | 11 | 09:00 | 1609
1981 | 8 | 11 | 10:00 | 2157
1981 | 8 | 11 | 11:00 | 2000
1981 | 8 | 11 | 12:00 | 2004
1981 | 8 | 11 | 13:00 | 2222
1981 | 8 | 11 | 14:00 | 1792
1981 | 8 | 11 | 15:00 | 1999
1981 | 8 | 11 | 16:00 | 1434
1981 | 8 | 11 | 17:00 | 789
1981 | 8 | 11 | 18:00 | 45
1981 | 8 | 11 | 19:00 | 0
1981 | 8 | 11 | 20:00 | 0
1981 | 8 | 11 | 21:00 | 0
1981 | 8 | 11 | 22:00 | 0
1981 | 8 | 11 | 23:00 | 0
1981 | 8 | 11 | 24:00 | 0
1981 | 8 | 12 | 01:00 | 0
1981 | 8 | 12 | 02:00 | 0
1981 | 8 | 12 | 03:00 | 0
1981 | 8 | 12 | 04:00 | 0
1981 | 8 | 12 | 05:00 | 0
1981 | 8 | 12 | 06:00 | 0
1981 | 8 | 12 | 07:00 | 68
1981 | 8 | 12 | 08:00 | 847
1981 | 8 | 12 | 09:00 | 1269
1981 | 8 | 12 | 10:00 | 1017
1981 | 8 | 12 | 11:00 | 1982
1981 | 8 | 12 | 12:00 | 1856
1981 | 8 | 12 | 13:00 | 1607
1981 | 8 | 12 | 14:00 | 1895
1981 | 8 | 12 | 15:00 | 1561
1981 | 8 | 12 | 16:00 | 1323
1981 | 8 | 12 | 17:00 | 620
1981 | 8 | 12 | 18:00 | 132
1981 | 8 | 12 | 19:00 | 0
1981 | 8 | 12 | 20:00 | 0
1981 | 8 | 12 | 21:00 | 0
1981 | 8 | 12 | 22:00 | 0
1981 | 8 | 12 | 23:00 | 0
1981 | 8 | 12 | 24:00 | 0
1981 | 8 | 13 | 01:00 | 0
1981 | 8 | 13 | 02:00 | 0
1981 | 8 | 13 | 03:00 | 0
1981 | 8 | 13 | 04:00 | 0
1981 | 8 | 13 | 05:00 | 0
1981 | 8 | 13 | 06:00 | 0
1981 | 8 | 13 | 07:00 | 164
1981 | 8 | 13 | 08:00 | 400
1981 | 8 | 13 | 09:00 | 642
1981 | 8 | 13 | 10:00 | 916
1981 | 8 | 13 | 11:00 | 1523
1981 | 8 | 13 | 12:00 | 2607
1981 | 8 | 13 | 13:00 | 2553
1981 | 8 | 13 | 14:00 | 2051
1981 | 8 | 13 | 15:00 | 1271
1981 | 8 | 13 | 16:00 | 1323
1981 | 8 | 13 | 17:00 | 649
1981 | 8 | 13 | 18:00 | 52
1981 | 8 | 13 | 19:00 | 0
1981 | 8 | 13 | 20:00 | 0
1981 | 8 | 13 | 21:00 | 0
1981 | 8 | 13 | 22:00 | 0
1981 | 8 | 13 | 23:00 | 0
1981 | 8 | 13 | 24:00 | 0
1981 | 8 | 14 | 01:00 | 0
1981 | 8 | 14 | 02:00 | 0
1981 | 8 | 14 | 03:00 | 0
1981 | 8 | 14 | 04:00 | 0
1981 | 8 | 14 | 05:00 | 0
1981 | 8 | 14 | 06:00 | 0
1981 | 8 | 14 | 07:00 | 272
1981 | 8 | 14 | 08:00 | 1109
1981 | 8 | 14 | 09:00 | 1863
1981 | 8 | 14 | 10:00 | 2374
1981 | 8 | 14 | 11:00 | 2517
1981 | 8 | 14 | 12:00 | 2729
1981 | 8 | 14 | 13:00 | 2693
1981 | 8 | 14 | 14:00 | 2490
1981 | 8 | 14 | 15:00 | 2145
1981 | 8 | 14 | 16:00 | 1471
1981 | 8 | 14 | 17:00 | 753
1981 | 8 | 14 | 18:00 | 60
1981 | 8 | 14 | 19:00 | 0
1981 | 8 | 14 | 20:00 | 0
1981 | 8 | 14 | 21:00 | 0
1981 | 8 | 14 | 22:00 | 0
1981 | 8 | 14 | 23:00 | 0
1981 | 8 | 14 | 24:00 | 0
1981 | 8 | 15 | 01:00 | 0
1981 | 8 | 15 | 02:00 | 0
1981 | 8 | 15 | 03:00 | 0
1981 | 8 | 15 | 04:00 | 0
1981 | 8 | 15 | 05:00 | 0
1981 | 8 | 15 | 06:00 | 0
1981 | 8 | 15 | 07:00 | 53
1981 | 8 | 15 | 08:00 | 510
1981 | 8 | 15 | 09:00 | 737
1981 | 8 | 15 | 10:00 | 824
1981 | 8 | 15 | 11:00 | 948
1981 | 8 | 15 | 12:00 | 1016
1981 | 8 | 15 | 13:00 | 1002
1981 | 8 | 15 | 14:00 | 967
1981 | 8 | 15 | 15:00 | 478
1981 | 8 | 15 | 16:00 | 397
1981 | 8 | 15 | 17:00 | 431
1981 | 8 | 15 | 18:00 | 6
1981 | 8 | 15 | 19:00 | 0
1981 | 8 | 15 | 20:00 | 0
1981 | 8 | 15 | 21:00 | 0
1981 | 8 | 15 | 22:00 | 0
1981 | 8 | 15 | 23:00 | 0
1981 | 8 | 15 | 24:00 | 0
1981 | 8 | 16 | 01:00 | 0
1981 | 8 | 16 | 02:00 | 0
1981 | 8 | 16 | 03:00 | 0
1981 | 8 | 16 | 04:00 | 0
1981 | 8 | 16 | 05:00 | 0
1981 | 8 | 16 | 06:00 | 0
1981 | 8 | 16 | 07:00 | 12
1981 | 8 | 16 | 08:00 | 467
1981 | 8 | 16 | 09:00 | 723
1981 | 8 | 16 | 10:00 | 1306
1981 | 8 | 16 | 11:00 | 909
1981 | 8 | 16 | 12:00 | 1398
1981 | 8 | 16 | 13:00 | 853
1981 | 8 | 16 | 14:00 | 1539
1981 | 8 | 16 | 15:00 | 1557
1981 | 8 | 16 | 16:00 | 1331
1981 | 8 | 16 | 17:00 | 509
1981 | 8 | 16 | 18:00 | 42
1981 | 8 | 16 | 19:00 | 0
1981 | 8 | 16 | 20:00 | 0
1981 | 8 | 16 | 21:00 | 0
1981 | 8 | 16 | 22:00 | 0
1981 | 8 | 16 | 23:00 | 0
1981 | 8 | 16 | 24:00 | 0
1981 | 8 | 17 | 01:00 | 0
1981 | 8 | 17 | 02:00 | 0
1981 | 8 | 17 | 03:00 | 0
1981 | 8 | 17 | 04:00 | 0
1981 | 8 | 17 | 05:00 | 0
1981 | 8 | 17 | 06:00 | 0
1981 | 8 | 17 | 07:00 | 177
1981 | 8 | 17 | 08:00 | 1066
1981 | 8 | 17 | 09:00 | 1821
1981 | 8 | 17 | 10:00 | 1048
1981 | 8 | 17 | 11:00 | 2131
1981 | 8 | 17 | 12:00 | 1818
1981 | 8 | 17 | 13:00 | 1778
1981 | 8 | 17 | 14:00 | 1547
1981 | 8 | 17 | 15:00 | 1482
1981 | 8 | 17 | 16:00 | 834
1981 | 8 | 17 | 17:00 | 371
1981 | 8 | 17 | 18:00 | 10
1981 | 8 | 17 | 19:00 | 0
1981 | 8 | 17 | 20:00 | 0
1981 | 8 | 17 | 21:00 | 0
1981 | 8 | 17 | 22:00 | 0
1981 | 8 | 17 | 23:00 | 0
1981 | 8 | 17 | 24:00 | 0
1981 | 8 | 18 | 01:00 | 0
1981 | 8 | 18 | 02:00 | 0
1981 | 8 | 18 | 03:00 | 0
1981 | 8 | 18 | 04:00 | 0
1981 | 8 | 18 | 05:00 | 0
1981 | 8 | 18 | 06:00 | 0
1981 | 8 | 18 | 07:00 | 256
1981 | 8 | 18 | 08:00 | 1124
1981 | 8 | 18 | 09:00 | 1889
1981 | 8 | 18 | 10:00 | 2473
1981 | 8 | 18 | 11:00 | 2848
1981 | 8 | 18 | 12:00 | 2954
1981 | 8 | 18 | 13:00 | 2842
1981 | 8 | 18 | 14:00 | 2669
1981 | 8 | 18 | 15:00 | 2253
1981 | 8 | 18 | 16:00 | 1632
1981 | 8 | 18 | 17:00 | 808
1981 | 8 | 18 | 18:00 | 13
1981 | 8 | 18 | 19:00 | 0
1981 | 8 | 18 | 20:00 | 0
1981 | 8 | 18 | 21:00 | 0
1981 | 8 | 18 | 22:00 | 0
1981 | 8 | 18 | 23:00 | 0
1981 | 8 | 18 | 24:00 | 0
1981 | 8 | 19 | 01:00 | 0
1981 | 8 | 19 | 02:00 | 0
1981 | 8 | 19 | 03:00 | 0
1981 | 8 | 19 | 04:00 | 0
1981 | 8 | 19 | 05:00 | 0
1981 | 8 | 19 | 06:00 | 0
1981 | 8 | 19 | 07:00 | 270
1981 | 8 | 19 | 08:00 | 1125
1981 | 8 | 19 | 09:00 | 1842
1981 | 8 | 19 | 10:00 | 2344
1981 | 8 | 19 | 11:00 | 2631
1981 | 8 | 19 | 12:00 | 2598
1981 | 8 | 19 | 13:00 | 2568
1981 | 8 | 19 | 14:00 | 2185
1981 | 8 | 19 | 15:00 | 1819
1981 | 8 | 19 | 16:00 | 886
1981 | 8 | 19 | 17:00 | 662
1981 | 8 | 19 | 18:00 | 25
1981 | 8 | 19 | 19:00 | 0
1981 | 8 | 19 | 20:00 | 0
1981 | 8 | 19 | 21:00 | 0
1981 | 8 | 19 | 22:00 | 0
1981 | 8 | 19 | 23:00 | 0
1981 | 8 | 19 | 24:00 | 0
1981 | 8 | 20 | 01:00 | 0
1981 | 8 | 20 | 02:00 | 0
1981 | 8 | 20 | 03:00 | 0
1981 | 8 | 20 | 04:00 | 0
1981 | 8 | 20 | 05:00 | 0
1981 | 8 | 20 | 06:00 | 0
1981 | 8 | 20 | 07:00 | 288
1981 | 8 | 20 | 08:00 | 1062
1981 | 8 | 20 | 09:00 | 1827
1981 | 8 | 20 | 10:00 | 2292
1981 | 8 | 20 | 11:00 | 2570
1981 | 8 | 20 | 12:00 | 2777
1981 | 8 | 20 | 13:00 | 2286
1981 | 8 | 20 | 14:00 | 2108
1981 | 8 | 20 | 15:00 | 2004
1981 | 8 | 20 | 16:00 | 1355
1981 | 8 | 20 | 17:00 | 769
1981 | 8 | 20 | 18:00 | 18
1981 | 8 | 20 | 19:00 | 0
1981 | 8 | 20 | 20:00 | 0
1981 | 8 | 20 | 21:00 | 0
1981 | 8 | 20 | 22:00 | 0
1981 | 8 | 20 | 23:00 | 0
1981 | 8 | 20 | 24:00 | 0
1981 | 8 | 21 | 01:00 | 0
1981 | 8 | 21 | 02:00 | 0
1981 | 8 | 21 | 03:00 | 0
1981 | 8 | 21 | 04:00 | 0
1981 | 8 | 21 | 05:00 | 0
1981 | 8 | 21 | 06:00 | 0
1981 | 8 | 21 | 07:00 | 257
1981 | 8 | 21 | 08:00 | 1123
1981 | 8 | 21 | 09:00 | 1852
1981 | 8 | 21 | 10:00 | 2318
1981 | 8 | 21 | 11:00 | 2635
1981 | 8 | 21 | 12:00 | 2604
1981 | 8 | 21 | 13:00 | 2310
1981 | 8 | 21 | 14:00 | 2220
1981 | 8 | 21 | 15:00 | 2000
1981 | 8 | 21 | 16:00 | 1539
1981 | 8 | 21 | 17:00 | 746
1981 | 8 | 21 | 18:00 | 14
1981 | 8 | 21 | 19:00 | 0
1981 | 8 | 21 | 20:00 | 0
1981 | 8 | 21 | 21:00 | 0
1981 | 8 | 21 | 22:00 | 0
1981 | 8 | 21 | 23:00 | 0
1981 | 8 | 21 | 24:00 | 0
1981 | 8 | 22 | 01:00 | 0
1981 | 8 | 22 | 02:00 | 0
1981 | 8 | 22 | 03:00 | 0
1981 | 8 | 22 | 04:00 | 0
1981 | 8 | 22 | 05:00 | 0
1981 | 8 | 22 | 06:00 | 0
1981 | 8 | 22 | 07:00 | 330
1981 | 8 | 22 | 08:00 | 995
1981 | 8 | 22 | 09:00 | 1560
1981 | 8 | 22 | 10:00 | 1890
1981 | 8 | 22 | 11:00 | 2345
1981 | 8 | 22 | 12:00 | 2154
1981 | 8 | 22 | 13:00 | 1972
1981 | 8 | 22 | 14:00 | 1802
1981 | 8 | 22 | 15:00 | 1546
1981 | 8 | 22 | 16:00 | 279
1981 | 8 | 22 | 17:00 | 375
1981 | 8 | 22 | 18:00 | 6
1981 | 8 | 22 | 19:00 | 0
1981 | 8 | 22 | 20:00 | 0
1981 | 8 | 22 | 21:00 | 0
1981 | 8 | 22 | 22:00 | 0
1981 | 8 | 22 | 23:00 | 0
1981 | 8 | 22 | 24:00 | 0
1981 | 8 | 23 | 01:00 | 0
1981 | 8 | 23 | 02:00 | 0
1981 | 8 | 23 | 03:00 | 0
1981 | 8 | 23 | 04:00 | 0
1981 | 8 | 23 | 05:00 | 0
1981 | 8 | 23 | 06:00 | 1
1981 | 8 | 23 | 07:00 | 281
1981 | 8 | 23 | 08:00 | 1114
1981 | 8 | 23 | 09:00 | 1798
1981 | 8 | 23 | 10:00 | 2314
1981 | 8 | 23 | 11:00 | 2489
1981 | 8 | 23 | 12:00 | 2546
1981 | 8 | 23 | 13:00 | 2717
1981 | 8 | 23 | 14:00 | 2377
1981 | 8 | 23 | 15:00 | 2016
1981 | 8 | 23 | 16:00 | 1529
1981 | 8 | 23 | 17:00 | 727
1981 | 8 | 23 | 18:00 | 6
1981 | 8 | 23 | 19:00 | 0
1981 | 8 | 23 | 20:00 | 0
1981 | 8 | 23 | 21:00 | 0
1981 | 8 | 23 | 22:00 | 0
1981 | 8 | 23 | 23:00 | 0
1981 | 8 | 23 | 24:00 | 0
1981 | 8 | 24 | 01:00 | 0
1981 | 8 | 24 | 02:00 | 0
1981 | 8 | 24 | 03:00 | 0
1981 | 8 | 24 | 04:00 | 0
1981 | 8 | 24 | 05:00 | 0
1981 | 8 | 24 | 06:00 | 0
1981 | 8 | 24 | 07:00 | 12
1981 | 8 | 24 | 08:00 | 476
1981 | 8 | 24 | 09:00 | 574
1981 | 8 | 24 | 10:00 | 900
1981 | 8 | 24 | 11:00 | 832
1981 | 8 | 24 | 12:00 | 960
1981 | 8 | 24 | 13:00 | 1068
1981 | 8 | 24 | 14:00 | 520
1981 | 8 | 24 | 15:00 | 487
1981 | 8 | 24 | 16:00 | 365
1981 | 8 | 24 | 17:00 | 61
1981 | 8 | 24 | 18:00 | 4
1981 | 8 | 24 | 19:00 | 0
1981 | 8 | 24 | 20:00 | 0
1981 | 8 | 24 | 21:00 | 0
1981 | 8 | 24 | 22:00 | 0
1981 | 8 | 24 | 23:00 | 0
1981 | 8 | 24 | 24:00 | 0
1981 | 8 | 25 | 01:00 | 0
1981 | 8 | 25 | 02:00 | 0
1981 | 8 | 25 | 03:00 | 0
1981 | 8 | 25 | 04:00 | 0
1981 | 8 | 25 | 05:00 | 0
1981 | 8 | 25 | 06:00 | 0
1981 | 8 | 25 | 07:00 | 48
1981 | 8 | 25 | 08:00 | 426
1981 | 8 | 25 | 09:00 | 755
1981 | 8 | 25 | 10:00 | 1005
1981 | 8 | 25 | 11:00 | 1041
1981 | 8 | 25 | 12:00 | 1132
1981 | 8 | 25 | 13:00 | 1187
1981 | 8 | 25 | 14:00 | 1415
1981 | 8 | 25 | 15:00 | 1417
1981 | 8 | 25 | 16:00 | 933
1981 | 8 | 25 | 17:00 | 573
1981 | 8 | 25 | 18:00 | 4
1981 | 8 | 25 | 19:00 | 0
1981 | 8 | 25 | 20:00 | 0
1981 | 8 | 25 | 21:00 | 0
1981 | 8 | 25 | 22:00 | 0
1981 | 8 | 25 | 23:00 | 0
1981 | 8 | 25 | 24:00 | 0
1981 | 8 | 26 | 01:00 | 0
1981 | 8 | 26 | 02:00 | 0
1981 | 8 | 26 | 03:00 | 0
1981 | 8 | 26 | 04:00 | 0
1981 | 8 | 26 | 05:00 | 0
1981 | 8 | 26 | 06:00 | 0
1981 | 8 | 26 | 07:00 | 95
1981 | 8 | 26 | 08:00 | 398
1981 | 8 | 26 | 09:00 | 647
1981 | 8 | 26 | 10:00 | 2364
1981 | 8 | 26 | 11:00 | 2696
1981 | 8 | 26 | 12:00 | 2872
1981 | 8 | 26 | 13:00 | 2745
1981 | 8 | 26 | 14:00 | 2509
1981 | 8 | 26 | 15:00 | 2143
1981 | 8 | 26 | 16:00 | 1523
1981 | 8 | 26 | 17:00 | 707
1981 | 8 | 26 | 18:00 | 13
1981 | 8 | 26 | 19:00 | 0
1981 | 8 | 26 | 20:00 | 0
1981 | 8 | 26 | 21:00 | 0
1981 | 8 | 26 | 22:00 | 0
1981 | 8 | 26 | 23:00 | 0
1981 | 8 | 26 | 24:00 | 0
1981 | 8 | 27 | 01:00 | 0
1981 | 8 | 27 | 02:00 | 0
1981 | 8 | 27 | 03:00 | 0
1981 | 8 | 27 | 04:00 | 0
1981 | 8 | 27 | 05:00 | 0
1981 | 8 | 27 | 06:00 | 0
1981 | 8 | 27 | 07:00 | 20
1981 | 8 | 27 | 08:00 | 661
1981 | 8 | 27 | 09:00 | 1536
1981 | 8 | 27 | 10:00 | 2241
1981 | 8 | 27 | 11:00 | 2417
1981 | 8 | 27 | 12:00 | 2502
1981 | 8 | 27 | 13:00 | 704
1981 | 8 | 27 | 14:00 | 848
1981 | 8 | 27 | 15:00 | 255
1981 | 8 | 27 | 16:00 | 958
1981 | 8 | 27 | 17:00 | 728
1981 | 8 | 27 | 18:00 | 8
1981 | 8 | 27 | 19:00 | 0
1981 | 8 | 27 | 20:00 | 0
1981 | 8 | 27 | 21:00 | 0
1981 | 8 | 27 | 22:00 | 0
1981 | 8 | 27 | 23:00 | 0
1981 | 8 | 27 | 24:00 | 0
1981 | 8 | 28 | 01:00 | 0
1981 | 8 | 28 | 02:00 | 0
1981 | 8 | 28 | 03:00 | 0
1981 | 8 | 28 | 04:00 | 0
1981 | 8 | 28 | 05:00 | 0
1981 | 8 | 28 | 06:00 | 0
1981 | 8 | 28 | 07:00 | 68
1981 | 8 | 28 | 08:00 | 892
1981 | 8 | 28 | 09:00 | 1924
1981 | 8 | 28 | 10:00 | 2223
1981 | 8 | 28 | 11:00 | 2530
1981 | 8 | 28 | 12:00 | 2644
1981 | 8 | 28 | 13:00 | 2722
1981 | 8 | 28 | 14:00 | 2425
1981 | 8 | 28 | 15:00 | 2063
1981 | 8 | 28 | 16:00 | 1296
1981 | 8 | 28 | 17:00 | 714
1981 | 8 | 28 | 18:00 | 12
1981 | 8 | 28 | 19:00 | 0
1981 | 8 | 28 | 20:00 | 0
1981 | 8 | 28 | 21:00 | 0
1981 | 8 | 28 | 22:00 | 0
1981 | 8 | 28 | 23:00 | 0
1981 | 8 | 28 | 24:00 | 0
1981 | 8 | 29 | 01:00 | 0
1981 | 8 | 29 | 02:00 | 0
1981 | 8 | 29 | 03:00 | 0
1981 | 8 | 29 | 04:00 | 0
1981 | 8 | 29 | 05:00 | 0
1981 | 8 | 29 | 06:00 | 0
1981 | 8 | 29 | 07:00 | 243
1981 | 8 | 29 | 08:00 | 1071
1981 | 8 | 29 | 09:00 | 1722
1981 | 8 | 29 | 10:00 | 2313
1981 | 8 | 29 | 11:00 | 2690
1981 | 8 | 29 | 12:00 | 2803
1981 | 8 | 29 | 13:00 | 2775
1981 | 8 | 29 | 14:00 | 2362
1981 | 8 | 29 | 15:00 | 1842
1981 | 8 | 29 | 16:00 | 1329
1981 | 8 | 29 | 17:00 | 636
1981 | 8 | 29 | 18:00 | 16
1981 | 8 | 29 | 19:00 | 0
1981 | 8 | 29 | 20:00 | 0
1981 | 8 | 29 | 21:00 | 0
1981 | 8 | 29 | 22:00 | 0
1981 | 8 | 29 | 23:00 | 0
1981 | 8 | 29 | 24:00 | 0
1981 | 8 | 30 | 01:00 | 0
1981 | 8 | 30 | 02:00 | 0
1981 | 8 | 30 | 03:00 | 0
1981 | 8 | 30 | 04:00 | 0
1981 | 8 | 30 | 05:00 | 0
1981 | 8 | 30 | 06:00 | 0
1981 | 8 | 30 | 07:00 | 40
1981 | 8 | 30 | 08:00 | 814
1981 | 8 | 30 | 09:00 | 1157
1981 | 8 | 30 | 10:00 | 1986
1981 | 8 | 30 | 11:00 | 2566
1981 | 8 | 30 | 12:00 | 1639
1981 | 8 | 30 | 13:00 | 1807
1981 | 8 | 30 | 14:00 | 1240
1981 | 8 | 30 | 15:00 | 1535
1981 | 8 | 30 | 16:00 | 533
1981 | 8 | 30 | 17:00 | 12
1981 | 8 | 30 | 18:00 | 0
1981 | 8 | 30 | 19:00 | 0
1981 | 8 | 30 | 20:00 | 0
1981 | 8 | 30 | 21:00 | 0
1981 | 8 | 30 | 22:00 | 0
1981 | 8 | 30 | 23:00 | 0
1981 | 8 | 30 | 24:00 | 0
1981 | 8 | 31 | 01:00 | 0
1981 | 8 | 31 | 02:00 | 0
1981 | 8 | 31 | 03:00 | 0
1981 | 8 | 31 | 04:00 | 0
1981 | 8 | 31 | 05:00 | 0
1981 | 8 | 31 | 06:00 | 0
1981 | 8 | 31 | 07:00 | 91
1981 | 8 | 31 | 08:00 | 397
1981 | 8 | 31 | 09:00 | 780
1981 | 8 | 31 | 10:00 | 1766
1981 | 8 | 31 | 11:00 | 2406
1981 | 8 | 31 | 12:00 | 1821
1981 | 8 | 31 | 13:00 | 1631
1981 | 8 | 31 | 14:00 | 1020
1981 | 8 | 31 | 15:00 | 935
1981 | 8 | 31 | 16:00 | 652
1981 | 8 | 31 | 17:00 | 677
1981 | 8 | 31 | 18:00 | 11
1981 | 8 | 31 | 19:00 | 0
1981 | 8 | 31 | 20:00 | 0
1981 | 8 | 31 | 21:00 | 0
1981 | 8 | 31 | 22:00 | 0
1981 | 8 | 31 | 23:00 | 0
1981 | 8 | 31 | 24:00 | 0
1985 | 9 | 1 | 01:00 | 0
1985 | 9 | 1 | 02:00 | 0
1985 | 9 | 1 | 03:00 | 0
1985 | 9 | 1 | 04:00 | 0
1985 | 9 | 1 | 05:00 | 0
1985 | 9 | 1 | 06:00 | 0
1985 | 9 | 1 | 07:00 | 280
1985 | 9 | 1 | 08:00 | 1184
1985 | 9 | 1 | 09:00 | 1951
1985 | 9 | 1 | 10:00 | 2475
1985 | 9 | 1 | 11:00 | 2519
1985 | 9 | 1 | 12:00 | 2706
1985 | 9 | 1 | 13:00 | 2574
1985 | 9 | 1 | 14:00 | 2398
1985 | 9 | 1 | 15:00 | 1840
1985 | 9 | 1 | 16:00 | 1383
1985 | 9 | 1 | 17:00 | 620
1985 | 9 | 1 | 18:00 | 13
1985 | 9 | 1 | 19:00 | 0
1985 | 9 | 1 | 20:00 | 0
1985 | 9 | 1 | 21:00 | 0
1985 | 9 | 1 | 22:00 | 0
1985 | 9 | 1 | 23:00 | 0
1985 | 9 | 1 | 24:00 | 0
1985 | 9 | 2 | 01:00 | 0
1985 | 9 | 2 | 02:00 | 0
1985 | 9 | 2 | 03:00 | 0
1985 | 9 | 2 | 04:00 | 0
1985 | 9 | 2 | 05:00 | 0
1985 | 9 | 2 | 06:00 | 0
1985 | 9 | 2 | 07:00 | 4
1985 | 9 | 2 | 08:00 | 76
1985 | 9 | 2 | 09:00 | 559
1985 | 9 | 2 | 10:00 | 538
1985 | 9 | 2 | 11:00 | 814
1985 | 9 | 2 | 12:00 | 1212
1985 | 9 | 2 | 13:00 | 1062
1985 | 9 | 2 | 14:00 | 863
1985 | 9 | 2 | 15:00 | 1547
1985 | 9 | 2 | 16:00 | 1363
1985 | 9 | 2 | 17:00 | 634
1985 | 9 | 2 | 18:00 | 6
1985 | 9 | 2 | 19:00 | 0
1985 | 9 | 2 | 20:00 | 0
1985 | 9 | 2 | 21:00 | 0
1985 | 9 | 2 | 22:00 | 0
1985 | 9 | 2 | 23:00 | 0
1985 | 9 | 2 | 24:00 | 0
1985 | 9 | 3 | 01:00 | 0
1985 | 9 | 3 | 02:00 | 0
1985 | 9 | 3 | 03:00 | 0
1985 | 9 | 3 | 04:00 | 0
1985 | 9 | 3 | 05:00 | 0
1985 | 9 | 3 | 06:00 | 0
1985 | 9 | 3 | 07:00 | 12
1985 | 9 | 3 | 08:00 | 390
1985 | 9 | 3 | 09:00 | 545
1985 | 9 | 3 | 10:00 | 732
1985 | 9 | 3 | 11:00 | 833
1985 | 9 | 3 | 12:00 | 928
1985 | 9 | 3 | 13:00 | 925
1985 | 9 | 3 | 14:00 | 1032
1985 | 9 | 3 | 15:00 | 1179
1985 | 9 | 3 | 16:00 | 1313
1985 | 9 | 3 | 17:00 | 132
1985 | 9 | 3 | 18:00 | 1
1985 | 9 | 3 | 19:00 | 0
1985 | 9 | 3 | 20:00 | 0
1985 | 9 | 3 | 21:00 | 0
1985 | 9 | 3 | 22:00 | 0
1985 | 9 | 3 | 23:00 | 0
1985 | 9 | 3 | 24:00 | 0
1985 | 9 | 4 | 01:00 | 0
1985 | 9 | 4 | 02:00 | 0
1985 | 9 | 4 | 03:00 | 0
1985 | 9 | 4 | 04:00 | 0
1985 | 9 | 4 | 05:00 | 0
1985 | 9 | 4 | 06:00 | 0
1985 | 9 | 4 | 07:00 | 20
1985 | 9 | 4 | 08:00 | 309
1985 | 9 | 4 | 09:00 | 340
1985 | 9 | 4 | 10:00 | 1415
1985 | 9 | 4 | 11:00 | 1125
1985 | 9 | 4 | 12:00 | 1586
1985 | 9 | 4 | 13:00 | 1884
1985 | 9 | 4 | 14:00 | 2346
1985 | 9 | 4 | 15:00 | 1861
1985 | 9 | 4 | 16:00 | 819
1985 | 9 | 4 | 17:00 | 443
1985 | 9 | 4 | 18:00 | 2
1985 | 9 | 4 | 19:00 | 0
1985 | 9 | 4 | 20:00 | 0
1985 | 9 | 4 | 21:00 | 0
1985 | 9 | 4 | 22:00 | 0
1985 | 9 | 4 | 23:00 | 0
1985 | 9 | 4 | 24:00 | 0
1985 | 9 | 5 | 01:00 | 0
1985 | 9 | 5 | 02:00 | 0
1985 | 9 | 5 | 03:00 | 0
1985 | 9 | 5 | 04:00 | 0
1985 | 9 | 5 | 05:00 | 0
1985 | 9 | 5 | 06:00 | 0
1985 | 9 | 5 | 07:00 | 152
1985 | 9 | 5 | 08:00 | 724
1985 | 9 | 5 | 09:00 | 1007
1985 | 9 | 5 | 10:00 | 1686
1985 | 9 | 5 | 11:00 | 2336
1985 | 9 | 5 | 12:00 | 2350
1985 | 9 | 5 | 13:00 | 1935
1985 | 9 | 5 | 14:00 | 1807
1985 | 9 | 5 | 15:00 | 1198
1985 | 9 | 5 | 16:00 | 689
1985 | 9 | 5 | 17:00 | 336
1985 | 9 | 5 | 18:00 | 0
1985 | 9 | 5 | 19:00 | 0
1985 | 9 | 5 | 20:00 | 0
1985 | 9 | 5 | 21:00 | 0
1985 | 9 | 5 | 22:00 | 0
1985 | 9 | 5 | 23:00 | 0
1985 | 9 | 5 | 24:00 | 0
1985 | 9 | 6 | 01:00 | 0
1985 | 9 | 6 | 02:00 | 0
1985 | 9 | 6 | 03:00 | 0
1985 | 9 | 6 | 04:00 | 0
1985 | 9 | 6 | 05:00 | 0
1985 | 9 | 6 | 06:00 | 0
1985 | 9 | 6 | 07:00 | 1
1985 | 9 | 6 | 08:00 | 28
1985 | 9 | 6 | 09:00 | 136
1985 | 9 | 6 | 10:00 | 390
1985 | 9 | 6 | 11:00 | 460
1985 | 9 | 6 | 12:00 | 578
1985 | 9 | 6 | 13:00 | 599
1985 | 9 | 6 | 14:00 | 499
1985 | 9 | 6 | 15:00 | 462
1985 | 9 | 6 | 16:00 | 137
1985 | 9 | 6 | 17:00 | 29
1985 | 9 | 6 | 18:00 | 0
1985 | 9 | 6 | 19:00 | 0
1985 | 9 | 6 | 20:00 | 0
1985 | 9 | 6 | 21:00 | 0
1985 | 9 | 6 | 22:00 | 0
1985 | 9 | 6 | 23:00 | 0
1985 | 9 | 6 | 24:00 | 0
1985 | 9 | 7 | 01:00 | 0
1985 | 9 | 7 | 02:00 | 0
1985 | 9 | 7 | 03:00 | 0
1985 | 9 | 7 | 04:00 | 0
1985 | 9 | 7 | 05:00 | 0
1985 | 9 | 7 | 06:00 | 0
1985 | 9 | 7 | 07:00 | 32
1985 | 9 | 7 | 08:00 | 380
1985 | 9 | 7 | 09:00 | 636
1985 | 9 | 7 | 10:00 | 926
1985 | 9 | 7 | 11:00 | 912
1985 | 9 | 7 | 12:00 | 1545
1985 | 9 | 7 | 13:00 | 680
1985 | 9 | 7 | 14:00 | 653
1985 | 9 | 7 | 15:00 | 905
1985 | 9 | 7 | 16:00 | 389
1985 | 9 | 7 | 17:00 | 247
1985 | 9 | 7 | 18:00 | 1
1985 | 9 | 7 | 19:00 | 0
1985 | 9 | 7 | 20:00 | 0
1985 | 9 | 7 | 21:00 | 0
1985 | 9 | 7 | 22:00 | 0
1985 | 9 | 7 | 23:00 | 0
1985 | 9 | 7 | 24:00 | 0
1985 | 9 | 8 | 01:00 | 0
1985 | 9 | 8 | 02:00 | 0
1985 | 9 | 8 | 03:00 | 0
1985 | 9 | 8 | 04:00 | 0
1985 | 9 | 8 | 05:00 | 0
1985 | 9 | 8 | 06:00 | 0
1985 | 9 | 8 | 07:00 | 46
1985 | 9 | 8 | 08:00 | 847
1985 | 9 | 8 | 09:00 | 1821
1985 | 9 | 8 | 10:00 | 1902
1985 | 9 | 8 | 11:00 | 2393
1985 | 9 | 8 | 12:00 | 2401
1985 | 9 | 8 | 13:00 | 2212
1985 | 9 | 8 | 14:00 | 2239
1985 | 9 | 8 | 15:00 | 1732
1985 | 9 | 8 | 16:00 | 1015
1985 | 9 | 8 | 17:00 | 623
1985 | 9 | 8 | 18:00 | 1
1985 | 9 | 8 | 19:00 | 0
1985 | 9 | 8 | 20:00 | 0
1985 | 9 | 8 | 21:00 | 0
1985 | 9 | 8 | 22:00 | 0
1985 | 9 | 8 | 23:00 | 0
1985 | 9 | 8 | 24:00 | 0
1985 | 9 | 9 | 01:00 | 0
1985 | 9 | 9 | 02:00 | 0
1985 | 9 | 9 | 03:00 | 0
1985 | 9 | 9 | 04:00 | 0
1985 | 9 | 9 | 05:00 | 0
1985 | 9 | 9 | 06:00 | 0
1985 | 9 | 9 | 07:00 | 75
1985 | 9 | 9 | 08:00 | 497
1985 | 9 | 9 | 09:00 | 439
1985 | 9 | 9 | 10:00 | 1299
1985 | 9 | 9 | 11:00 | 768
1985 | 9 | 9 | 12:00 | 817
1985 | 9 | 9 | 13:00 | 896
1985 | 9 | 9 | 14:00 | 936
1985 | 9 | 9 | 15:00 | 377
1985 | 9 | 9 | 16:00 | 173
1985 | 9 | 9 | 17:00 | 9
1985 | 9 | 9 | 18:00 | 0
1985 | 9 | 9 | 19:00 | 0
1985 | 9 | 9 | 20:00 | 0
1985 | 9 | 9 | 21:00 | 0
1985 | 9 | 9 | 22:00 | 0
1985 | 9 | 9 | 23:00 | 0
1985 | 9 | 9 | 24:00 | 0
1985 | 9 | 10 | 01:00 | 0
1985 | 9 | 10 | 02:00 | 0
1985 | 9 | 10 | 03:00 | 0
1985 | 9 | 10 | 04:00 | 0
1985 | 9 | 10 | 05:00 | 0
1985 | 9 | 10 | 06:00 | 0
1985 | 9 | 10 | 07:00 | 3
1985 | 9 | 10 | 08:00 | 86
1985 | 9 | 10 | 09:00 | 400
1985 | 9 | 10 | 10:00 | 845
1985 | 9 | 10 | 11:00 | 952
1985 | 9 | 10 | 12:00 | 1147
1985 | 9 | 10 | 13:00 | 1140
1985 | 9 | 10 | 14:00 | 998
1985 | 9 | 10 | 15:00 | 769
1985 | 9 | 10 | 16:00 | 174
1985 | 9 | 10 | 17:00 | 30
1985 | 9 | 10 | 18:00 | 1
1985 | 9 | 10 | 19:00 | 0
1985 | 9 | 10 | 20:00 | 0
1985 | 9 | 10 | 21:00 | 0
1985 | 9 | 10 | 22:00 | 0
1985 | 9 | 10 | 23:00 | 0
1985 | 9 | 10 | 24:00 | 0
1985 | 9 | 11 | 01:00 | 0
1985 | 9 | 11 | 02:00 | 0
1985 | 9 | 11 | 03:00 | 0
1985 | 9 | 11 | 04:00 | 0
1985 | 9 | 11 | 05:00 | 0
1985 | 9 | 11 | 06:00 | 0
1985 | 9 | 11 | 07:00 | 110
1985 | 9 | 11 | 08:00 | 1025
1985 | 9 | 11 | 09:00 | 1863
1985 | 9 | 11 | 10:00 | 2519
1985 | 9 | 11 | 11:00 | 2870
1985 | 9 | 11 | 12:00 | 2927
1985 | 9 | 11 | 13:00 | 2845
1985 | 9 | 11 | 14:00 | 2411
1985 | 9 | 11 | 15:00 | 2150
1985 | 9 | 11 | 16:00 | 1463
1985 | 9 | 11 | 17:00 | 661
1985 | 9 | 11 | 18:00 | 1
1985 | 9 | 11 | 19:00 | 0
1985 | 9 | 11 | 20:00 | 0
1985 | 9 | 11 | 21:00 | 0
1985 | 9 | 11 | 22:00 | 0
1985 | 9 | 11 | 23:00 | 0
1985 | 9 | 11 | 24:00 | 0
1985 | 9 | 12 | 01:00 | 0
1985 | 9 | 12 | 02:00 | 0
1985 | 9 | 12 | 03:00 | 0
1985 | 9 | 12 | 04:00 | 0
1985 | 9 | 12 | 05:00 | 0
1985 | 9 | 12 | 06:00 | 0
1985 | 9 | 12 | 07:00 | 310
1985 | 9 | 12 | 08:00 | 1170
1985 | 9 | 12 | 09:00 | 1880
1985 | 9 | 12 | 10:00 | 2083
1985 | 9 | 12 | 11:00 | 1942
1985 | 9 | 12 | 12:00 | 2364
1985 | 9 | 12 | 13:00 | 1658
1985 | 9 | 12 | 14:00 | 1893
1985 | 9 | 12 | 15:00 | 1915
1985 | 9 | 12 | 16:00 | 893
1985 | 9 | 12 | 17:00 | 378
1985 | 9 | 12 | 18:00 | 0
1985 | 9 | 12 | 19:00 | 0
1985 | 9 | 12 | 20:00 | 0
1985 | 9 | 12 | 21:00 | 0
1985 | 9 | 12 | 22:00 | 0
1985 | 9 | 12 | 23:00 | 0
1985 | 9 | 12 | 24:00 | 0
1985 | 9 | 13 | 01:00 | 0
1985 | 9 | 13 | 02:00 | 0
1985 | 9 | 13 | 03:00 | 0
1985 | 9 | 13 | 04:00 | 0
1985 | 9 | 13 | 05:00 | 0
1985 | 9 | 13 | 06:00 | 0
1985 | 9 | 13 | 07:00 | 323
1985 | 9 | 13 | 08:00 | 1208
1985 | 9 | 13 | 09:00 | 2029
1985 | 9 | 13 | 10:00 | 2516
1985 | 9 | 13 | 11:00 | 2170
1985 | 9 | 13 | 12:00 | 2908
1985 | 9 | 13 | 13:00 | 2137
1985 | 9 | 13 | 14:00 | 2323
1985 | 9 | 13 | 15:00 | 1665
1985 | 9 | 13 | 16:00 | 1340
1985 | 9 | 13 | 17:00 | 646
1985 | 9 | 13 | 18:00 | 1
1985 | 9 | 13 | 19:00 | 0
1985 | 9 | 13 | 20:00 | 0
1985 | 9 | 13 | 21:00 | 0
1985 | 9 | 13 | 22:00 | 0
1985 | 9 | 13 | 23:00 | 0
1985 | 9 | 13 | 24:00 | 0
1985 | 9 | 14 | 01:00 | 0
1985 | 9 | 14 | 02:00 | 0
1985 | 9 | 14 | 03:00 | 0
1985 | 9 | 14 | 04:00 | 0
1985 | 9 | 14 | 05:00 | 0
1985 | 9 | 14 | 06:00 | 0
1985 | 9 | 14 | 07:00 | 282
1985 | 9 | 14 | 08:00 | 1126
1985 | 9 | 14 | 09:00 | 1950
1985 | 9 | 14 | 10:00 | 2406
1985 | 9 | 14 | 11:00 | 2756
1985 | 9 | 14 | 12:00 | 3024
1985 | 9 | 14 | 13:00 | 2956
1985 | 9 | 14 | 14:00 | 2661
1985 | 9 | 14 | 15:00 | 2182
1985 | 9 | 14 | 16:00 | 1337
1985 | 9 | 14 | 17:00 | 585
1985 | 9 | 14 | 18:00 | 0
1985 | 9 | 14 | 19:00 | 0
1985 | 9 | 14 | 20:00 | 0
1985 | 9 | 14 | 21:00 | 0
1985 | 9 | 14 | 22:00 | 0
1985 | 9 | 14 | 23:00 | 0
1985 | 9 | 14 | 24:00 | 0
1985 | 9 | 15 | 01:00 | 0
1985 | 9 | 15 | 02:00 | 0
1985 | 9 | 15 | 03:00 | 0
1985 | 9 | 15 | 04:00 | 0
1985 | 9 | 15 | 05:00 | 0
1985 | 9 | 15 | 06:00 | 0
1985 | 9 | 15 | 07:00 | 171
1985 | 9 | 15 | 08:00 | 832
1985 | 9 | 15 | 09:00 | 1571
1985 | 9 | 15 | 10:00 | 2184
1985 | 9 | 15 | 11:00 | 2413
1985 | 9 | 15 | 12:00 | 2703
1985 | 9 | 15 | 13:00 | 2654
1985 | 9 | 15 | 14:00 | 2072
1985 | 9 | 15 | 15:00 | 2060
1985 | 9 | 15 | 16:00 | 1339
1985 | 9 | 15 | 17:00 | 548
1985 | 9 | 15 | 18:00 | 0
1985 | 9 | 15 | 19:00 | 0
1985 | 9 | 15 | 20:00 | 0
1985 | 9 | 15 | 21:00 | 0
1985 | 9 | 15 | 22:00 | 0
1985 | 9 | 15 | 23:00 | 0
1985 | 9 | 15 | 24:00 | 0
1985 | 9 | 16 | 01:00 | 0
1985 | 9 | 16 | 02:00 | 0
1985 | 9 | 16 | 03:00 | 0
1985 | 9 | 16 | 04:00 | 0
1985 | 9 | 16 | 05:00 | 0
1985 | 9 | 16 | 06:00 | 0
1985 | 9 | 16 | 07:00 | 164
1985 | 9 | 16 | 08:00 | 1024
1985 | 9 | 16 | 09:00 | 1874
1985 | 9 | 16 | 10:00 | 2386
1985 | 9 | 16 | 11:00 | 2602
1985 | 9 | 16 | 12:00 | 2721
1985 | 9 | 16 | 13:00 | 2645
1985 | 9 | 16 | 14:00 | 2266
1985 | 9 | 16 | 15:00 | 1877
1985 | 9 | 16 | 16:00 | 1188
1985 | 9 | 16 | 17:00 | 446
1985 | 9 | 16 | 18:00 | 1
1985 | 9 | 16 | 19:00 | 0
1985 | 9 | 16 | 20:00 | 0
1985 | 9 | 16 | 21:00 | 0
1985 | 9 | 16 | 22:00 | 0
1985 | 9 | 16 | 23:00 | 0
1985 | 9 | 16 | 24:00 | 0
1985 | 9 | 17 | 01:00 | 0
1985 | 9 | 17 | 02:00 | 0
1985 | 9 | 17 | 03:00 | 0
1985 | 9 | 17 | 04:00 | 0
1985 | 9 | 17 | 05:00 | 0
1985 | 9 | 17 | 06:00 | 0
1985 | 9 | 17 | 07:00 | 2
1985 | 9 | 17 | 08:00 | 116
1985 | 9 | 17 | 09:00 | 1923
1985 | 9 | 17 | 10:00 | 2191
1985 | 9 | 17 | 11:00 | 2512
1985 | 9 | 17 | 12:00 | 2630
1985 | 9 | 17 | 13:00 | 2734
1985 | 9 | 17 | 14:00 | 2395
1985 | 9 | 17 | 15:00 | 1823
1985 | 9 | 17 | 16:00 | 1231
1985 | 9 | 17 | 17:00 | 484
1985 | 9 | 17 | 18:00 | 1
1985 | 9 | 17 | 19:00 | 0
1985 | 9 | 17 | 20:00 | 0
1985 | 9 | 17 | 21:00 | 0
1985 | 9 | 17 | 22:00 | 0
1985 | 9 | 17 | 23:00 | 0
1985 | 9 | 17 | 24:00 | 0
1985 | 9 | 18 | 01:00 | 0
1985 | 9 | 18 | 02:00 | 0
1985 | 9 | 18 | 03:00 | 0
1985 | 9 | 18 | 04:00 | 0
1985 | 9 | 18 | 05:00 | 0
1985 | 9 | 18 | 06:00 | 0
1985 | 9 | 18 | 07:00 | 24
1985 | 9 | 18 | 08:00 | 113
1985 | 9 | 18 | 09:00 | 1280
1985 | 9 | 18 | 10:00 | 1945
1985 | 9 | 18 | 11:00 | 2256
1985 | 9 | 18 | 12:00 | 1833
1985 | 9 | 18 | 13:00 | 2152
1985 | 9 | 18 | 14:00 | 2130
1985 | 9 | 18 | 15:00 | 1157
1985 | 9 | 18 | 16:00 | 1253
1985 | 9 | 18 | 17:00 | 491
1985 | 9 | 18 | 18:00 | 0
1985 | 9 | 18 | 19:00 | 0
1985 | 9 | 18 | 20:00 | 0
1985 | 9 | 18 | 21:00 | 0
1985 | 9 | 18 | 22:00 | 0
1985 | 9 | 18 | 23:00 | 0
1985 | 9 | 18 | 24:00 | 0
1985 | 9 | 19 | 01:00 | 0
1985 | 9 | 19 | 02:00 | 0
1985 | 9 | 19 | 03:00 | 0
1985 | 9 | 19 | 04:00 | 0
1985 | 9 | 19 | 05:00 | 0
1985 | 9 | 19 | 06:00 | 0
1985 | 9 | 19 | 07:00 | 212
1985 | 9 | 19 | 08:00 | 1115
1985 | 9 | 19 | 09:00 | 1903
1985 | 9 | 19 | 10:00 | 2397
1985 | 9 | 19 | 11:00 | 2668
1985 | 9 | 19 | 12:00 | 2718
1985 | 9 | 19 | 13:00 | 2686
1985 | 9 | 19 | 14:00 | 2398
1985 | 9 | 19 | 15:00 | 2004
1985 | 9 | 19 | 16:00 | 1325
1985 | 9 | 19 | 17:00 | 530
1985 | 9 | 19 | 18:00 | 0
1985 | 9 | 19 | 19:00 | 0
1985 | 9 | 19 | 20:00 | 0
1985 | 9 | 19 | 21:00 | 0
1985 | 9 | 19 | 22:00 | 0
1985 | 9 | 19 | 23:00 | 0
1985 | 9 | 19 | 24:00 | 0
1985 | 9 | 20 | 01:00 | 0
1985 | 9 | 20 | 02:00 | 0
1985 | 9 | 20 | 03:00 | 0
1985 | 9 | 20 | 04:00 | 0
1985 | 9 | 20 | 05:00 | 0
1985 | 9 | 20 | 06:00 | 0
1985 | 9 | 20 | 07:00 | 145
1985 | 9 | 20 | 08:00 | 847
1985 | 9 | 20 | 09:00 | 1607
1985 | 9 | 20 | 10:00 | 2333
1985 | 9 | 20 | 11:00 | 2641
1985 | 9 | 20 | 12:00 | 2723
1985 | 9 | 20 | 13:00 | 2668
1985 | 9 | 20 | 14:00 | 2422
1985 | 9 | 20 | 15:00 | 1987
1985 | 9 | 20 | 16:00 | 1324
1985 | 9 | 20 | 17:00 | 531
1985 | 9 | 20 | 18:00 | 0
1985 | 9 | 20 | 19:00 | 0
1985 | 9 | 20 | 20:00 | 0
1985 | 9 | 20 | 21:00 | 0
1985 | 9 | 20 | 22:00 | 0
1985 | 9 | 20 | 23:00 | 0
1985 | 9 | 20 | 24:00 | 0
1985 | 9 | 21 | 01:00 | 0
1985 | 9 | 21 | 02:00 | 0
1985 | 9 | 21 | 03:00 | 0
1985 | 9 | 21 | 04:00 | 0
1985 | 9 | 21 | 05:00 | 0
1985 | 9 | 21 | 06:00 | 0
1985 | 9 | 21 | 07:00 | 294
1985 | 9 | 21 | 08:00 | 1133
1985 | 9 | 21 | 09:00 | 1848
1985 | 9 | 21 | 10:00 | 2365
1985 | 9 | 21 | 11:00 | 2623
1985 | 9 | 21 | 12:00 | 2791
1985 | 9 | 21 | 13:00 | 2572
1985 | 9 | 21 | 14:00 | 1262
1985 | 9 | 21 | 15:00 | 931
1985 | 9 | 21 | 16:00 | 150
1985 | 9 | 21 | 17:00 | 68
1985 | 9 | 21 | 18:00 | 0
1985 | 9 | 21 | 19:00 | 0
1985 | 9 | 21 | 20:00 | 0
1985 | 9 | 21 | 21:00 | 0
1985 | 9 | 21 | 22:00 | 0
1985 | 9 | 21 | 23:00 | 0
1985 | 9 | 21 | 24:00 | 0
1985 | 9 | 22 | 01:00 | 0
1985 | 9 | 22 | 02:00 | 0
1985 | 9 | 22 | 03:00 | 0
1985 | 9 | 22 | 04:00 | 0
1985 | 9 | 22 | 05:00 | 0
1985 | 9 | 22 | 06:00 | 0
1985 | 9 | 22 | 07:00 | 13
1985 | 9 | 22 | 08:00 | 881
1985 | 9 | 22 | 09:00 | 1193
1985 | 9 | 22 | 10:00 | 1356
1985 | 9 | 22 | 11:00 | 1015
1985 | 9 | 22 | 12:00 | 2295
1985 | 9 | 22 | 13:00 | 2731
1985 | 9 | 22 | 14:00 | 2036
1985 | 9 | 22 | 15:00 | 1661
1985 | 9 | 22 | 16:00 | 699
1985 | 9 | 22 | 17:00 | 369
1985 | 9 | 22 | 18:00 | 0
1985 | 9 | 22 | 19:00 | 0
1985 | 9 | 22 | 20:00 | 0
1985 | 9 | 22 | 21:00 | 0
1985 | 9 | 22 | 22:00 | 0
1985 | 9 | 22 | 23:00 | 0
1985 | 9 | 22 | 24:00 | 0
1985 | 9 | 23 | 01:00 | 0
1985 | 9 | 23 | 02:00 | 0
1985 | 9 | 23 | 03:00 | 0
1985 | 9 | 23 | 04:00 | 0
1985 | 9 | 23 | 05:00 | 0
1985 | 9 | 23 | 06:00 | 0
1985 | 9 | 23 | 07:00 | 1
1985 | 9 | 23 | 08:00 | 265
1985 | 9 | 23 | 09:00 | 631
1985 | 9 | 23 | 10:00 | 785
1985 | 9 | 23 | 11:00 | 885
1985 | 9 | 23 | 12:00 | 971
1985 | 9 | 23 | 13:00 | 881
1985 | 9 | 23 | 14:00 | 755
1985 | 9 | 23 | 15:00 | 680
1985 | 9 | 23 | 16:00 | 476
1985 | 9 | 23 | 17:00 | 67
1985 | 9 | 23 | 18:00 | 0
1985 | 9 | 23 | 19:00 | 0
1985 | 9 | 23 | 20:00 | 0
1985 | 9 | 23 | 21:00 | 0
1985 | 9 | 23 | 22:00 | 0
1985 | 9 | 23 | 23:00 | 0
1985 | 9 | 23 | 24:00 | 0
1985 | 9 | 24 | 01:00 | 0
1985 | 9 | 24 | 02:00 | 0
1985 | 9 | 24 | 03:00 | 0
1985 | 9 | 24 | 04:00 | 0
1985 | 9 | 24 | 05:00 | 0
1985 | 9 | 24 | 06:00 | 0
1985 | 9 | 24 | 07:00 | 11
1985 | 9 | 24 | 08:00 | 317
1985 | 9 | 24 | 09:00 | 335
1985 | 9 | 24 | 10:00 | 818
1985 | 9 | 24 | 11:00 | 567
1985 | 9 | 24 | 12:00 | 566
1985 | 9 | 24 | 13:00 | 498
1985 | 9 | 24 | 14:00 | 483
1985 | 9 | 24 | 15:00 | 368
1985 | 9 | 24 | 16:00 | 426
1985 | 9 | 24 | 17:00 | 26
1985 | 9 | 24 | 18:00 | 0
1985 | 9 | 24 | 19:00 | 0
1985 | 9 | 24 | 20:00 | 0
1985 | 9 | 24 | 21:00 | 0
1985 | 9 | 24 | 22:00 | 0
1985 | 9 | 24 | 23:00 | 0
1985 | 9 | 24 | 24:00 | 0
1985 | 9 | 25 | 01:00 | 0
1985 | 9 | 25 | 02:00 | 0
1985 | 9 | 25 | 03:00 | 0
1985 | 9 | 25 | 04:00 | 0
1985 | 9 | 25 | 05:00 | 0
1985 | 9 | 25 | 06:00 | 0
1985 | 9 | 25 | 07:00 | 219
1985 | 9 | 25 | 08:00 | 1158
1985 | 9 | 25 | 09:00 | 1856
1985 | 9 | 25 | 10:00 | 2231
1985 | 9 | 25 | 11:00 | 2750
1985 | 9 | 25 | 12:00 | 2667
1985 | 9 | 25 | 13:00 | 2695
1985 | 9 | 25 | 14:00 | 2503
1985 | 9 | 25 | 15:00 | 1554
1985 | 9 | 25 | 16:00 | 867
1985 | 9 | 25 | 17:00 | 205
1985 | 9 | 25 | 18:00 | 0
1985 | 9 | 25 | 19:00 | 0
1985 | 9 | 25 | 20:00 | 0
1985 | 9 | 25 | 21:00 | 0
1985 | 9 | 25 | 22:00 | 0
1985 | 9 | 25 | 23:00 | 0
1985 | 9 | 25 | 24:00 | 0
1985 | 9 | 26 | 01:00 | 0
1985 | 9 | 26 | 02:00 | 0
1985 | 9 | 26 | 03:00 | 0
1985 | 9 | 26 | 04:00 | 0
1985 | 9 | 26 | 05:00 | 0
1985 | 9 | 26 | 06:00 | 0
1985 | 9 | 26 | 07:00 | 26
1985 | 9 | 26 | 08:00 | 433
1985 | 9 | 26 | 09:00 | 1593
1985 | 9 | 26 | 10:00 | 2127
1985 | 9 | 26 | 11:00 | 2436
1985 | 9 | 26 | 12:00 | 2677
1985 | 9 | 26 | 13:00 | 1405
1985 | 9 | 26 | 14:00 | 878
1985 | 9 | 26 | 15:00 | 985
1985 | 9 | 26 | 16:00 | 217
1985 | 9 | 26 | 17:00 | 2
1985 | 9 | 26 | 18:00 | 0
1985 | 9 | 26 | 19:00 | 0
1985 | 9 | 26 | 20:00 | 0
1985 | 9 | 26 | 21:00 | 0
1985 | 9 | 26 | 22:00 | 0
1985 | 9 | 26 | 23:00 | 0
1985 | 9 | 26 | 24:00 | 0
1985 | 9 | 27 | 01:00 | 0
1985 | 9 | 27 | 02:00 | 0
1985 | 9 | 27 | 03:00 | 0
1985 | 9 | 27 | 04:00 | 0
1985 | 9 | 27 | 05:00 | 0
1985 | 9 | 27 | 06:00 | 0
1985 | 9 | 27 | 07:00 | 6
1985 | 9 | 27 | 08:00 | 238
1985 | 9 | 27 | 09:00 | 383
1985 | 9 | 27 | 10:00 | 403
1985 | 9 | 27 | 11:00 | 480
1985 | 9 | 27 | 12:00 | 595
1985 | 9 | 27 | 13:00 | 501
1985 | 9 | 27 | 14:00 | 498
1985 | 9 | 27 | 15:00 | 367
1985 | 9 | 27 | 16:00 | 59
1985 | 9 | 27 | 17:00 | 37
1985 | 9 | 27 | 18:00 | 0
1985 | 9 | 27 | 19:00 | 0
1985 | 9 | 27 | 20:00 | 0
1985 | 9 | 27 | 21:00 | 0
1985 | 9 | 27 | 22:00 | 0
1985 | 9 | 27 | 23:00 | 0
1985 | 9 | 27 | 24:00 | 0
1985 | 9 | 28 | 01:00 | 0
1985 | 9 | 28 | 02:00 | 0
1985 | 9 | 28 | 03:00 | 0
1985 | 9 | 28 | 04:00 | 0
1985 | 9 | 28 | 05:00 | 0
1985 | 9 | 28 | 06:00 | 0
1985 | 9 | 28 | 07:00 | 66
1985 | 9 | 28 | 08:00 | 121
1985 | 9 | 28 | 09:00 | 919
1985 | 9 | 28 | 10:00 | 1570
1985 | 9 | 28 | 11:00 | 1605
1985 | 9 | 28 | 12:00 | 2136
1985 | 9 | 28 | 13:00 | 2103
1985 | 9 | 28 | 14:00 | 2391
1985 | 9 | 28 | 15:00 | 2031
1985 | 9 | 28 | 16:00 | 1282
1985 | 9 | 28 | 17:00 | 442
1985 | 9 | 28 | 18:00 | 0
1985 | 9 | 28 | 19:00 | 0
1985 | 9 | 28 | 20:00 | 0
1985 | 9 | 28 | 21:00 | 0
1985 | 9 | 28 | 22:00 | 0
1985 | 9 | 28 | 23:00 | 0
1985 | 9 | 28 | 24:00 | 0
1985 | 9 | 29 | 01:00 | 0
1985 | 9 | 29 | 02:00 | 0
1985 | 9 | 29 | 03:00 | 0
1985 | 9 | 29 | 04:00 | 0
1985 | 9 | 29 | 05:00 | 0
1985 | 9 | 29 | 06:00 | 0
1985 | 9 | 29 | 07:00 | 217
1985 | 9 | 29 | 08:00 | 1132
1985 | 9 | 29 | 09:00 | 1789
1985 | 9 | 29 | 10:00 | 2220
1985 | 9 | 29 | 11:00 | 2318
1985 | 9 | 29 | 12:00 | 2641
1985 | 9 | 29 | 13:00 | 1875
1985 | 9 | 29 | 14:00 | 2175
1985 | 9 | 29 | 15:00 | 1667
1985 | 9 | 29 | 16:00 | 1140
1985 | 9 | 29 | 17:00 | 388
1985 | 9 | 29 | 18:00 | 0
1985 | 9 | 29 | 19:00 | 0
1985 | 9 | 29 | 20:00 | 0
1985 | 9 | 29 | 21:00 | 0
1985 | 9 | 29 | 22:00 | 0
1985 | 9 | 29 | 23:00 | 0
1985 | 9 | 29 | 24:00 | 0
1985 | 9 | 30 | 01:00 | 0
1985 | 9 | 30 | 02:00 | 0
1985 | 9 | 30 | 03:00 | 0
1985 | 9 | 30 | 04:00 | 0
1985 | 9 | 30 | 05:00 | 0
1985 | 9 | 30 | 06:00 | 0
1985 | 9 | 30 | 07:00 | 1
1985 | 9 | 30 | 08:00 | 300
1985 | 9 | 30 | 09:00 | 843
1985 | 9 | 30 | 10:00 | 2415
1985 | 9 | 30 | 11:00 | 2526
1985 | 9 | 30 | 12:00 | 2357
1985 | 9 | 30 | 13:00 | 2573
1985 | 9 | 30 | 14:00 | 2237
1985 | 9 | 30 | 15:00 | 1852
1985 | 9 | 30 | 16:00 | 1118
1985 | 9 | 30 | 17:00 | 430
1985 | 9 | 30 | 18:00 | 0
1985 | 9 | 30 | 19:00 | 0
1985 | 9 | 30 | 20:00 | 0
1985 | 9 | 30 | 21:00 | 0
1985 | 9 | 30 | 22:00 | 0
1985 | 9 | 30 | 23:00 | 0
1985 | 9 | 30 | 24:00 | 0
1986 | 10 | 1 | 01:00 | 0
1986 | 10 | 1 | 02:00 | 0
1986 | 10 | 1 | 03:00 | 0
1986 | 10 | 1 | 04:00 | 0
1986 | 10 | 1 | 05:00 | 0
1986 | 10 | 1 | 06:00 | 0
1986 | 10 | 1 | 07:00 | 39
1986 | 10 | 1 | 08:00 | 842
1986 | 10 | 1 | 09:00 | 1145
1986 | 10 | 1 | 10:00 | 1745
1986 | 10 | 1 | 11:00 | 1784
1986 | 10 | 1 | 12:00 | 2717
1986 | 10 | 1 | 13:00 | 1708
1986 | 10 | 1 | 14:00 | 1005
1986 | 10 | 1 | 15:00 | 1179
1986 | 10 | 1 | 16:00 | 1202
1986 | 10 | 1 | 17:00 | 461
1986 | 10 | 1 | 18:00 | 0
1986 | 10 | 1 | 19:00 | 0
1986 | 10 | 1 | 20:00 | 0
1986 | 10 | 1 | 21:00 | 0
1986 | 10 | 1 | 22:00 | 0
1986 | 10 | 1 | 23:00 | 0
1986 | 10 | 1 | 24:00 | 0
1986 | 10 | 2 | 01:00 | 0
1986 | 10 | 2 | 02:00 | 0
1986 | 10 | 2 | 03:00 | 0
1986 | 10 | 2 | 04:00 | 0
1986 | 10 | 2 | 05:00 | 0
1986 | 10 | 2 | 06:00 | 0
1986 | 10 | 2 | 07:00 | 8
1986 | 10 | 2 | 08:00 | 409
1986 | 10 | 2 | 09:00 | 715
1986 | 10 | 2 | 10:00 | 750
1986 | 10 | 2 | 11:00 | 643
1986 | 10 | 2 | 12:00 | 390
1986 | 10 | 2 | 13:00 | 669
1986 | 10 | 2 | 14:00 | 306
1986 | 10 | 2 | 15:00 | 200
1986 | 10 | 2 | 16:00 | 372
1986 | 10 | 2 | 17:00 | 1
1986 | 10 | 2 | 18:00 | 0
1986 | 10 | 2 | 19:00 | 0
1986 | 10 | 2 | 20:00 | 0
1986 | 10 | 2 | 21:00 | 0
1986 | 10 | 2 | 22:00 | 0
1986 | 10 | 2 | 23:00 | 0
1986 | 10 | 2 | 24:00 | 0
1986 | 10 | 3 | 01:00 | 0
1986 | 10 | 3 | 02:00 | 0
1986 | 10 | 3 | 03:00 | 0
1986 | 10 | 3 | 04:00 | 0
1986 | 10 | 3 | 05:00 | 0
1986 | 10 | 3 | 06:00 | 0
1986 | 10 | 3 | 07:00 | 18
1986 | 10 | 3 | 08:00 | 634
1986 | 10 | 3 | 09:00 | 1241
1986 | 10 | 3 | 10:00 | 1050
1986 | 10 | 3 | 11:00 | 442
1986 | 10 | 3 | 12:00 | 627
1986 | 10 | 3 | 13:00 | 686
1986 | 10 | 3 | 14:00 | 530
1986 | 10 | 3 | 15:00 | 512
1986 | 10 | 3 | 16:00 | 7
1986 | 10 | 3 | 17:00 | 0
1986 | 10 | 3 | 18:00 | 0
1986 | 10 | 3 | 19:00 | 0
1986 | 10 | 3 | 20:00 | 0
1986 | 10 | 3 | 21:00 | 0
1986 | 10 | 3 | 22:00 | 0
1986 | 10 | 3 | 23:00 | 0
1986 | 10 | 3 | 24:00 | 0
1986 | 10 | 4 | 01:00 | 0
1986 | 10 | 4 | 02:00 | 0
1986 | 10 | 4 | 03:00 | 0
1986 | 10 | 4 | 04:00 | 0
1986 | 10 | 4 | 05:00 | 0
1986 | 10 | 4 | 06:00 | 0
1986 | 10 | 4 | 07:00 | 4
1986 | 10 | 4 | 08:00 | 376
1986 | 10 | 4 | 09:00 | 1459
1986 | 10 | 4 | 10:00 | 2204
1986 | 10 | 4 | 11:00 | 1891
1986 | 10 | 4 | 12:00 | 1488
1986 | 10 | 4 | 13:00 | 1920
1986 | 10 | 4 | 14:00 | 1565
1986 | 10 | 4 | 15:00 | 736
1986 | 10 | 4 | 16:00 | 6
1986 | 10 | 4 | 17:00 | 1
1986 | 10 | 4 | 18:00 | 0
1986 | 10 | 4 | 19:00 | 0
1986 | 10 | 4 | 20:00 | 0
1986 | 10 | 4 | 21:00 | 0
1986 | 10 | 4 | 22:00 | 0
1986 | 10 | 4 | 23:00 | 0
1986 | 10 | 4 | 24:00 | 0
1986 | 10 | 5 | 01:00 | 0
1986 | 10 | 5 | 02:00 | 0
1986 | 10 | 5 | 03:00 | 0
1986 | 10 | 5 | 04:00 | 0
1986 | 10 | 5 | 05:00 | 0
1986 | 10 | 5 | 06:00 | 0
1986 | 10 | 5 | 07:00 | 18
1986 | 10 | 5 | 08:00 | 652
1986 | 10 | 5 | 09:00 | 875
1986 | 10 | 5 | 10:00 | 1700
1986 | 10 | 5 | 11:00 | 2964
1986 | 10 | 5 | 12:00 | 2300
1986 | 10 | 5 | 13:00 | 2128
1986 | 10 | 5 | 14:00 | 2011
1986 | 10 | 5 | 15:00 | 1495
1986 | 10 | 5 | 16:00 | 655
1986 | 10 | 5 | 17:00 | 82
1986 | 10 | 5 | 18:00 | 0
1986 | 10 | 5 | 19:00 | 0
1986 | 10 | 5 | 20:00 | 0
1986 | 10 | 5 | 21:00 | 0
1986 | 10 | 5 | 22:00 | 0
1986 | 10 | 5 | 23:00 | 0
1986 | 10 | 5 | 24:00 | 0
1986 | 10 | 6 | 01:00 | 0
1986 | 10 | 6 | 02:00 | 0
1986 | 10 | 6 | 03:00 | 0
1986 | 10 | 6 | 04:00 | 0
1986 | 10 | 6 | 05:00 | 0
1986 | 10 | 6 | 06:00 | 0
1986 | 10 | 6 | 07:00 | 45
1986 | 10 | 6 | 08:00 | 1102
1986 | 10 | 6 | 09:00 | 1805
1986 | 10 | 6 | 10:00 | 1864
1986 | 10 | 6 | 11:00 | 1857
1986 | 10 | 6 | 12:00 | 2055
1986 | 10 | 6 | 13:00 | 2327
1986 | 10 | 6 | 14:00 | 710
1986 | 10 | 6 | 15:00 | 421
1986 | 10 | 6 | 16:00 | 577
1986 | 10 | 6 | 17:00 | 23
1986 | 10 | 6 | 18:00 | 0
1986 | 10 | 6 | 19:00 | 0
1986 | 10 | 6 | 20:00 | 0
1986 | 10 | 6 | 21:00 | 0
1986 | 10 | 6 | 22:00 | 0
1986 | 10 | 6 | 23:00 | 0
1986 | 10 | 6 | 24:00 | 0
1986 | 10 | 7 | 01:00 | 0
1986 | 10 | 7 | 02:00 | 0
1986 | 10 | 7 | 03:00 | 0
1986 | 10 | 7 | 04:00 | 0
1986 | 10 | 7 | 05:00 | 0
1986 | 10 | 7 | 06:00 | 0
1986 | 10 | 7 | 07:00 | 17
1986 | 10 | 7 | 08:00 | 503
1986 | 10 | 7 | 09:00 | 1637
1986 | 10 | 7 | 10:00 | 1616
1986 | 10 | 7 | 11:00 | 2969
1986 | 10 | 7 | 12:00 | 3047
1986 | 10 | 7 | 13:00 | 2963
1986 | 10 | 7 | 14:00 | 2637
1986 | 10 | 7 | 15:00 | 2056
1986 | 10 | 7 | 16:00 | 1224
1986 | 10 | 7 | 17:00 | 324
1986 | 10 | 7 | 18:00 | 0
1986 | 10 | 7 | 19:00 | 0
1986 | 10 | 7 | 20:00 | 0
1986 | 10 | 7 | 21:00 | 0
1986 | 10 | 7 | 22:00 | 0
1986 | 10 | 7 | 23:00 | 0
1986 | 10 | 7 | 24:00 | 0
1986 | 10 | 8 | 01:00 | 0
1986 | 10 | 8 | 02:00 | 0
1986 | 10 | 8 | 03:00 | 0
1986 | 10 | 8 | 04:00 | 0
1986 | 10 | 8 | 05:00 | 0
1986 | 10 | 8 | 06:00 | 0
1986 | 10 | 8 | 07:00 | 274
1986 | 10 | 8 | 08:00 | 1256
1986 | 10 | 8 | 09:00 | 2061
1986 | 10 | 8 | 10:00 | 2505
1986 | 10 | 8 | 11:00 | 2916
1986 | 10 | 8 | 12:00 | 2872
1986 | 10 | 8 | 13:00 | 2758
1986 | 10 | 8 | 14:00 | 2106
1986 | 10 | 8 | 15:00 | 1605
1986 | 10 | 8 | 16:00 | 836
1986 | 10 | 8 | 17:00 | 291
1986 | 10 | 8 | 18:00 | 0
1986 | 10 | 8 | 19:00 | 0
1986 | 10 | 8 | 20:00 | 0
1986 | 10 | 8 | 21:00 | 0
1986 | 10 | 8 | 22:00 | 0
1986 | 10 | 8 | 23:00 | 0
1986 | 10 | 8 | 24:00 | 0
1986 | 10 | 9 | 01:00 | 0
1986 | 10 | 9 | 02:00 | 0
1986 | 10 | 9 | 03:00 | 0
1986 | 10 | 9 | 04:00 | 0
1986 | 10 | 9 | 05:00 | 0
1986 | 10 | 9 | 06:00 | 0
1986 | 10 | 9 | 07:00 | 102
1986 | 10 | 9 | 08:00 | 1083
1986 | 10 | 9 | 09:00 | 1511
1986 | 10 | 9 | 10:00 | 1475
1986 | 10 | 9 | 11:00 | 1461
1986 | 10 | 9 | 12:00 | 702
1986 | 10 | 9 | 13:00 | 559
1986 | 10 | 9 | 14:00 | 641
1986 | 10 | 9 | 15:00 | 446
1986 | 10 | 9 | 16:00 | 168
1986 | 10 | 9 | 17:00 | 0
1986 | 10 | 9 | 18:00 | 0
1986 | 10 | 9 | 19:00 | 0
1986 | 10 | 9 | 20:00 | 0
1986 | 10 | 9 | 21:00 | 0
1986 | 10 | 9 | 22:00 | 0
1986 | 10 | 9 | 23:00 | 0
1986 | 10 | 9 | 24:00 | 0
1986 | 10 | 10 | 01:00 | 0
1986 | 10 | 10 | 02:00 | 0
1986 | 10 | 10 | 03:00 | 0
1986 | 10 | 10 | 04:00 | 0
1986 | 10 | 10 | 05:00 | 0
1986 | 10 | 10 | 06:00 | 0
1986 | 10 | 10 | 07:00 | 109
1986 | 10 | 10 | 08:00 | 1214
1986 | 10 | 10 | 09:00 | 2102
1986 | 10 | 10 | 10:00 | 2672
1986 | 10 | 10 | 11:00 | 3033
1986 | 10 | 10 | 12:00 | 3056
1986 | 10 | 10 | 13:00 | 2934
1986 | 10 | 10 | 14:00 | 2717
1986 | 10 | 10 | 15:00 | 2107
1986 | 10 | 10 | 16:00 | 1272
1986 | 10 | 10 | 17:00 | 345
1986 | 10 | 10 | 18:00 | 0
1986 | 10 | 10 | 19:00 | 0
1986 | 10 | 10 | 20:00 | 0
1986 | 10 | 10 | 21:00 | 0
1986 | 10 | 10 | 22:00 | 0
1986 | 10 | 10 | 23:00 | 0
1986 | 10 | 10 | 24:00 | 0
1986 | 10 | 11 | 01:00 | 0
1986 | 10 | 11 | 02:00 | 0
1986 | 10 | 11 | 03:00 | 0
1986 | 10 | 11 | 04:00 | 0
1986 | 10 | 11 | 05:00 | 0
1986 | 10 | 11 | 06:00 | 0
1986 | 10 | 11 | 07:00 | 58
1986 | 10 | 11 | 08:00 | 1079
1986 | 10 | 11 | 09:00 | 1901
1986 | 10 | 11 | 10:00 | 2458
1986 | 10 | 11 | 11:00 | 2070
1986 | 10 | 11 | 12:00 | 2304
1986 | 10 | 11 | 13:00 | 2787
1986 | 10 | 11 | 14:00 | 1995
1986 | 10 | 11 | 15:00 | 1689
1986 | 10 | 11 | 16:00 | 1075
1986 | 10 | 11 | 17:00 | 113
1986 | 10 | 11 | 18:00 | 0
1986 | 10 | 11 | 19:00 | 0
1986 | 10 | 11 | 20:00 | 0
1986 | 10 | 11 | 21:00 | 0
1986 | 10 | 11 | 22:00 | 0
1986 | 10 | 11 | 23:00 | 0
1986 | 10 | 11 | 24:00 | 0
1986 | 10 | 12 | 01:00 | 0
1986 | 10 | 12 | 02:00 | 0
1986 | 10 | 12 | 03:00 | 0
1986 | 10 | 12 | 04:00 | 0
1986 | 10 | 12 | 05:00 | 0
1986 | 10 | 12 | 06:00 | 0
1986 | 10 | 12 | 07:00 | 0
1986 | 10 | 12 | 08:00 | 263
1986 | 10 | 12 | 09:00 | 1055
1986 | 10 | 12 | 10:00 | 2085
1986 | 10 | 12 | 11:00 | 2041
1986 | 10 | 12 | 12:00 | 2519
1986 | 10 | 12 | 13:00 | 2487
1986 | 10 | 12 | 14:00 | 2023
1986 | 10 | 12 | 15:00 | 1661
1986 | 10 | 12 | 16:00 | 807
1986 | 10 | 12 | 17:00 | 0
1986 | 10 | 12 | 18:00 | 0
1986 | 10 | 12 | 19:00 | 0
1986 | 10 | 12 | 20:00 | 0
1986 | 10 | 12 | 21:00 | 0
1986 | 10 | 12 | 22:00 | 0
1986 | 10 | 12 | 23:00 | 0
1986 | 10 | 12 | 24:00 | 0
1986 | 10 | 13 | 01:00 | 0
1986 | 10 | 13 | 02:00 | 0
1986 | 10 | 13 | 03:00 | 0
1986 | 10 | 13 | 04:00 | 0
1986 | 10 | 13 | 05:00 | 0
1986 | 10 | 13 | 06:00 | 0
1986 | 10 | 13 | 07:00 | 0
1986 | 10 | 13 | 08:00 | 68
1986 | 10 | 13 | 09:00 | 427
1986 | 10 | 13 | 10:00 | 502
1986 | 10 | 13 | 11:00 | 673
1986 | 10 | 13 | 12:00 | 402
1986 | 10 | 13 | 13:00 | 446
1986 | 10 | 13 | 14:00 | 652
1986 | 10 | 13 | 15:00 | 479
1986 | 10 | 13 | 16:00 | 352
1986 | 10 | 13 | 17:00 | 0
1986 | 10 | 13 | 18:00 | 0
1986 | 10 | 13 | 19:00 | 0
1986 | 10 | 13 | 20:00 | 0
1986 | 10 | 13 | 21:00 | 0
1986 | 10 | 13 | 22:00 | 0
1986 | 10 | 13 | 23:00 | 0
1986 | 10 | 13 | 24:00 | 0
1986 | 10 | 14 | 01:00 | 0
1986 | 10 | 14 | 02:00 | 0
1986 | 10 | 14 | 03:00 | 0
1986 | 10 | 14 | 04:00 | 0
1986 | 10 | 14 | 05:00 | 0
1986 | 10 | 14 | 06:00 | 0
1986 | 10 | 14 | 07:00 | 0
1986 | 10 | 14 | 08:00 | 19
1986 | 10 | 14 | 09:00 | 142
1986 | 10 | 14 | 10:00 | 447
1986 | 10 | 14 | 11:00 | 456
1986 | 10 | 14 | 12:00 | 491
1986 | 10 | 14 | 13:00 | 485
1986 | 10 | 14 | 14:00 | 686
1986 | 10 | 14 | 15:00 | 602
1986 | 10 | 14 | 16:00 | 283
1986 | 10 | 14 | 17:00 | 4
1986 | 10 | 14 | 18:00 | 0
1986 | 10 | 14 | 19:00 | 0
1986 | 10 | 14 | 20:00 | 0
1986 | 10 | 14 | 21:00 | 0
1986 | 10 | 14 | 22:00 | 0
1986 | 10 | 14 | 23:00 | 0
1986 | 10 | 14 | 24:00 | 0
1986 | 10 | 15 | 01:00 | 0
1986 | 10 | 15 | 02:00 | 0
1986 | 10 | 15 | 03:00 | 0
1986 | 10 | 15 | 04:00 | 0
1986 | 10 | 15 | 05:00 | 0
1986 | 10 | 15 | 06:00 | 0
1986 | 10 | 15 | 07:00 | 61
1986 | 10 | 15 | 08:00 | 1104
1986 | 10 | 15 | 09:00 | 1968
1986 | 10 | 15 | 10:00 | 2459
1986 | 10 | 15 | 11:00 | 1492
1986 | 10 | 15 | 12:00 | 1188
1986 | 10 | 15 | 13:00 | 2128
1986 | 10 | 15 | 14:00 | 1455
1986 | 10 | 15 | 15:00 | 1902
1986 | 10 | 15 | 16:00 | 1015
1986 | 10 | 15 | 17:00 | 97
1986 | 10 | 15 | 18:00 | 0
1986 | 10 | 15 | 19:00 | 0
1986 | 10 | 15 | 20:00 | 0
1986 | 10 | 15 | 21:00 | 0
1986 | 10 | 15 | 22:00 | 0
1986 | 10 | 15 | 23:00 | 0
1986 | 10 | 15 | 24:00 | 0
1986 | 10 | 16 | 01:00 | 0
1986 | 10 | 16 | 02:00 | 0
1986 | 10 | 16 | 03:00 | 0
1986 | 10 | 16 | 04:00 | 0
1986 | 10 | 16 | 05:00 | 0
1986 | 10 | 16 | 06:00 | 0
1986 | 10 | 16 | 07:00 | 7
1986 | 10 | 16 | 08:00 | 600
1986 | 10 | 16 | 09:00 | 820
1986 | 10 | 16 | 10:00 | 1193
1986 | 10 | 16 | 11:00 | 1500
1986 | 10 | 16 | 12:00 | 839
1986 | 10 | 16 | 13:00 | 705
1986 | 10 | 16 | 14:00 | 643
1986 | 10 | 16 | 15:00 | 238
1986 | 10 | 16 | 16:00 | 15
1986 | 10 | 16 | 17:00 | 0
1986 | 10 | 16 | 18:00 | 0
1986 | 10 | 16 | 19:00 | 0
1986 | 10 | 16 | 20:00 | 0
1986 | 10 | 16 | 21:00 | 0
1986 | 10 | 16 | 22:00 | 0
1986 | 10 | 16 | 23:00 | 0
1986 | 10 | 16 | 24:00 | 0
1986 | 10 | 17 | 01:00 | 0
1986 | 10 | 17 | 02:00 | 0
1986 | 10 | 17 | 03:00 | 0
1986 | 10 | 17 | 04:00 | 0
1986 | 10 | 17 | 05:00 | 0
1986 | 10 | 17 | 06:00 | 0
1986 | 10 | 17 | 07:00 | 0
1986 | 10 | 17 | 08:00 | 39
1986 | 10 | 17 | 09:00 | 213
1986 | 10 | 17 | 10:00 | 544
1986 | 10 | 17 | 11:00 | 582
1986 | 10 | 17 | 12:00 | 693
1986 | 10 | 17 | 13:00 | 801
1986 | 10 | 17 | 14:00 | 657
1986 | 10 | 17 | 15:00 | 460
1986 | 10 | 17 | 16:00 | 196
1986 | 10 | 17 | 17:00 | 1
1986 | 10 | 17 | 18:00 | 0
1986 | 10 | 17 | 19:00 | 0
1986 | 10 | 17 | 20:00 | 0
1986 | 10 | 17 | 21:00 | 0
1986 | 10 | 17 | 22:00 | 0
1986 | 10 | 17 | 23:00 | 0
1986 | 10 | 17 | 24:00 | 0
1986 | 10 | 18 | 01:00 | 0
1986 | 10 | 18 | 02:00 | 0
1986 | 10 | 18 | 03:00 | 0
1986 | 10 | 18 | 04:00 | 0
1986 | 10 | 18 | 05:00 | 0
1986 | 10 | 18 | 06:00 | 0
1986 | 10 | 18 | 07:00 | 3
1986 | 10 | 18 | 08:00 | 280
1986 | 10 | 18 | 09:00 | 1515
1986 | 10 | 18 | 10:00 | 2340
1986 | 10 | 18 | 11:00 | 980
1986 | 10 | 18 | 12:00 | 985
1986 | 10 | 18 | 13:00 | 902
1986 | 10 | 18 | 14:00 | 1969
1986 | 10 | 18 | 15:00 | 1869
1986 | 10 | 18 | 16:00 | 1119
1986 | 10 | 18 | 17:00 | 99
1986 | 10 | 18 | 18:00 | 0
1986 | 10 | 18 | 19:00 | 0
1986 | 10 | 18 | 20:00 | 0
1986 | 10 | 18 | 21:00 | 0
1986 | 10 | 18 | 22:00 | 0
1986 | 10 | 18 | 23:00 | 0
1986 | 10 | 18 | 24:00 | 0
1986 | 10 | 19 | 01:00 | 0
1986 | 10 | 19 | 02:00 | 0
1986 | 10 | 19 | 03:00 | 0
1986 | 10 | 19 | 04:00 | 0
1986 | 10 | 19 | 05:00 | 0
1986 | 10 | 19 | 06:00 | 0
1986 | 10 | 19 | 07:00 | 24
1986 | 10 | 19 | 08:00 | 1004
1986 | 10 | 19 | 09:00 | 1784
1986 | 10 | 19 | 10:00 | 1554
1986 | 10 | 19 | 11:00 | 1945
1986 | 10 | 19 | 12:00 | 2176
1986 | 10 | 19 | 13:00 | 2451
1986 | 10 | 19 | 14:00 | 2305
1986 | 10 | 19 | 15:00 | 1838
1986 | 10 | 19 | 16:00 | 1059
1986 | 10 | 19 | 17:00 | 62
1986 | 10 | 19 | 18:00 | 0
1986 | 10 | 19 | 19:00 | 0
1986 | 10 | 19 | 20:00 | 0
1986 | 10 | 19 | 21:00 | 0
1986 | 10 | 19 | 22:00 | 0
1986 | 10 | 19 | 23:00 | 0
1986 | 10 | 19 | 24:00 | 0
1986 | 10 | 20 | 01:00 | 0
1986 | 10 | 20 | 02:00 | 0
1986 | 10 | 20 | 03:00 | 0
1986 | 10 | 20 | 04:00 | 0
1986 | 10 | 20 | 05:00 | 0
1986 | 10 | 20 | 06:00 | 0
1986 | 10 | 20 | 07:00 | 2
1986 | 10 | 20 | 08:00 | 134
1986 | 10 | 20 | 09:00 | 759
1986 | 10 | 20 | 10:00 | 487
1986 | 10 | 20 | 11:00 | 603
1986 | 10 | 20 | 12:00 | 2339
1986 | 10 | 20 | 13:00 | 2519
1986 | 10 | 20 | 14:00 | 2089
1986 | 10 | 20 | 15:00 | 1531
1986 | 10 | 20 | 16:00 | 1039
1986 | 10 | 20 | 17:00 | 60
1986 | 10 | 20 | 18:00 | 0
1986 | 10 | 20 | 19:00 | 0
1986 | 10 | 20 | 20:00 | 0
1986 | 10 | 20 | 21:00 | 0
1986 | 10 | 20 | 22:00 | 0
1986 | 10 | 20 | 23:00 | 0
1986 | 10 | 20 | 24:00 | 0
1986 | 10 | 21 | 01:00 | 0
1986 | 10 | 21 | 02:00 | 0
1986 | 10 | 21 | 03:00 | 0
1986 | 10 | 21 | 04:00 | 0
1986 | 10 | 21 | 05:00 | 0
1986 | 10 | 21 | 06:00 | 0
1986 | 10 | 21 | 07:00 | 0
1986 | 10 | 21 | 08:00 | 5
1986 | 10 | 21 | 09:00 | 344
1986 | 10 | 21 | 10:00 | 2260
1986 | 10 | 21 | 11:00 | 2614
1986 | 10 | 21 | 12:00 | 2498
1986 | 10 | 21 | 13:00 | 2079
1986 | 10 | 21 | 14:00 | 774
1986 | 10 | 21 | 15:00 | 155
1986 | 10 | 21 | 16:00 | 1
1986 | 10 | 21 | 17:00 | 0
1986 | 10 | 21 | 18:00 | 0
1986 | 10 | 21 | 19:00 | 0
1986 | 10 | 21 | 20:00 | 0
1986 | 10 | 21 | 21:00 | 0
1986 | 10 | 21 | 22:00 | 0
1986 | 10 | 21 | 23:00 | 0
1986 | 10 | 21 | 24:00 | 0
1986 | 10 | 22 | 01:00 | 0
1986 | 10 | 22 | 02:00 | 0
1986 | 10 | 22 | 03:00 | 0
1986 | 10 | 22 | 04:00 | 0
1986 | 10 | 22 | 05:00 | 0
1986 | 10 | 22 | 06:00 | 0
1986 | 10 | 22 | 07:00 | 0
1986 | 10 | 22 | 08:00 | 1016
1986 | 10 | 22 | 09:00 | 1686
1986 | 10 | 22 | 10:00 | 2192
1986 | 10 | 22 | 11:00 | 2379
1986 | 10 | 22 | 12:00 | 2583
1986 | 10 | 22 | 13:00 | 2506
1986 | 10 | 22 | 14:00 | 2248
1986 | 10 | 22 | 15:00 | 1857
1986 | 10 | 22 | 16:00 | 978
1986 | 10 | 22 | 17:00 | 48
1986 | 10 | 22 | 18:00 | 0
1986 | 10 | 22 | 19:00 | 0
1986 | 10 | 22 | 20:00 | 0
1986 | 10 | 22 | 21:00 | 0
1986 | 10 | 22 | 22:00 | 0
1986 | 10 | 22 | 23:00 | 0
1986 | 10 | 22 | 24:00 | 0
1986 | 10 | 23 | 01:00 | 0
1986 | 10 | 23 | 02:00 | 0
1986 | 10 | 23 | 03:00 | 0
1986 | 10 | 23 | 04:00 | 0
1986 | 10 | 23 | 05:00 | 0
1986 | 10 | 23 | 06:00 | 0
1986 | 10 | 23 | 07:00 | 4
1986 | 10 | 23 | 08:00 | 487
1986 | 10 | 23 | 09:00 | 835
1986 | 10 | 23 | 10:00 | 2034
1986 | 10 | 23 | 11:00 | 832
1986 | 10 | 23 | 12:00 | 1826
1986 | 10 | 23 | 13:00 | 1652
1986 | 10 | 23 | 14:00 | 86
1986 | 10 | 23 | 15:00 | 455
1986 | 10 | 23 | 16:00 | 780
1986 | 10 | 23 | 17:00 | 6
1986 | 10 | 23 | 18:00 | 0
1986 | 10 | 23 | 19:00 | 0
1986 | 10 | 23 | 20:00 | 0
1986 | 10 | 23 | 21:00 | 0
1986 | 10 | 23 | 22:00 | 0
1986 | 10 | 23 | 23:00 | 0
1986 | 10 | 23 | 24:00 | 0
1986 | 10 | 24 | 01:00 | 0
1986 | 10 | 24 | 02:00 | 0
1986 | 10 | 24 | 03:00 | 0
1986 | 10 | 24 | 04:00 | 0
1986 | 10 | 24 | 05:00 | 0
1986 | 10 | 24 | 06:00 | 0
1986 | 10 | 24 | 07:00 | 11
1986 | 10 | 24 | 08:00 | 942
1986 | 10 | 24 | 09:00 | 1834
1986 | 10 | 24 | 10:00 | 2440
1986 | 10 | 24 | 11:00 | 2692
1986 | 10 | 24 | 12:00 | 2791
1986 | 10 | 24 | 13:00 | 2666
1986 | 10 | 24 | 14:00 | 2438
1986 | 10 | 24 | 15:00 | 1814
1986 | 10 | 24 | 16:00 | 938
1986 | 10 | 24 | 17:00 | 11
1986 | 10 | 24 | 18:00 | 0
1986 | 10 | 24 | 19:00 | 0
1986 | 10 | 24 | 20:00 | 0
1986 | 10 | 24 | 21:00 | 0
1986 | 10 | 24 | 22:00 | 0
1986 | 10 | 24 | 23:00 | 0
1986 | 10 | 24 | 24:00 | 0
1986 | 10 | 25 | 01:00 | 0
1986 | 10 | 25 | 02:00 | 0
1986 | 10 | 25 | 03:00 | 0
1986 | 10 | 25 | 04:00 | 0
1986 | 10 | 25 | 05:00 | 0
1986 | 10 | 25 | 06:00 | 0
1986 | 10 | 25 | 07:00 | 5
1986 | 10 | 25 | 08:00 | 865
1986 | 10 | 25 | 09:00 | 1678
1986 | 10 | 25 | 10:00 | 2294
1986 | 10 | 25 | 11:00 | 2606
1986 | 10 | 25 | 12:00 | 2724
1986 | 10 | 25 | 13:00 | 2575
1986 | 10 | 25 | 14:00 | 1747
1986 | 10 | 25 | 15:00 | 1483
1986 | 10 | 25 | 16:00 | 742
1986 | 10 | 25 | 17:00 | 1
1986 | 10 | 25 | 18:00 | 0
1986 | 10 | 25 | 19:00 | 0
1986 | 10 | 25 | 20:00 | 0
1986 | 10 | 25 | 21:00 | 0
1986 | 10 | 25 | 22:00 | 0
1986 | 10 | 25 | 23:00 | 0
1986 | 10 | 25 | 24:00 | 0
1986 | 10 | 26 | 01:00 | 0
1986 | 10 | 26 | 02:00 | 0
1986 | 10 | 26 | 03:00 | 0
1986 | 10 | 26 | 04:00 | 0
1986 | 10 | 26 | 05:00 | 0
1986 | 10 | 26 | 06:00 | 0
1986 | 10 | 26 | 07:00 | 0
1986 | 10 | 26 | 08:00 | 23
1986 | 10 | 26 | 09:00 | 230
1986 | 10 | 26 | 10:00 | 435
1986 | 10 | 26 | 11:00 | 558
1986 | 10 | 26 | 12:00 | 602
1986 | 10 | 26 | 13:00 | 837
1986 | 10 | 26 | 14:00 | 449
1986 | 10 | 26 | 15:00 | 24
1986 | 10 | 26 | 16:00 | 4
1986 | 10 | 26 | 17:00 | 0
1986 | 10 | 26 | 18:00 | 0
1986 | 10 | 26 | 19:00 | 0
1986 | 10 | 26 | 20:00 | 0
1986 | 10 | 26 | 21:00 | 0
1986 | 10 | 26 | 22:00 | 0
1986 | 10 | 26 | 23:00 | 0
1986 | 10 | 26 | 24:00 | 0
1986 | 10 | 27 | 01:00 | 0
1986 | 10 | 27 | 02:00 | 0
1986 | 10 | 27 | 03:00 | 0
1986 | 10 | 27 | 04:00 | 0
1986 | 10 | 27 | 05:00 | 0
1986 | 10 | 27 | 06:00 | 0
1986 | 10 | 27 | 07:00 | 0
1986 | 10 | 27 | 08:00 | 2
1986 | 10 | 27 | 09:00 | 66
1986 | 10 | 27 | 10:00 | 291
1986 | 10 | 27 | 11:00 | 424
1986 | 10 | 27 | 12:00 | 503
1986 | 10 | 27 | 13:00 | 473
1986 | 10 | 27 | 14:00 | 309
1986 | 10 | 27 | 15:00 | 100
1986 | 10 | 27 | 16:00 | 6
1986 | 10 | 27 | 17:00 | 0
1986 | 10 | 27 | 18:00 | 0
1986 | 10 | 27 | 19:00 | 0
1986 | 10 | 27 | 20:00 | 0
1986 | 10 | 27 | 21:00 | 0
1986 | 10 | 27 | 22:00 | 0
1986 | 10 | 27 | 23:00 | 0
1986 | 10 | 27 | 24:00 | 0
1986 | 10 | 28 | 01:00 | 0
1986 | 10 | 28 | 02:00 | 0
1986 | 10 | 28 | 03:00 | 0
1986 | 10 | 28 | 04:00 | 0
1986 | 10 | 28 | 05:00 | 0
1986 | 10 | 28 | 06:00 | 0
1986 | 10 | 28 | 07:00 | 0
1986 | 10 | 28 | 08:00 | 75
1986 | 10 | 28 | 09:00 | 498
1986 | 10 | 28 | 10:00 | 768
1986 | 10 | 28 | 11:00 | 997
1986 | 10 | 28 | 12:00 | 987
1986 | 10 | 28 | 13:00 | 1601
1986 | 10 | 28 | 14:00 | 568
1986 | 10 | 28 | 15:00 | 261
1986 | 10 | 28 | 16:00 | 120
1986 | 10 | 28 | 17:00 | 7
1986 | 10 | 28 | 18:00 | 0
1986 | 10 | 28 | 19:00 | 0
1986 | 10 | 28 | 20:00 | 0
1986 | 10 | 28 | 21:00 | 0
1986 | 10 | 28 | 22:00 | 0
1986 | 10 | 28 | 23:00 | 0
1986 | 10 | 28 | 24:00 | 0
1986 | 10 | 29 | 01:00 | 0
1986 | 10 | 29 | 02:00 | 0
1986 | 10 | 29 | 03:00 | 0
1986 | 10 | 29 | 04:00 | 0
1986 | 10 | 29 | 05:00 | 0
1986 | 10 | 29 | 06:00 | 0
1986 | 10 | 29 | 07:00 | 0
1986 | 10 | 29 | 08:00 | 422
1986 | 10 | 29 | 09:00 | 1192
1986 | 10 | 29 | 10:00 | 2067
1986 | 10 | 29 | 11:00 | 2393
1986 | 10 | 29 | 12:00 | 2501
1986 | 10 | 29 | 13:00 | 2561
1986 | 10 | 29 | 14:00 | 1588
1986 | 10 | 29 | 15:00 | 1383
1986 | 10 | 29 | 16:00 | 698
1986 | 10 | 29 | 17:00 | 1
1986 | 10 | 29 | 18:00 | 0
1986 | 10 | 29 | 19:00 | 0
1986 | 10 | 29 | 20:00 | 0
1986 | 10 | 29 | 21:00 | 0
1986 | 10 | 29 | 22:00 | 0
1986 | 10 | 29 | 23:00 | 0
1986 | 10 | 29 | 24:00 | 0
1986 | 10 | 30 | 01:00 | 0
1986 | 10 | 30 | 02:00 | 0
1986 | 10 | 30 | 03:00 | 0
1986 | 10 | 30 | 04:00 | 0
1986 | 10 | 30 | 05:00 | 0
1986 | 10 | 30 | 06:00 | 0
1986 | 10 | 30 | 07:00 | 2
1986 | 10 | 30 | 08:00 | 632
1986 | 10 | 30 | 09:00 | 738
1986 | 10 | 30 | 10:00 | 2268
1986 | 10 | 30 | 11:00 | 1744
1986 | 10 | 30 | 12:00 | 1027
1986 | 10 | 30 | 13:00 | 2612
1986 | 10 | 30 | 14:00 | 2204
1986 | 10 | 30 | 15:00 | 1355
1986 | 10 | 30 | 16:00 | 667
1986 | 10 | 30 | 17:00 | 28
1986 | 10 | 30 | 18:00 | 0
1986 | 10 | 30 | 19:00 | 0
1986 | 10 | 30 | 20:00 | 0
1986 | 10 | 30 | 21:00 | 0
1986 | 10 | 30 | 22:00 | 0
1986 | 10 | 30 | 23:00 | 0
1986 | 10 | 30 | 24:00 | 0
1986 | 10 | 31 | 01:00 | 0
1986 | 10 | 31 | 02:00 | 0
1986 | 10 | 31 | 03:00 | 0
1986 | 10 | 31 | 04:00 | 0
1986 | 10 | 31 | 05:00 | 0
1986 | 10 | 31 | 06:00 | 0
1986 | 10 | 31 | 07:00 | 1
1986 | 10 | 31 | 08:00 | 770
1986 | 10 | 31 | 09:00 | 1610
1986 | 10 | 31 | 10:00 | 2289
1986 | 10 | 31 | 11:00 | 2611
1986 | 10 | 31 | 12:00 | 2742
1986 | 10 | 31 | 13:00 | 2612
1986 | 10 | 31 | 14:00 | 2252
1986 | 10 | 31 | 15:00 | 1630
1986 | 10 | 31 | 16:00 | 745
1986 | 10 | 31 | 17:00 | 1
1986 | 10 | 31 | 18:00 | 0
1986 | 10 | 31 | 19:00 | 0
1986 | 10 | 31 | 20:00 | 0
1986 | 10 | 31 | 21:00 | 0
1986 | 10 | 31 | 22:00 | 0
1986 | 10 | 31 | 23:00 | 0
1986 | 10 | 31 | 24:00 | 0
1974 | 11 | 1 | 01:00 | 0
1974 | 11 | 1 | 02:00 | 0
1974 | 11 | 1 | 03:00 | 0
1974 | 11 | 1 | 04:00 | 0
1974 | 11 | 1 | 05:00 | 0
1974 | 11 | 1 | 06:00 | 0
1974 | 11 | 1 | 07:00 | 0
1974 | 11 | 1 | 08:00 | 255
1974 | 11 | 1 | 09:00 | 732
1974 | 11 | 1 | 10:00 | 414
1974 | 11 | 1 | 11:00 | 1183
1974 | 11 | 1 | 12:00 | 720
1974 | 11 | 1 | 13:00 | 1113
1974 | 11 | 1 | 14:00 | 919
1974 | 11 | 1 | 15:00 | 136
1974 | 11 | 1 | 16:00 | 14
1974 | 11 | 1 | 17:00 | 0
1974 | 11 | 1 | 18:00 | 0
1974 | 11 | 1 | 19:00 | 0
1974 | 11 | 1 | 20:00 | 0
1974 | 11 | 1 | 21:00 | 0
1974 | 11 | 1 | 22:00 | 0
1974 | 11 | 1 | 23:00 | 0
1974 | 11 | 1 | 24:00 | 0
1974 | 11 | 2 | 01:00 | 0
1974 | 11 | 2 | 02:00 | 0
1974 | 11 | 2 | 03:00 | 0
1974 | 11 | 2 | 04:00 | 0
1974 | 11 | 2 | 05:00 | 0
1974 | 11 | 2 | 06:00 | 0
1974 | 11 | 2 | 07:00 | 10
1974 | 11 | 2 | 08:00 | 949
1974 | 11 | 2 | 09:00 | 1892
1974 | 11 | 2 | 10:00 | 2512
1974 | 11 | 2 | 11:00 | 2682
1974 | 11 | 2 | 12:00 | 2747
1974 | 11 | 2 | 13:00 | 2197
1974 | 11 | 2 | 14:00 | 1818
1974 | 11 | 2 | 15:00 | 1061
1974 | 11 | 2 | 16:00 | 677
1974 | 11 | 2 | 17:00 | 4
1974 | 11 | 2 | 18:00 | 0
1974 | 11 | 2 | 19:00 | 0
1974 | 11 | 2 | 20:00 | 0
1974 | 11 | 2 | 21:00 | 0
1974 | 11 | 2 | 22:00 | 0
1974 | 11 | 2 | 23:00 | 0
1974 | 11 | 2 | 24:00 | 0
1974 | 11 | 3 | 01:00 | 0
1974 | 11 | 3 | 02:00 | 0
1974 | 11 | 3 | 03:00 | 0
1974 | 11 | 3 | 04:00 | 0
1974 | 11 | 3 | 05:00 | 0
1974 | 11 | 3 | 06:00 | 0
1974 | 11 | 3 | 07:00 | 0
1974 | 11 | 3 | 08:00 | 740
1974 | 11 | 3 | 09:00 | 1522
1974 | 11 | 3 | 10:00 | 2067
1974 | 11 | 3 | 11:00 | 2078
1974 | 11 | 3 | 12:00 | 2437
1974 | 11 | 3 | 13:00 | 2190
1974 | 11 | 3 | 14:00 | 1773
1974 | 11 | 3 | 15:00 | 1188
1974 | 11 | 3 | 16:00 | 454
1974 | 11 | 3 | 17:00 | 0
1974 | 11 | 3 | 18:00 | 0
1974 | 11 | 3 | 19:00 | 0
1974 | 11 | 3 | 20:00 | 0
1974 | 11 | 3 | 21:00 | 0
1974 | 11 | 3 | 22:00 | 0
1974 | 11 | 3 | 23:00 | 0
1974 | 11 | 3 | 24:00 | 0
1974 | 11 | 4 | 01:00 | 0
1974 | 11 | 4 | 02:00 | 0
1974 | 11 | 4 | 03:00 | 0
1974 | 11 | 4 | 04:00 | 0
1974 | 11 | 4 | 05:00 | 0
1974 | 11 | 4 | 06:00 | 0
1974 | 11 | 4 | 07:00 | 0
1974 | 11 | 4 | 08:00 | 5
1974 | 11 | 4 | 09:00 | 163
1974 | 11 | 4 | 10:00 | 562
1974 | 11 | 4 | 11:00 | 627
1974 | 11 | 4 | 12:00 | 603
1974 | 11 | 4 | 13:00 | 812
1974 | 11 | 4 | 14:00 | 499
1974 | 11 | 4 | 15:00 | 396
1974 | 11 | 4 | 16:00 | 28
1974 | 11 | 4 | 17:00 | 0
1974 | 11 | 4 | 18:00 | 0
1974 | 11 | 4 | 19:00 | 0
1974 | 11 | 4 | 20:00 | 0
1974 | 11 | 4 | 21:00 | 0
1974 | 11 | 4 | 22:00 | 0
1974 | 11 | 4 | 23:00 | 0
1974 | 11 | 4 | 24:00 | 0
1974 | 11 | 5 | 01:00 | 0
1974 | 11 | 5 | 02:00 | 0
1974 | 11 | 5 | 03:00 | 0
1974 | 11 | 5 | 04:00 | 0
1974 | 11 | 5 | 05:00 | 0
1974 | 11 | 5 | 06:00 | 0
1974 | 11 | 5 | 07:00 | 0
1974 | 11 | 5 | 08:00 | 28
1974 | 11 | 5 | 09:00 | 382
1974 | 11 | 5 | 10:00 | 144
1974 | 11 | 5 | 11:00 | 732
1974 | 11 | 5 | 12:00 | 692
1974 | 11 | 5 | 13:00 | 388
1974 | 11 | 5 | 14:00 | 558
1974 | 11 | 5 | 15:00 | 428
1974 | 11 | 5 | 16:00 | 2
1974 | 11 | 5 | 17:00 | 0
1974 | 11 | 5 | 18:00 | 0
1974 | 11 | 5 | 19:00 | 0
1974 | 11 | 5 | 20:00 | 0
1974 | 11 | 5 | 21:00 | 0
1974 | 11 | 5 | 22:00 | 0
1974 | 11 | 5 | 23:00 | 0
1974 | 11 | 5 | 24:00 | 0
1974 | 11 | 6 | 01:00 | 0
1974 | 11 | 6 | 02:00 | 0
1974 | 11 | 6 | 03:00 | 0
1974 | 11 | 6 | 04:00 | 0
1974 | 11 | 6 | 05:00 | 0
1974 | 11 | 6 | 06:00 | 0
1974 | 11 | 6 | 07:00 | 0
1974 | 11 | 6 | 08:00 | 27
1974 | 11 | 6 | 09:00 | 377
1974 | 11 | 6 | 10:00 | 557
1974 | 11 | 6 | 11:00 | 635
1974 | 11 | 6 | 12:00 | 668
1974 | 11 | 6 | 13:00 | 639
1974 | 11 | 6 | 14:00 | 544
1974 | 11 | 6 | 15:00 | 371
1974 | 11 | 6 | 16:00 | 18
1974 | 11 | 6 | 17:00 | 0
1974 | 11 | 6 | 18:00 | 0
1974 | 11 | 6 | 19:00 | 0
1974 | 11 | 6 | 20:00 | 0
1974 | 11 | 6 | 21:00 | 0
1974 | 11 | 6 | 22:00 | 0
1974 | 11 | 6 | 23:00 | 0
1974 | 11 | 6 | 24:00 | 0
1974 | 11 | 7 | 01:00 | 0
1974 | 11 | 7 | 02:00 | 0
1974 | 11 | 7 | 03:00 | 0
1974 | 11 | 7 | 04:00 | 0
1974 | 11 | 7 | 05:00 | 0
1974 | 11 | 7 | 06:00 | 0
1974 | 11 | 7 | 07:00 | 0
1974 | 11 | 7 | 08:00 | 186
1974 | 11 | 7 | 09:00 | 103
1974 | 11 | 7 | 10:00 | 488
1974 | 11 | 7 | 11:00 | 651
1974 | 11 | 7 | 12:00 | 629
1974 | 11 | 7 | 13:00 | 654
1974 | 11 | 7 | 14:00 | 1258
1974 | 11 | 7 | 15:00 | 645
1974 | 11 | 7 | 16:00 | 146
1974 | 11 | 7 | 17:00 | 0
1974 | 11 | 7 | 18:00 | 0
1974 | 11 | 7 | 19:00 | 0
1974 | 11 | 7 | 20:00 | 0
1974 | 11 | 7 | 21:00 | 0
1974 | 11 | 7 | 22:00 | 0
1974 | 11 | 7 | 23:00 | 0
1974 | 11 | 7 | 24:00 | 0
1974 | 11 | 8 | 01:00 | 0
1974 | 11 | 8 | 02:00 | 0
1974 | 11 | 8 | 03:00 | 0
1974 | 11 | 8 | 04:00 | 0
1974 | 11 | 8 | 05:00 | 0
1974 | 11 | 8 | 06:00 | 0
1974 | 11 | 8 | 07:00 | 0
1974 | 11 | 8 | 08:00 | 113
1974 | 11 | 8 | 09:00 | 604
1974 | 11 | 8 | 10:00 | 1460
1974 | 11 | 8 | 11:00 | 2236
1974 | 11 | 8 | 12:00 | 2259
1974 | 11 | 8 | 13:00 | 1522
1974 | 11 | 8 | 14:00 | 1628
1974 | 11 | 8 | 15:00 | 947
1974 | 11 | 8 | 16:00 | 403
1974 | 11 | 8 | 17:00 | 0
1974 | 11 | 8 | 18:00 | 0
1974 | 11 | 8 | 19:00 | 0
1974 | 11 | 8 | 20:00 | 0
1974 | 11 | 8 | 21:00 | 0
1974 | 11 | 8 | 22:00 | 0
1974 | 11 | 8 | 23:00 | 0
1974 | 11 | 8 | 24:00 | 0
1974 | 11 | 9 | 01:00 | 0
1974 | 11 | 9 | 02:00 | 0
1974 | 11 | 9 | 03:00 | 0
1974 | 11 | 9 | 04:00 | 0
1974 | 11 | 9 | 05:00 | 0
1974 | 11 | 9 | 06:00 | 0
1974 | 11 | 9 | 07:00 | 0
1974 | 11 | 9 | 08:00 | 655
1974 | 11 | 9 | 09:00 | 1600
1974 | 11 | 9 | 10:00 | 2294
1974 | 11 | 9 | 11:00 | 2647
1974 | 11 | 9 | 12:00 | 2728
1974 | 11 | 9 | 13:00 | 2588
1974 | 11 | 9 | 14:00 | 2215
1974 | 11 | 9 | 15:00 | 1579
1974 | 11 | 9 | 16:00 | 701
1974 | 11 | 9 | 17:00 | 0
1974 | 11 | 9 | 18:00 | 0
1974 | 11 | 9 | 19:00 | 0
1974 | 11 | 9 | 20:00 | 0
1974 | 11 | 9 | 21:00 | 0
1974 | 11 | 9 | 22:00 | 0
1974 | 11 | 9 | 23:00 | 0
1974 | 11 | 9 | 24:00 | 0
1974 | 11 | 10 | 01:00 | 0
1974 | 11 | 10 | 02:00 | 0
1974 | 11 | 10 | 03:00 | 0
1974 | 11 | 10 | 04:00 | 0
1974 | 11 | 10 | 05:00 | 0
1974 | 11 | 10 | 06:00 | 0
1974 | 11 | 10 | 07:00 | 0
1974 | 11 | 10 | 08:00 | 676
1974 | 11 | 10 | 09:00 | 1418
1974 | 11 | 10 | 10:00 | 2042
1974 | 11 | 10 | 11:00 | 2369
1974 | 11 | 10 | 12:00 | 2471
1974 | 11 | 10 | 13:00 | 2358
1974 | 11 | 10 | 14:00 | 1937
1974 | 11 | 10 | 15:00 | 1423
1974 | 11 | 10 | 16:00 | 619
1974 | 11 | 10 | 17:00 | 0
1974 | 11 | 10 | 18:00 | 0
1974 | 11 | 10 | 19:00 | 0
1974 | 11 | 10 | 20:00 | 0
1974 | 11 | 10 | 21:00 | 0
1974 | 11 | 10 | 22:00 | 0
1974 | 11 | 10 | 23:00 | 0
1974 | 11 | 10 | 24:00 | 0
1974 | 11 | 11 | 01:00 | 0
1974 | 11 | 11 | 02:00 | 0
1974 | 11 | 11 | 03:00 | 0
1974 | 11 | 11 | 04:00 | 0
1974 | 11 | 11 | 05:00 | 0
1974 | 11 | 11 | 06:00 | 0
1974 | 11 | 11 | 07:00 | 0
1974 | 11 | 11 | 08:00 | 616
1974 | 11 | 11 | 09:00 | 1501
1974 | 11 | 11 | 10:00 | 2117
1974 | 11 | 11 | 11:00 | 2467
1974 | 11 | 11 | 12:00 | 2558
1974 | 11 | 11 | 13:00 | 2409
1974 | 11 | 11 | 14:00 | 1915
1974 | 11 | 11 | 15:00 | 1320
1974 | 11 | 11 | 16:00 | 389
1974 | 11 | 11 | 17:00 | 0
1974 | 11 | 11 | 18:00 | 0
1974 | 11 | 11 | 19:00 | 0
1974 | 11 | 11 | 20:00 | 0
1974 | 11 | 11 | 21:00 | 0
1974 | 11 | 11 | 22:00 | 0
1974 | 11 | 11 | 23:00 | 0
1974 | 11 | 11 | 24:00 | 0
1974 | 11 | 12 | 01:00 | 0
1974 | 11 | 12 | 02:00 | 0
1974 | 11 | 12 | 03:00 | 0
1974 | 11 | 12 | 04:00 | 0
1974 | 11 | 12 | 05:00 | 0
1974 | 11 | 12 | 06:00 | 0
1974 | 11 | 12 | 07:00 | 0
1974 | 11 | 12 | 08:00 | 0
1974 | 11 | 12 | 09:00 | 25
1974 | 11 | 12 | 10:00 | 18
1974 | 11 | 12 | 11:00 | 626
1974 | 11 | 12 | 12:00 | 552
1974 | 11 | 12 | 13:00 | 155
1974 | 11 | 12 | 14:00 | 502
1974 | 11 | 12 | 15:00 | 190
1974 | 11 | 12 | 16:00 | 0
1974 | 11 | 12 | 17:00 | 0
1974 | 11 | 12 | 18:00 | 0
1974 | 11 | 12 | 19:00 | 0
1974 | 11 | 12 | 20:00 | 0
1974 | 11 | 12 | 21:00 | 0
1974 | 11 | 12 | 22:00 | 0
1974 | 11 | 12 | 23:00 | 0
1974 | 11 | 12 | 24:00 | 0
1974 | 11 | 13 | 01:00 | 0
1974 | 11 | 13 | 02:00 | 0
1974 | 11 | 13 | 03:00 | 0
1974 | 11 | 13 | 04:00 | 0
1974 | 11 | 13 | 05:00 | 0
1974 | 11 | 13 | 06:00 | 0
1974 | 11 | 13 | 07:00 | 0
1974 | 11 | 13 | 08:00 | 5
1974 | 11 | 13 | 09:00 | 403
1974 | 11 | 13 | 10:00 | 495
1974 | 11 | 13 | 11:00 | 1146
1974 | 11 | 13 | 12:00 | 1521
1974 | 11 | 13 | 13:00 | 529
1974 | 11 | 13 | 14:00 | 1359
1974 | 11 | 13 | 15:00 | 890
1974 | 11 | 13 | 16:00 | 487
1974 | 11 | 13 | 17:00 | 0
1974 | 11 | 13 | 18:00 | 0
1974 | 11 | 13 | 19:00 | 0
1974 | 11 | 13 | 20:00 | 0
1974 | 11 | 13 | 21:00 | 0
1974 | 11 | 13 | 22:00 | 0
1974 | 11 | 13 | 23:00 | 0
1974 | 11 | 13 | 24:00 | 0
1974 | 11 | 14 | 01:00 | 0
1974 | 11 | 14 | 02:00 | 0
1974 | 11 | 14 | 03:00 | 0
1974 | 11 | 14 | 04:00 | 0
1974 | 11 | 14 | 05:00 | 0
1974 | 11 | 14 | 06:00 | 0
1974 | 11 | 14 | 07:00 | 0
1974 | 11 | 14 | 08:00 | 19
1974 | 11 | 14 | 09:00 | 1182
1974 | 11 | 14 | 10:00 | 1175
1974 | 11 | 14 | 11:00 | 1315
1974 | 11 | 14 | 12:00 | 1264
1974 | 11 | 14 | 13:00 | 828
1974 | 11 | 14 | 14:00 | 594
1974 | 11 | 14 | 15:00 | 455
1974 | 11 | 14 | 16:00 | 1
1974 | 11 | 14 | 17:00 | 0
1974 | 11 | 14 | 18:00 | 0
1974 | 11 | 14 | 19:00 | 0
1974 | 11 | 14 | 20:00 | 0
1974 | 11 | 14 | 21:00 | 0
1974 | 11 | 14 | 22:00 | 0
1974 | 11 | 14 | 23:00 | 0
1974 | 11 | 14 | 24:00 | 0
1974 | 11 | 15 | 01:00 | 0
1974 | 11 | 15 | 02:00 | 0
1974 | 11 | 15 | 03:00 | 0
1974 | 11 | 15 | 04:00 | 0
1974 | 11 | 15 | 05:00 | 0
1974 | 11 | 15 | 06:00 | 0
1974 | 11 | 15 | 07:00 | 0
1974 | 11 | 15 | 08:00 | 3
1974 | 11 | 15 | 09:00 | 639
1974 | 11 | 15 | 10:00 | 945
1974 | 11 | 15 | 11:00 | 1690
1974 | 11 | 15 | 12:00 | 2310
1974 | 11 | 15 | 13:00 | 878
1974 | 11 | 15 | 14:00 | 1180
1974 | 11 | 15 | 15:00 | 751
1974 | 11 | 15 | 16:00 | 577
1974 | 11 | 15 | 17:00 | 0
1974 | 11 | 15 | 18:00 | 0
1974 | 11 | 15 | 19:00 | 0
1974 | 11 | 15 | 20:00 | 0
1974 | 11 | 15 | 21:00 | 0
1974 | 11 | 15 | 22:00 | 0
1974 | 11 | 15 | 23:00 | 0
1974 | 11 | 15 | 24:00 | 0
1974 | 11 | 16 | 01:00 | 0
1974 | 11 | 16 | 02:00 | 0
1974 | 11 | 16 | 03:00 | 0
1974 | 11 | 16 | 04:00 | 0
1974 | 11 | 16 | 05:00 | 0
1974 | 11 | 16 | 06:00 | 0
1974 | 11 | 16 | 07:00 | 0
1974 | 11 | 16 | 08:00 | 55
1974 | 11 | 16 | 09:00 | 1612
1974 | 11 | 16 | 10:00 | 2294
1974 | 11 | 16 | 11:00 | 2600
1974 | 11 | 16 | 12:00 | 2834
1974 | 11 | 16 | 13:00 | 2086
1974 | 11 | 16 | 14:00 | 952
1974 | 11 | 16 | 15:00 | 315
1974 | 11 | 16 | 16:00 | 11
1974 | 11 | 16 | 17:00 | 0
1974 | 11 | 16 | 18:00 | 0
1974 | 11 | 16 | 19:00 | 0
1974 | 11 | 16 | 20:00 | 0
1974 | 11 | 16 | 21:00 | 0
1974 | 11 | 16 | 22:00 | 0
1974 | 11 | 16 | 23:00 | 0
1974 | 11 | 16 | 24:00 | 0
1974 | 11 | 17 | 01:00 | 0
1974 | 11 | 17 | 02:00 | 0
1974 | 11 | 17 | 03:00 | 0
1974 | 11 | 17 | 04:00 | 0
1974 | 11 | 17 | 05:00 | 0
1974 | 11 | 17 | 06:00 | 0
1974 | 11 | 17 | 07:00 | 0
1974 | 11 | 17 | 08:00 | 129
1974 | 11 | 17 | 09:00 | 594
1974 | 11 | 17 | 10:00 | 417
1974 | 11 | 17 | 11:00 | 636
1974 | 11 | 17 | 12:00 | 477
1974 | 11 | 17 | 13:00 | 623
1974 | 11 | 17 | 14:00 | 919
1974 | 11 | 17 | 15:00 | 997
1974 | 11 | 17 | 16:00 | 387
1974 | 11 | 17 | 17:00 | 0
1974 | 11 | 17 | 18:00 | 0
1974 | 11 | 17 | 19:00 | 0
1974 | 11 | 17 | 20:00 | 0
1974 | 11 | 17 | 21:00 | 0
1974 | 11 | 17 | 22:00 | 0
1974 | 11 | 17 | 23:00 | 0
1974 | 11 | 17 | 24:00 | 0
1974 | 11 | 18 | 01:00 | 0
1974 | 11 | 18 | 02:00 | 0
1974 | 11 | 18 | 03:00 | 0
1974 | 11 | 18 | 04:00 | 0
1974 | 11 | 18 | 05:00 | 0
1974 | 11 | 18 | 06:00 | 0
1974 | 11 | 18 | 07:00 | 0
1974 | 11 | 18 | 08:00 | 631
1974 | 11 | 18 | 09:00 | 1472
1974 | 11 | 18 | 10:00 | 2191
1974 | 11 | 18 | 11:00 | 2435
1974 | 11 | 18 | 12:00 | 2635
1974 | 11 | 18 | 13:00 | 2328
1974 | 11 | 18 | 14:00 | 1924
1974 | 11 | 18 | 15:00 | 1499
1974 | 11 | 18 | 16:00 | 541
1974 | 11 | 18 | 17:00 | 0
1974 | 11 | 18 | 18:00 | 0
1974 | 11 | 18 | 19:00 | 0
1974 | 11 | 18 | 20:00 | 0
1974 | 11 | 18 | 21:00 | 0
1974 | 11 | 18 | 22:00 | 0
1974 | 11 | 18 | 23:00 | 0
1974 | 11 | 18 | 24:00 | 0
1974 | 11 | 19 | 01:00 | 0
1974 | 11 | 19 | 02:00 | 0
1974 | 11 | 19 | 03:00 | 0
1974 | 11 | 19 | 04:00 | 0
1974 | 11 | 19 | 05:00 | 0
1974 | 11 | 19 | 06:00 | 0
1974 | 11 | 19 | 07:00 | 0
1974 | 11 | 19 | 08:00 | 695
1974 | 11 | 19 | 09:00 | 1445
1974 | 11 | 19 | 10:00 | 1951
1974 | 11 | 19 | 11:00 | 2240
1974 | 11 | 19 | 12:00 | 2488
1974 | 11 | 19 | 13:00 | 2384
1974 | 11 | 19 | 14:00 | 1811
1974 | 11 | 19 | 15:00 | 706
1974 | 11 | 19 | 16:00 | 142
1974 | 11 | 19 | 17:00 | 0
1974 | 11 | 19 | 18:00 | 0
1974 | 11 | 19 | 19:00 | 0
1974 | 11 | 19 | 20:00 | 0
1974 | 11 | 19 | 21:00 | 0
1974 | 11 | 19 | 22:00 | 0
1974 | 11 | 19 | 23:00 | 0
1974 | 11 | 19 | 24:00 | 0
1974 | 11 | 20 | 01:00 | 0
1974 | 11 | 20 | 02:00 | 0
1974 | 11 | 20 | 03:00 | 0
1974 | 11 | 20 | 04:00 | 0
1974 | 11 | 20 | 05:00 | 0
1974 | 11 | 20 | 06:00 | 0
1974 | 11 | 20 | 07:00 | 0
1974 | 11 | 20 | 08:00 | 4
1974 | 11 | 20 | 09:00 | 196
1974 | 11 | 20 | 10:00 | 86
1974 | 11 | 20 | 11:00 | 539
1974 | 11 | 20 | 12:00 | 547
1974 | 11 | 20 | 13:00 | 196
1974 | 11 | 20 | 14:00 | 448
1974 | 11 | 20 | 15:00 | 302
1974 | 11 | 20 | 16:00 | 1
1974 | 11 | 20 | 17:00 | 0
1974 | 11 | 20 | 18:00 | 0
1974 | 11 | 20 | 19:00 | 0
1974 | 11 | 20 | 20:00 | 0
1974 | 11 | 20 | 21:00 | 0
1974 | 11 | 20 | 22:00 | 0
1974 | 11 | 20 | 23:00 | 0
1974 | 11 | 20 | 24:00 | 0
1974 | 11 | 21 | 01:00 | 0
1974 | 11 | 21 | 02:00 | 0
1974 | 11 | 21 | 03:00 | 0
1974 | 11 | 21 | 04:00 | 0
1974 | 11 | 21 | 05:00 | 0
1974 | 11 | 21 | 06:00 | 0
1974 | 11 | 21 | 07:00 | 0
1974 | 11 | 21 | 08:00 | 17
1974 | 11 | 21 | 09:00 | 407
1974 | 11 | 21 | 10:00 | 200
1974 | 11 | 21 | 11:00 | 656
1974 | 11 | 21 | 12:00 | 774
1974 | 11 | 21 | 13:00 | 312
1974 | 11 | 21 | 14:00 | 573
1974 | 11 | 21 | 15:00 | 368
1974 | 11 | 21 | 16:00 | 1
1974 | 11 | 21 | 17:00 | 0
1974 | 11 | 21 | 18:00 | 0
1974 | 11 | 21 | 19:00 | 0
1974 | 11 | 21 | 20:00 | 0
1974 | 11 | 21 | 21:00 | 0
1974 | 11 | 21 | 22:00 | 0
1974 | 11 | 21 | 23:00 | 0
1974 | 11 | 21 | 24:00 | 0
1974 | 11 | 22 | 01:00 | 0
1974 | 11 | 22 | 02:00 | 0
1974 | 11 | 22 | 03:00 | 0
1974 | 11 | 22 | 04:00 | 0
1974 | 11 | 22 | 05:00 | 0
1974 | 11 | 22 | 06:00 | 0
1974 | 11 | 22 | 07:00 | 0
1974 | 11 | 22 | 08:00 | 32
1974 | 11 | 22 | 09:00 | 717
1974 | 11 | 22 | 10:00 | 830
1974 | 11 | 22 | 11:00 | 2610
1974 | 11 | 22 | 12:00 | 2759
1974 | 11 | 22 | 13:00 | 1650
1974 | 11 | 22 | 14:00 | 2438
1974 | 11 | 22 | 15:00 | 1743
1974 | 11 | 22 | 16:00 | 945
1974 | 11 | 22 | 17:00 | 0
1974 | 11 | 22 | 18:00 | 0
1974 | 11 | 22 | 19:00 | 0
1974 | 11 | 22 | 20:00 | 0
1974 | 11 | 22 | 21:00 | 0
1974 | 11 | 22 | 22:00 | 0
1974 | 11 | 22 | 23:00 | 0
1974 | 11 | 22 | 24:00 | 0
1974 | 11 | 23 | 01:00 | 0
1974 | 11 | 23 | 02:00 | 0
1974 | 11 | 23 | 03:00 | 0
1974 | 11 | 23 | 04:00 | 0
1974 | 11 | 23 | 05:00 | 0
1974 | 11 | 23 | 06:00 | 0
1974 | 11 | 23 | 07:00 | 0
1974 | 11 | 23 | 08:00 | 371
1974 | 11 | 23 | 09:00 | 1335
1974 | 11 | 23 | 10:00 | 1976
1974 | 11 | 23 | 11:00 | 2344
1974 | 11 | 23 | 12:00 | 2384
1974 | 11 | 23 | 13:00 | 2253
1974 | 11 | 23 | 14:00 | 1890
1974 | 11 | 23 | 15:00 | 945
1974 | 11 | 23 | 16:00 | 353
1974 | 11 | 23 | 17:00 | 0
1974 | 11 | 23 | 18:00 | 0
1974 | 11 | 23 | 19:00 | 0
1974 | 11 | 23 | 20:00 | 0
1974 | 11 | 23 | 21:00 | 0
1974 | 11 | 23 | 22:00 | 0
1974 | 11 | 23 | 23:00 | 0
1974 | 11 | 23 | 24:00 | 0
1974 | 11 | 24 | 01:00 | 0
1974 | 11 | 24 | 02:00 | 0
1974 | 11 | 24 | 03:00 | 0
1974 | 11 | 24 | 04:00 | 0
1974 | 11 | 24 | 05:00 | 0
1974 | 11 | 24 | 06:00 | 0
1974 | 11 | 24 | 07:00 | 0
1974 | 11 | 24 | 08:00 | 5
1974 | 11 | 24 | 09:00 | 123
1974 | 11 | 24 | 10:00 | 68
1974 | 11 | 24 | 11:00 | 511
1974 | 11 | 24 | 12:00 | 578
1974 | 11 | 24 | 13:00 | 749
1974 | 11 | 24 | 14:00 | 471
1974 | 11 | 24 | 15:00 | 217
1974 | 11 | 24 | 16:00 | 10
1974 | 11 | 24 | 17:00 | 0
1974 | 11 | 24 | 18:00 | 0
1974 | 11 | 24 | 19:00 | 0
1974 | 11 | 24 | 20:00 | 0
1974 | 11 | 24 | 21:00 | 0
1974 | 11 | 24 | 22:00 | 0
1974 | 11 | 24 | 23:00 | 0
1974 | 11 | 24 | 24:00 | 0
1974 | 11 | 25 | 01:00 | 0
1974 | 11 | 25 | 02:00 | 0
1974 | 11 | 25 | 03:00 | 0
1974 | 11 | 25 | 04:00 | 0
1974 | 11 | 25 | 05:00 | 0
1974 | 11 | 25 | 06:00 | 0
1974 | 11 | 25 | 07:00 | 0
1974 | 11 | 25 | 08:00 | 9
1974 | 11 | 25 | 09:00 | 230
1974 | 11 | 25 | 10:00 | 498
1974 | 11 | 25 | 11:00 | 651
1974 | 11 | 25 | 12:00 | 677
1974 | 11 | 25 | 13:00 | 734
1974 | 11 | 25 | 14:00 | 544
1974 | 11 | 25 | 15:00 | 356
1974 | 11 | 25 | 16:00 | 1
1974 | 11 | 25 | 17:00 | 0
1974 | 11 | 25 | 18:00 | 0
1974 | 11 | 25 | 19:00 | 0
1974 | 11 | 25 | 20:00 | 0
1974 | 11 | 25 | 21:00 | 0
1974 | 11 | 25 | 22:00 | 0
1974 | 11 | 25 | 23:00 | 0
1974 | 11 | 25 | 24:00 | 0
1974 | 11 | 26 | 01:00 | 0
1974 | 11 | 26 | 02:00 | 0
1974 | 11 | 26 | 03:00 | 0
1974 | 11 | 26 | 04:00 | 0
1974 | 11 | 26 | 05:00 | 0
1974 | 11 | 26 | 06:00 | 0
1974 | 11 | 26 | 07:00 | 0
1974 | 11 | 26 | 08:00 | 2
1974 | 11 | 26 | 09:00 | 505
1974 | 11 | 26 | 10:00 | 1420
1974 | 11 | 26 | 11:00 | 894
1974 | 11 | 26 | 12:00 | 1239
1974 | 11 | 26 | 13:00 | 1158
1974 | 11 | 26 | 14:00 | 1346
1974 | 11 | 26 | 15:00 | 1148
1974 | 11 | 26 | 16:00 | 225
1974 | 11 | 26 | 17:00 | 0
1974 | 11 | 26 | 18:00 | 0
1974 | 11 | 26 | 19:00 | 0
1974 | 11 | 26 | 20:00 | 0
1974 | 11 | 26 | 21:00 | 0
1974 | 11 | 26 | 22:00 | 0
1974 | 11 | 26 | 23:00 | 0
1974 | 11 | 26 | 24:00 | 0
1974 | 11 | 27 | 01:00 | 0
1974 | 11 | 27 | 02:00 | 0
1974 | 11 | 27 | 03:00 | 0
1974 | 11 | 27 | 04:00 | 0
1974 | 11 | 27 | 05:00 | 0
1974 | 11 | 27 | 06:00 | 0
1974 | 11 | 27 | 07:00 | 0
1974 | 11 | 27 | 08:00 | 395
1974 | 11 | 27 | 09:00 | 1370
1974 | 11 | 27 | 10:00 | 2211
1974 | 11 | 27 | 11:00 | 2487
1974 | 11 | 27 | 12:00 | 2673
1974 | 11 | 27 | 13:00 | 2680
1974 | 11 | 27 | 14:00 | 2151
1974 | 11 | 27 | 15:00 | 1565
1974 | 11 | 27 | 16:00 | 543
1974 | 11 | 27 | 17:00 | 0
1974 | 11 | 27 | 18:00 | 0
1974 | 11 | 27 | 19:00 | 0
1974 | 11 | 27 | 20:00 | 0
1974 | 11 | 27 | 21:00 | 0
1974 | 11 | 27 | 22:00 | 0
1974 | 11 | 27 | 23:00 | 0
1974 | 11 | 27 | 24:00 | 0
1974 | 11 | 28 | 01:00 | 0
1974 | 11 | 28 | 02:00 | 0
1974 | 11 | 28 | 03:00 | 0
1974 | 11 | 28 | 04:00 | 0
1974 | 11 | 28 | 05:00 | 0
1974 | 11 | 28 | 06:00 | 0
1974 | 11 | 28 | 07:00 | 0
1974 | 11 | 28 | 08:00 | 0
1974 | 11 | 28 | 09:00 | 112
1974 | 11 | 28 | 10:00 | 468
1974 | 11 | 28 | 11:00 | 709
1974 | 11 | 28 | 12:00 | 1156
1974 | 11 | 28 | 13:00 | 1060
1974 | 11 | 28 | 14:00 | 1129
1974 | 11 | 28 | 15:00 | 1150
1974 | 11 | 28 | 16:00 | 514
1974 | 11 | 28 | 17:00 | 0
1974 | 11 | 28 | 18:00 | 0
1974 | 11 | 28 | 19:00 | 0
1974 | 11 | 28 | 20:00 | 0
1974 | 11 | 28 | 21:00 | 0
1974 | 11 | 28 | 22:00 | 0
1974 | 11 | 28 | 23:00 | 0
1974 | 11 | 28 | 24:00 | 0
1974 | 11 | 29 | 01:00 | 0
1974 | 11 | 29 | 02:00 | 0
1974 | 11 | 29 | 03:00 | 0
1974 | 11 | 29 | 04:00 | 0
1974 | 11 | 29 | 05:00 | 0
1974 | 11 | 29 | 06:00 | 0
1974 | 11 | 29 | 07:00 | 0
1974 | 11 | 29 | 08:00 | 32
1974 | 11 | 29 | 09:00 | 1493
1974 | 11 | 29 | 10:00 | 2352
1974 | 11 | 29 | 11:00 | 2716
1974 | 11 | 29 | 12:00 | 2889
1974 | 11 | 29 | 13:00 | 2792
1974 | 11 | 29 | 14:00 | 2427
1974 | 11 | 29 | 15:00 | 1810
1974 | 11 | 29 | 16:00 | 857
1974 | 11 | 29 | 17:00 | 0
1974 | 11 | 29 | 18:00 | 0
1974 | 11 | 29 | 19:00 | 0
1974 | 11 | 29 | 20:00 | 0
1974 | 11 | 29 | 21:00 | 0
1974 | 11 | 29 | 22:00 | 0
1974 | 11 | 29 | 23:00 | 0
1974 | 11 | 29 | 24:00 | 0
1974 | 11 | 30 | 01:00 | 0
1974 | 11 | 30 | 02:00 | 0
1974 | 11 | 30 | 03:00 | 0
1974 | 11 | 30 | 04:00 | 0
1974 | 11 | 30 | 05:00 | 0
1974 | 11 | 30 | 06:00 | 0
1974 | 11 | 30 | 07:00 | 0
1974 | 11 | 30 | 08:00 | 619
1974 | 11 | 30 | 09:00 | 1669
1974 | 11 | 30 | 10:00 | 2312
1974 | 11 | 30 | 11:00 | 2684
1974 | 11 | 30 | 12:00 | 2806
1974 | 11 | 30 | 13:00 | 2675
1974 | 11 | 30 | 14:00 | 2295
1974 | 11 | 30 | 15:00 | 1680
1974 | 11 | 30 | 16:00 | 736
1974 | 11 | 30 | 17:00 | 0
1974 | 11 | 30 | 18:00 | 0
1974 | 11 | 30 | 19:00 | 0
1974 | 11 | 30 | 20:00 | 0
1974 | 11 | 30 | 21:00 | 0
1974 | 11 | 30 | 22:00 | 0
1974 | 11 | 30 | 23:00 | 0
1974 | 11 | 30 | 24:00 | 0
1985 | 12 | 1 | 01:00 | 0
1985 | 12 | 1 | 02:00 | 0
1985 | 12 | 1 | 03:00 | 0
1985 | 12 | 1 | 04:00 | 0
1985 | 12 | 1 | 05:00 | 0
1985 | 12 | 1 | 06:00 | 0
1985 | 12 | 1 | 07:00 | 0
1985 | 12 | 1 | 08:00 | 0
1985 | 12 | 1 | 09:00 | 132
1985 | 12 | 1 | 10:00 | 399
1985 | 12 | 1 | 11:00 | 849
1985 | 12 | 1 | 12:00 | 966
1985 | 12 | 1 | 13:00 | 503
1985 | 12 | 1 | 14:00 | 434
1985 | 12 | 1 | 15:00 | 245
1985 | 12 | 1 | 16:00 | 2
1985 | 12 | 1 | 17:00 | 0
1985 | 12 | 1 | 18:00 | 0
1985 | 12 | 1 | 19:00 | 0
1985 | 12 | 1 | 20:00 | 0
1985 | 12 | 1 | 21:00 | 0
1985 | 12 | 1 | 22:00 | 0
1985 | 12 | 1 | 23:00 | 0
1985 | 12 | 1 | 24:00 | 0
1985 | 12 | 2 | 01:00 | 0
1985 | 12 | 2 | 02:00 | 0
1985 | 12 | 2 | 03:00 | 0
1985 | 12 | 2 | 04:00 | 0
1985 | 12 | 2 | 05:00 | 0
1985 | 12 | 2 | 06:00 | 0
1985 | 12 | 2 | 07:00 | 0
1985 | 12 | 2 | 08:00 | 2
1985 | 12 | 2 | 09:00 | 416
1985 | 12 | 2 | 10:00 | 606
1985 | 12 | 2 | 11:00 | 2411
1985 | 12 | 2 | 12:00 | 385
1985 | 12 | 2 | 13:00 | 175
1985 | 12 | 2 | 14:00 | 524
1985 | 12 | 2 | 15:00 | 690
1985 | 12 | 2 | 16:00 | 420
1985 | 12 | 2 | 17:00 | 0
1985 | 12 | 2 | 18:00 | 0
1985 | 12 | 2 | 19:00 | 0
1985 | 12 | 2 | 20:00 | 0
1985 | 12 | 2 | 21:00 | 0
1985 | 12 | 2 | 22:00 | 0
1985 | 12 | 2 | 23:00 | 0
1985 | 12 | 2 | 24:00 | 0
1985 | 12 | 3 | 01:00 | 0
1985 | 12 | 3 | 02:00 | 0
1985 | 12 | 3 | 03:00 | 0
1985 | 12 | 3 | 04:00 | 0
1985 | 12 | 3 | 05:00 | 0
1985 | 12 | 3 | 06:00 | 0
1985 | 12 | 3 | 07:00 | 0
1985 | 12 | 3 | 08:00 | 564
1985 | 12 | 3 | 09:00 | 1459
1985 | 12 | 3 | 10:00 | 2182
1985 | 12 | 3 | 11:00 | 2821
1985 | 12 | 3 | 12:00 | 3015
1985 | 12 | 3 | 13:00 | 2911
1985 | 12 | 3 | 14:00 | 2527
1985 | 12 | 3 | 15:00 | 1864
1985 | 12 | 3 | 16:00 | 835
1985 | 12 | 3 | 17:00 | 0
1985 | 12 | 3 | 18:00 | 0
1985 | 12 | 3 | 19:00 | 0
1985 | 12 | 3 | 20:00 | 0
1985 | 12 | 3 | 21:00 | 0
1985 | 12 | 3 | 22:00 | 0
1985 | 12 | 3 | 23:00 | 0
1985 | 12 | 3 | 24:00 | 0
1985 | 12 | 4 | 01:00 | 0
1985 | 12 | 4 | 02:00 | 0
1985 | 12 | 4 | 03:00 | 0
1985 | 12 | 4 | 04:00 | 0
1985 | 12 | 4 | 05:00 | 0
1985 | 12 | 4 | 06:00 | 0
1985 | 12 | 4 | 07:00 | 0
1985 | 12 | 4 | 08:00 | 14
1985 | 12 | 4 | 09:00 | 520
1985 | 12 | 4 | 10:00 | 570
1985 | 12 | 4 | 11:00 | 308
1985 | 12 | 4 | 12:00 | 478
1985 | 12 | 4 | 13:00 | 753
1985 | 12 | 4 | 14:00 | 617
1985 | 12 | 4 | 15:00 | 406
1985 | 12 | 4 | 16:00 | 193
1985 | 12 | 4 | 17:00 | 0
1985 | 12 | 4 | 18:00 | 0
1985 | 12 | 4 | 19:00 | 0
1985 | 12 | 4 | 20:00 | 0
1985 | 12 | 4 | 21:00 | 0
1985 | 12 | 4 | 22:00 | 0
1985 | 12 | 4 | 23:00 | 0
1985 | 12 | 4 | 24:00 | 0
1985 | 12 | 5 | 01:00 | 0
1985 | 12 | 5 | 02:00 | 0
1985 | 12 | 5 | 03:00 | 0
1985 | 12 | 5 | 04:00 | 0
1985 | 12 | 5 | 05:00 | 0
1985 | 12 | 5 | 06:00 | 0
1985 | 12 | 5 | 07:00 | 0
1985 | 12 | 5 | 08:00 | 3
1985 | 12 | 5 | 09:00 | 446
1985 | 12 | 5 | 10:00 | 1065
1985 | 12 | 5 | 11:00 | 823
1985 | 12 | 5 | 12:00 | 486
1985 | 12 | 5 | 13:00 | 447
1985 | 12 | 5 | 14:00 | 427
1985 | 12 | 5 | 15:00 | 27
1985 | 12 | 5 | 16:00 | 44
1985 | 12 | 5 | 17:00 | 0
1985 | 12 | 5 | 18:00 | 0
1985 | 12 | 5 | 19:00 | 0
1985 | 12 | 5 | 20:00 | 0
1985 | 12 | 5 | 21:00 | 0
1985 | 12 | 5 | 22:00 | 0
1985 | 12 | 5 | 23:00 | 0
1985 | 12 | 5 | 24:00 | 0
1985 | 12 | 6 | 01:00 | 0
1985 | 12 | 6 | 02:00 | 0
1985 | 12 | 6 | 03:00 | 0
1985 | 12 | 6 | 04:00 | 0
1985 | 12 | 6 | 05:00 | 0
1985 | 12 | 6 | 06:00 | 0
1985 | 12 | 6 | 07:00 | 0
1985 | 12 | 6 | 08:00 | 0
1985 | 12 | 6 | 09:00 | 16
1985 | 12 | 6 | 10:00 | 357
1985 | 12 | 6 | 11:00 | 457
1985 | 12 | 6 | 12:00 | 475
1985 | 12 | 6 | 13:00 | 534
1985 | 12 | 6 | 14:00 | 477
1985 | 12 | 6 | 15:00 | 142
1985 | 12 | 6 | 16:00 | 4
1985 | 12 | 6 | 17:00 | 0
1985 | 12 | 6 | 18:00 | 0
1985 | 12 | 6 | 19:00 | 0
1985 | 12 | 6 | 20:00 | 0
1985 | 12 | 6 | 21:00 | 0
1985 | 12 | 6 | 22:00 | 0
1985 | 12 | 6 | 23:00 | 0
1985 | 12 | 6 | 24:00 | 0
1985 | 12 | 7 | 01:00 | 0
1985 | 12 | 7 | 02:00 | 0
1985 | 12 | 7 | 03:00 | 0
1985 | 12 | 7 | 04:00 | 0
1985 | 12 | 7 | 05:00 | 0
1985 | 12 | 7 | 06:00 | 0
1985 | 12 | 7 | 07:00 | 0
1985 | 12 | 7 | 08:00 | 160
1985 | 12 | 7 | 09:00 | 1299
1985 | 12 | 7 | 10:00 | 2000
1985 | 12 | 7 | 11:00 | 878
1985 | 12 | 7 | 12:00 | 1057
1985 | 12 | 7 | 13:00 | 765
1985 | 12 | 7 | 14:00 | 1108
1985 | 12 | 7 | 15:00 | 1241
1985 | 12 | 7 | 16:00 | 274
1985 | 12 | 7 | 17:00 | 0
1985 | 12 | 7 | 18:00 | 0
1985 | 12 | 7 | 19:00 | 0
1985 | 12 | 7 | 20:00 | 0
1985 | 12 | 7 | 21:00 | 0
1985 | 12 | 7 | 22:00 | 0
1985 | 12 | 7 | 23:00 | 0
1985 | 12 | 7 | 24:00 | 0
1985 | 12 | 8 | 01:00 | 0
1985 | 12 | 8 | 02:00 | 0
1985 | 12 | 8 | 03:00 | 0
1985 | 12 | 8 | 04:00 | 0
1985 | 12 | 8 | 05:00 | 0
1985 | 12 | 8 | 06:00 | 0
1985 | 12 | 8 | 07:00 | 0
1985 | 12 | 8 | 08:00 | 1
1985 | 12 | 8 | 09:00 | 58
1985 | 12 | 8 | 10:00 | 1011
1985 | 12 | 8 | 11:00 | 1025
1985 | 12 | 8 | 12:00 | 173
1985 | 12 | 8 | 13:00 | 710
1985 | 12 | 8 | 14:00 | 185
1985 | 12 | 8 | 15:00 | 35
1985 | 12 | 8 | 16:00 | 0
1985 | 12 | 8 | 17:00 | 0
1985 | 12 | 8 | 18:00 | 0
1985 | 12 | 8 | 19:00 | 0
1985 | 12 | 8 | 20:00 | 0
1985 | 12 | 8 | 21:00 | 0
1985 | 12 | 8 | 22:00 | 0
1985 | 12 | 8 | 23:00 | 0
1985 | 12 | 8 | 24:00 | 0
1985 | 12 | 9 | 01:00 | 0
1985 | 12 | 9 | 02:00 | 0
1985 | 12 | 9 | 03:00 | 0
1985 | 12 | 9 | 04:00 | 0
1985 | 12 | 9 | 05:00 | 0
1985 | 12 | 9 | 06:00 | 0
1985 | 12 | 9 | 07:00 | 0
1985 | 12 | 9 | 08:00 | 43
1985 | 12 | 9 | 09:00 | 472
1985 | 12 | 9 | 10:00 | 565
1985 | 12 | 9 | 11:00 | 1256
1985 | 12 | 9 | 12:00 | 1113
1985 | 12 | 9 | 13:00 | 1180
1985 | 12 | 9 | 14:00 | 1655
1985 | 12 | 9 | 15:00 | 1539
1985 | 12 | 9 | 16:00 | 603
1985 | 12 | 9 | 17:00 | 0
1985 | 12 | 9 | 18:00 | 0
1985 | 12 | 9 | 19:00 | 0
1985 | 12 | 9 | 20:00 | 0
1985 | 12 | 9 | 21:00 | 0
1985 | 12 | 9 | 22:00 | 0
1985 | 12 | 9 | 23:00 | 0
1985 | 12 | 9 | 24:00 | 0
1985 | 12 | 10 | 01:00 | 0
1985 | 12 | 10 | 02:00 | 0
1985 | 12 | 10 | 03:00 | 0
1985 | 12 | 10 | 04:00 | 0
1985 | 12 | 10 | 05:00 | 0
1985 | 12 | 10 | 06:00 | 0
1985 | 12 | 10 | 07:00 | 0
1985 | 12 | 10 | 08:00 | 412
1985 | 12 | 10 | 09:00 | 1436
1985 | 12 | 10 | 10:00 | 2214
1985 | 12 | 10 | 11:00 | 2348
1985 | 12 | 10 | 12:00 | 2180
1985 | 12 | 10 | 13:00 | 777
1985 | 12 | 10 | 14:00 | 815
1985 | 12 | 10 | 15:00 | 156
1985 | 12 | 10 | 16:00 | 0
1985 | 12 | 10 | 17:00 | 0
1985 | 12 | 10 | 18:00 | 0
1985 | 12 | 10 | 19:00 | 0
1985 | 12 | 10 | 20:00 | 0
1985 | 12 | 10 | 21:00 | 0
1985 | 12 | 10 | 22:00 | 0
1985 | 12 | 10 | 23:00 | 0
1985 | 12 | 10 | 24:00 | 0
1985 | 12 | 11 | 01:00 | 0
1985 | 12 | 11 | 02:00 | 0
1985 | 12 | 11 | 03:00 | 0
1985 | 12 | 11 | 04:00 | 0
1985 | 12 | 11 | 05:00 | 0
1985 | 12 | 11 | 06:00 | 0
1985 | 12 | 11 | 07:00 | 0
1985 | 12 | 11 | 08:00 | 0
1985 | 12 | 11 | 09:00 | 36
1985 | 12 | 11 | 10:00 | 209
1985 | 12 | 11 | 11:00 | 476
1985 | 12 | 11 | 12:00 | 660
1985 | 12 | 11 | 13:00 | 591
1985 | 12 | 11 | 14:00 | 533
1985 | 12 | 11 | 15:00 | 301
1985 | 12 | 11 | 16:00 | 0
1985 | 12 | 11 | 17:00 | 0
1985 | 12 | 11 | 18:00 | 0
1985 | 12 | 11 | 19:00 | 0
1985 | 12 | 11 | 20:00 | 0
1985 | 12 | 11 | 21:00 | 0
1985 | 12 | 11 | 22:00 | 0
1985 | 12 | 11 | 23:00 | 0
1985 | 12 | 11 | 24:00 | 0
1985 | 12 | 12 | 01:00 | 0
1985 | 12 | 12 | 02:00 | 0
1985 | 12 | 12 | 03:00 | 0
1985 | 12 | 12 | 04:00 | 0
1985 | 12 | 12 | 05:00 | 0
1985 | 12 | 12 | 06:00 | 0
1985 | 12 | 12 | 07:00 | 0
1985 | 12 | 12 | 08:00 | 0
1985 | 12 | 12 | 09:00 | 5
1985 | 12 | 12 | 10:00 | 94
1985 | 12 | 12 | 11:00 | 669
1985 | 12 | 12 | 12:00 | 761
1985 | 12 | 12 | 13:00 | 614
1985 | 12 | 12 | 14:00 | 1647
1985 | 12 | 12 | 15:00 | 890
1985 | 12 | 12 | 16:00 | 589
1985 | 12 | 12 | 17:00 | 0
1985 | 12 | 12 | 18:00 | 0
1985 | 12 | 12 | 19:00 | 0
1985 | 12 | 12 | 20:00 | 0
1985 | 12 | 12 | 21:00 | 0
1985 | 12 | 12 | 22:00 | 0
1985 | 12 | 12 | 23:00 | 0
1985 | 12 | 12 | 24:00 | 0
1985 | 12 | 13 | 01:00 | 0
1985 | 12 | 13 | 02:00 | 0
1985 | 12 | 13 | 03:00 | 0
1985 | 12 | 13 | 04:00 | 0
1985 | 12 | 13 | 05:00 | 0
1985 | 12 | 13 | 06:00 | 0
1985 | 12 | 13 | 07:00 | 0
1985 | 12 | 13 | 08:00 | 0
1985 | 12 | 13 | 09:00 | 529
1985 | 12 | 13 | 10:00 | 1122
1985 | 12 | 13 | 11:00 | 660
1985 | 12 | 13 | 12:00 | 693
1985 | 12 | 13 | 13:00 | 599
1985 | 12 | 13 | 14:00 | 460
1985 | 12 | 13 | 15:00 | 94
1985 | 12 | 13 | 16:00 | 0
1985 | 12 | 13 | 17:00 | 0
1985 | 12 | 13 | 18:00 | 0
1985 | 12 | 13 | 19:00 | 0
1985 | 12 | 13 | 20:00 | 0
1985 | 12 | 13 | 21:00 | 0
1985 | 12 | 13 | 22:00 | 0
1985 | 12 | 13 | 23:00 | 0
1985 | 12 | 13 | 24:00 | 0
1985 | 12 | 14 | 01:00 | 0
1985 | 12 | 14 | 02:00 | 0
1985 | 12 | 14 | 03:00 | 0
1985 | 12 | 14 | 04:00 | 0
1985 | 12 | 14 | 05:00 | 0
1985 | 12 | 14 | 06:00 | 0
1985 | 12 | 14 | 07:00 | 0
1985 | 12 | 14 | 08:00 | 1
1985 | 12 | 14 | 09:00 | 241
1985 | 12 | 14 | 10:00 | 1835
1985 | 12 | 14 | 11:00 | 2319
1985 | 12 | 14 | 12:00 | 997
1985 | 12 | 14 | 13:00 | 2611
1985 | 12 | 14 | 14:00 | 2004
1985 | 12 | 14 | 15:00 | 1557
1985 | 12 | 14 | 16:00 | 635
1985 | 12 | 14 | 17:00 | 0
1985 | 12 | 14 | 18:00 | 0
1985 | 12 | 14 | 19:00 | 0
1985 | 12 | 14 | 20:00 | 0
1985 | 12 | 14 | 21:00 | 0
1985 | 12 | 14 | 22:00 | 0
1985 | 12 | 14 | 23:00 | 0
1985 | 12 | 14 | 24:00 | 0
1985 | 12 | 15 | 01:00 | 0
1985 | 12 | 15 | 02:00 | 0
1985 | 12 | 15 | 03:00 | 0
1985 | 12 | 15 | 04:00 | 0
1985 | 12 | 15 | 05:00 | 0
1985 | 12 | 15 | 06:00 | 0
1985 | 12 | 15 | 07:00 | 0
1985 | 12 | 15 | 08:00 | 130
1985 | 12 | 15 | 09:00 | 1341
1985 | 12 | 15 | 10:00 | 1916
1985 | 12 | 15 | 11:00 | 2374
1985 | 12 | 15 | 12:00 | 2545
1985 | 12 | 15 | 13:00 | 2661
1985 | 12 | 15 | 14:00 | 1415
1985 | 12 | 15 | 15:00 | 491
1985 | 12 | 15 | 16:00 | 235
1985 | 12 | 15 | 17:00 | 0
1985 | 12 | 15 | 18:00 | 0
1985 | 12 | 15 | 19:00 | 0
1985 | 12 | 15 | 20:00 | 0
1985 | 12 | 15 | 21:00 | 0
1985 | 12 | 15 | 22:00 | 0
1985 | 12 | 15 | 23:00 | 0
1985 | 12 | 15 | 24:00 | 0
1985 | 12 | 16 | 01:00 | 0
1985 | 12 | 16 | 02:00 | 0
1985 | 12 | 16 | 03:00 | 0
1985 | 12 | 16 | 04:00 | 0
1985 | 12 | 16 | 05:00 | 0
1985 | 12 | 16 | 06:00 | 0
1985 | 12 | 16 | 07:00 | 0
1985 | 12 | 16 | 08:00 | 187
1985 | 12 | 16 | 09:00 | 1263
1985 | 12 | 16 | 10:00 | 1379
1985 | 12 | 16 | 11:00 | 1137
1985 | 12 | 16 | 12:00 | 2145
1985 | 12 | 16 | 13:00 | 1630
1985 | 12 | 16 | 14:00 | 1407
1985 | 12 | 16 | 15:00 | 1625
1985 | 12 | 16 | 16:00 | 437
1985 | 12 | 16 | 17:00 | 0
1985 | 12 | 16 | 18:00 | 0
1985 | 12 | 16 | 19:00 | 0
1985 | 12 | 16 | 20:00 | 0
1985 | 12 | 16 | 21:00 | 0
1985 | 12 | 16 | 22:00 | 0
1985 | 12 | 16 | 23:00 | 0
1985 | 12 | 16 | 24:00 | 0
1985 | 12 | 17 | 01:00 | 0
1985 | 12 | 17 | 02:00 | 0
1985 | 12 | 17 | 03:00 | 0
1985 | 12 | 17 | 04:00 | 0
1985 | 12 | 17 | 05:00 | 0
1985 | 12 | 17 | 06:00 | 0
1985 | 12 | 17 | 07:00 | 0
1985 | 12 | 17 | 08:00 | 15
1985 | 12 | 17 | 09:00 | 1113
1985 | 12 | 17 | 10:00 | 1851
1985 | 12 | 17 | 11:00 | 2355
1985 | 12 | 17 | 12:00 | 2571
1985 | 12 | 17 | 13:00 | 2184
1985 | 12 | 17 | 14:00 | 1300
1985 | 12 | 17 | 15:00 | 826
1985 | 12 | 17 | 16:00 | 444
1985 | 12 | 17 | 17:00 | 0
1985 | 12 | 17 | 18:00 | 0
1985 | 12 | 17 | 19:00 | 0
1985 | 12 | 17 | 20:00 | 0
1985 | 12 | 17 | 21:00 | 0
1985 | 12 | 17 | 22:00 | 0
1985 | 12 | 17 | 23:00 | 0
1985 | 12 | 17 | 24:00 | 0
1985 | 12 | 18 | 01:00 | 0
1985 | 12 | 18 | 02:00 | 0
1985 | 12 | 18 | 03:00 | 0
1985 | 12 | 18 | 04:00 | 0
1985 | 12 | 18 | 05:00 | 0
1985 | 12 | 18 | 06:00 | 0
1985 | 12 | 18 | 07:00 | 0
1985 | 12 | 18 | 08:00 | 230
1985 | 12 | 18 | 09:00 | 953
1985 | 12 | 18 | 10:00 | 1667
1985 | 12 | 18 | 11:00 | 2882
1985 | 12 | 18 | 12:00 | 1968
1985 | 12 | 18 | 13:00 | 2654
1985 | 12 | 18 | 14:00 | 1705
1985 | 12 | 18 | 15:00 | 997
1985 | 12 | 18 | 16:00 | 705
1985 | 12 | 18 | 17:00 | 0
1985 | 12 | 18 | 18:00 | 0
1985 | 12 | 18 | 19:00 | 0
1985 | 12 | 18 | 20:00 | 0
1985 | 12 | 18 | 21:00 | 0
1985 | 12 | 18 | 22:00 | 0
1985 | 12 | 18 | 23:00 | 0
1985 | 12 | 18 | 24:00 | 0
1985 | 12 | 19 | 01:00 | 0
1985 | 12 | 19 | 02:00 | 0
1985 | 12 | 19 | 03:00 | 0
1985 | 12 | 19 | 04:00 | 0
1985 | 12 | 19 | 05:00 | 0
1985 | 12 | 19 | 06:00 | 0
1985 | 12 | 19 | 07:00 | 0
1985 | 12 | 19 | 08:00 | 22
1985 | 12 | 19 | 09:00 | 1189
1985 | 12 | 19 | 10:00 | 2132
1985 | 12 | 19 | 11:00 | 2650
1985 | 12 | 19 | 12:00 | 2630
1985 | 12 | 19 | 13:00 | 2649
1985 | 12 | 19 | 14:00 | 2160
1985 | 12 | 19 | 15:00 | 773
1985 | 12 | 19 | 16:00 | 533
1985 | 12 | 19 | 17:00 | 0
1985 | 12 | 19 | 18:00 | 0
1985 | 12 | 19 | 19:00 | 0
1985 | 12 | 19 | 20:00 | 0
1985 | 12 | 19 | 21:00 | 0
1985 | 12 | 19 | 22:00 | 0
1985 | 12 | 19 | 23:00 | 0
1985 | 12 | 19 | 24:00 | 0
1985 | 12 | 20 | 01:00 | 0
1985 | 12 | 20 | 02:00 | 0
1985 | 12 | 20 | 03:00 | 0
1985 | 12 | 20 | 04:00 | 0
1985 | 12 | 20 | 05:00 | 0
1985 | 12 | 20 | 06:00 | 0
1985 | 12 | 20 | 07:00 | 0
1985 | 12 | 20 | 08:00 | 433
1985 | 12 | 20 | 09:00 | 1601
1985 | 12 | 20 | 10:00 | 2237
1985 | 12 | 20 | 11:00 | 2620
1985 | 12 | 20 | 12:00 | 2749
1985 | 12 | 20 | 13:00 | 2553
1985 | 12 | 20 | 14:00 | 1684
1985 | 12 | 20 | 15:00 | 844
1985 | 12 | 20 | 16:00 | 4
1985 | 12 | 20 | 17:00 | 0
1985 | 12 | 20 | 18:00 | 0
1985 | 12 | 20 | 19:00 | 0
1985 | 12 | 20 | 20:00 | 0
1985 | 12 | 20 | 21:00 | 0
1985 | 12 | 20 | 22:00 | 0
1985 | 12 | 20 | 23:00 | 0
1985 | 12 | 20 | 24:00 | 0
1985 | 12 | 21 | 01:00 | 0
1985 | 12 | 21 | 02:00 | 0
1985 | 12 | 21 | 03:00 | 0
1985 | 12 | 21 | 04:00 | 0
1985 | 12 | 21 | 05:00 | 0
1985 | 12 | 21 | 06:00 | 0
1985 | 12 | 21 | 07:00 | 0
1985 | 12 | 21 | 08:00 | 59
1985 | 12 | 21 | 09:00 | 1184
1985 | 12 | 21 | 10:00 | 1551
1985 | 12 | 21 | 11:00 | 2060
1985 | 12 | 21 | 12:00 | 2134
1985 | 12 | 21 | 13:00 | 2313
1985 | 12 | 21 | 14:00 | 1780
1985 | 12 | 21 | 15:00 | 647
1985 | 12 | 21 | 16:00 | 141
1985 | 12 | 21 | 17:00 | 0
1985 | 12 | 21 | 18:00 | 0
1985 | 12 | 21 | 19:00 | 0
1985 | 12 | 21 | 20:00 | 0
1985 | 12 | 21 | 21:00 | 0
1985 | 12 | 21 | 22:00 | 0
1985 | 12 | 21 | 23:00 | 0
1985 | 12 | 21 | 24:00 | 0
1985 | 12 | 22 | 01:00 | 0
1985 | 12 | 22 | 02:00 | 0
1985 | 12 | 22 | 03:00 | 0
1985 | 12 | 22 | 04:00 | 0
1985 | 12 | 22 | 05:00 | 0
1985 | 12 | 22 | 06:00 | 0
1985 | 12 | 22 | 07:00 | 0
1985 | 12 | 22 | 08:00 | 18
1985 | 12 | 22 | 09:00 | 1174
1985 | 12 | 22 | 10:00 | 1880
1985 | 12 | 22 | 11:00 | 2319
1985 | 12 | 22 | 12:00 | 2484
1985 | 12 | 22 | 13:00 | 2203
1985 | 12 | 22 | 14:00 | 1976
1985 | 12 | 22 | 15:00 | 1234
1985 | 12 | 22 | 16:00 | 136
1985 | 12 | 22 | 17:00 | 0
1985 | 12 | 22 | 18:00 | 0
1985 | 12 | 22 | 19:00 | 0
1985 | 12 | 22 | 20:00 | 0
1985 | 12 | 22 | 21:00 | 0
1985 | 12 | 22 | 22:00 | 0
1985 | 12 | 22 | 23:00 | 0
1985 | 12 | 22 | 24:00 | 0
1985 | 12 | 23 | 01:00 | 0
1985 | 12 | 23 | 02:00 | 0
1985 | 12 | 23 | 03:00 | 0
1985 | 12 | 23 | 04:00 | 0
1985 | 12 | 23 | 05:00 | 0
1985 | 12 | 23 | 06:00 | 0
1985 | 12 | 23 | 07:00 | 0
1985 | 12 | 23 | 08:00 | 0
1985 | 12 | 23 | 09:00 | 26
1985 | 12 | 23 | 10:00 | 506
1985 | 12 | 23 | 11:00 | 700
1985 | 12 | 23 | 12:00 | 633
1985 | 12 | 23 | 13:00 | 467
1985 | 12 | 23 | 14:00 | 1080
1985 | 12 | 23 | 15:00 | 161
1985 | 12 | 23 | 16:00 | 2
1985 | 12 | 23 | 17:00 | 0
1985 | 12 | 23 | 18:00 | 0
1985 | 12 | 23 | 19:00 | 0
1985 | 12 | 23 | 20:00 | 0
1985 | 12 | 23 | 21:00 | 0
1985 | 12 | 23 | 22:00 | 0
1985 | 12 | 23 | 23:00 | 0
1985 | 12 | 23 | 24:00 | 0
1985 | 12 | 24 | 01:00 | 0
1985 | 12 | 24 | 02:00 | 0
1985 | 12 | 24 | 03:00 | 0
1985 | 12 | 24 | 04:00 | 0
1985 | 12 | 24 | 05:00 | 0
1985 | 12 | 24 | 06:00 | 0
1985 | 12 | 24 | 07:00 | 0
1985 | 12 | 24 | 08:00 | 0
1985 | 12 | 24 | 09:00 | 96
1985 | 12 | 24 | 10:00 | 76
1985 | 12 | 24 | 11:00 | 165
1985 | 12 | 24 | 12:00 | 384
1985 | 12 | 24 | 13:00 | 473
1985 | 12 | 24 | 14:00 | 732
1985 | 12 | 24 | 15:00 | 446
1985 | 12 | 24 | 16:00 | 52
1985 | 12 | 24 | 17:00 | 0
1985 | 12 | 24 | 18:00 | 0
1985 | 12 | 24 | 19:00 | 0
1985 | 12 | 24 | 20:00 | 0
1985 | 12 | 24 | 21:00 | 0
1985 | 12 | 24 | 22:00 | 0
1985 | 12 | 24 | 23:00 | 0
1985 | 12 | 24 | 24:00 | 0
1985 | 12 | 25 | 01:00 | 0
1985 | 12 | 25 | 02:00 | 0
1985 | 12 | 25 | 03:00 | 0
1985 | 12 | 25 | 04:00 | 0
1985 | 12 | 25 | 05:00 | 0
1985 | 12 | 25 | 06:00 | 0
1985 | 12 | 25 | 07:00 | 0
1985 | 12 | 25 | 08:00 | 0
1985 | 12 | 25 | 09:00 | 10
1985 | 12 | 25 | 10:00 | 527
1985 | 12 | 25 | 11:00 | 768
1985 | 12 | 25 | 12:00 | 1738
1985 | 12 | 25 | 13:00 | 1386
1985 | 12 | 25 | 14:00 | 1224
1985 | 12 | 25 | 15:00 | 557
1985 | 12 | 25 | 16:00 | 8
1985 | 12 | 25 | 17:00 | 0
1985 | 12 | 25 | 18:00 | 0
1985 | 12 | 25 | 19:00 | 0
1985 | 12 | 25 | 20:00 | 0
1985 | 12 | 25 | 21:00 | 0
1985 | 12 | 25 | 22:00 | 0
1985 | 12 | 25 | 23:00 | 0
1985 | 12 | 25 | 24:00 | 0
1985 | 12 | 26 | 01:00 | 0
1985 | 12 | 26 | 02:00 | 0
1985 | 12 | 26 | 03:00 | 0
1985 | 12 | 26 | 04:00 | 0
1985 | 12 | 26 | 05:00 | 0
1985 | 12 | 26 | 06:00 | 0
1985 | 12 | 26 | 07:00 | 0
1985 | 12 | 26 | 08:00 | 61
1985 | 12 | 26 | 09:00 | 1277
1985 | 12 | 26 | 10:00 | 2205
1985 | 12 | 26 | 11:00 | 2743
1985 | 12 | 26 | 12:00 | 2877
1985 | 12 | 26 | 13:00 | 2728
1985 | 12 | 26 | 14:00 | 2398
1985 | 12 | 26 | 15:00 | 1794
1985 | 12 | 26 | 16:00 | 747
1985 | 12 | 26 | 17:00 | 0
1985 | 12 | 26 | 18:00 | 0
1985 | 12 | 26 | 19:00 | 0
1985 | 12 | 26 | 20:00 | 0
1985 | 12 | 26 | 21:00 | 0
1985 | 12 | 26 | 22:00 | 0
1985 | 12 | 26 | 23:00 | 0
1985 | 12 | 26 | 24:00 | 0
1985 | 12 | 27 | 01:00 | 0
1985 | 12 | 27 | 02:00 | 0
1985 | 12 | 27 | 03:00 | 0
1985 | 12 | 27 | 04:00 | 0
1985 | 12 | 27 | 05:00 | 0
1985 | 12 | 27 | 06:00 | 0
1985 | 12 | 27 | 07:00 | 0
1985 | 12 | 27 | 08:00 | 0
1985 | 12 | 27 | 09:00 | 15
1985 | 12 | 27 | 10:00 | 762
1985 | 12 | 27 | 11:00 | 1211
1985 | 12 | 27 | 12:00 | 2007
1985 | 12 | 27 | 13:00 | 991
1985 | 12 | 27 | 14:00 | 910
1985 | 12 | 27 | 15:00 | 569
1985 | 12 | 27 | 16:00 | 4
1985 | 12 | 27 | 17:00 | 0
1985 | 12 | 27 | 18:00 | 0
1985 | 12 | 27 | 19:00 | 0
1985 | 12 | 27 | 20:00 | 0
1985 | 12 | 27 | 21:00 | 0
1985 | 12 | 27 | 22:00 | 0
1985 | 12 | 27 | 23:00 | 0
1985 | 12 | 27 | 24:00 | 0
1985 | 12 | 28 | 01:00 | 0
1985 | 12 | 28 | 02:00 | 0
1985 | 12 | 28 | 03:00 | 0
1985 | 12 | 28 | 04:00 | 0
1985 | 12 | 28 | 05:00 | 0
1985 | 12 | 28 | 06:00 | 0
1985 | 12 | 28 | 07:00 | 0
1985 | 12 | 28 | 08:00 | 2
1985 | 12 | 28 | 09:00 | 1202
1985 | 12 | 28 | 10:00 | 2009
1985 | 12 | 28 | 11:00 | 2703
1985 | 12 | 28 | 12:00 | 2959
1985 | 12 | 28 | 13:00 | 2851
1985 | 12 | 28 | 14:00 | 2515
1985 | 12 | 28 | 15:00 | 1837
1985 | 12 | 28 | 16:00 | 848
1985 | 12 | 28 | 17:00 | 0
1985 | 12 | 28 | 18:00 | 0
1985 | 12 | 28 | 19:00 | 0
1985 | 12 | 28 | 20:00 | 0
1985 | 12 | 28 | 21:00 | 0
1985 | 12 | 28 | 22:00 | 0
1985 | 12 | 28 | 23:00 | 0
1985 | 12 | 28 | 24:00 | 0
1985 | 12 | 29 | 01:00 | 0
1985 | 12 | 29 | 02:00 | 0
1985 | 12 | 29 | 03:00 | 0
1985 | 12 | 29 | 04:00 | 0
1985 | 12 | 29 | 05:00 | 0
1985 | 12 | 29 | 06:00 | 0
1985 | 12 | 29 | 07:00 | 0
1985 | 12 | 29 | 08:00 | 2
1985 | 12 | 29 | 09:00 | 177
1985 | 12 | 29 | 10:00 | 1092
1985 | 12 | 29 | 11:00 | 821
1985 | 12 | 29 | 12:00 | 2402
1985 | 12 | 29 | 13:00 | 2584
1985 | 12 | 29 | 14:00 | 1717
1985 | 12 | 29 | 15:00 | 1682
1985 | 12 | 29 | 16:00 | 362
1985 | 12 | 29 | 17:00 | 0
1985 | 12 | 29 | 18:00 | 0
1985 | 12 | 29 | 19:00 | 0
1985 | 12 | 29 | 20:00 | 0
1985 | 12 | 29 | 21:00 | 0
1985 | 12 | 29 | 22:00 | 0
1985 | 12 | 29 | 23:00 | 0
1985 | 12 | 29 | 24:00 | 0
1985 | 12 | 30 | 01:00 | 0
1985 | 12 | 30 | 02:00 | 0
1985 | 12 | 30 | 03:00 | 0
1985 | 12 | 30 | 04:00 | 0
1985 | 12 | 30 | 05:00 | 0
1985 | 12 | 30 | 06:00 | 0
1985 | 12 | 30 | 07:00 | 0
1985 | 12 | 30 | 08:00 | 115
1985 | 12 | 30 | 09:00 | 1428
1985 | 12 | 30 | 10:00 | 2079
1985 | 12 | 30 | 11:00 | 2758
1985 | 12 | 30 | 12:00 | 2789
1985 | 12 | 30 | 13:00 | 2834
1985 | 12 | 30 | 14:00 | 1699
1985 | 12 | 30 | 15:00 | 1047
1985 | 12 | 30 | 16:00 | 566
1985 | 12 | 30 | 17:00 | 0
1985 | 12 | 30 | 18:00 | 0
1985 | 12 | 30 | 19:00 | 0
1985 | 12 | 30 | 20:00 | 0
1985 | 12 | 30 | 21:00 | 0
1985 | 12 | 30 | 22:00 | 0
1985 | 12 | 30 | 23:00 | 0
1985 | 12 | 30 | 24:00 | 0
1985 | 12 | 31 | 01:00 | 0
1985 | 12 | 31 | 02:00 | 0
1985 | 12 | 31 | 03:00 | 0
1985 | 12 | 31 | 04:00 | 0
1985 | 12 | 31 | 05:00 | 0
1985 | 12 | 31 | 06:00 | 0
1985 | 12 | 31 | 07:00 | 0
1985 | 12 | 31 | 08:00 | 0
1985 | 12 | 31 | 09:00 | 242
1985 | 12 | 31 | 10:00 | 973
1985 | 12 | 31 | 11:00 | 1400
1985 | 12 | 31 | 12:00 | 2064
1985 | 12 | 31 | 13:00 | 1309
1985 | 12 | 31 | 14:00 | 397
1985 | 12 | 31 | 15:00 | 97
1985 | 12 | 31 | 16:00 | 13
1985 | 12 | 31 | 17:00 | 0
1985 | 12 | 31 | 18:00 | 0
1985 | 12 | 31 | 19:00 | 0
1985 | 12 | 31 | 20:00 | 0
1985 | 12 | 31 | 21:00 | 0
1985 | 12 | 31 | 22:00 | 0
1985 | 12 | 31 | 23:00 | 0
1985 | 12 | 31 | 24:00 | 0

## Losses
System Losses by Company (from 2012 FERC Form 1, page 401a - 2012)
|  | Total | Total
|  | MWh | Energy | Loss
|  | Acquired | Losses | Percentage
GSEC |  | 615897 | 50516 | 8.202%
PSNH |  | 5564172 | 325279 | 5.846%
UES |  | 841785 | 49657 | 5.899%
Totals |  | 7021854 | 425452 | 6.059% | Multiplier | 1.0606
Notes: | a) NHEC does not file a FERC Form 1, so percentage used is a weighted average of the other three utilities.
b) 2013 data not available for all companies as of the posting date of this calculation.