## _Cover
Dunsky Energy Consulting
_Cover
Go to Table of Contents
Date: September 24, 2020
Notes: | This workbook contains final program and measure-level results for the NHSaves potential study.

## _Contents
Table of Contents
_Cover
Go to Cover Sheet
Section and Sheet Titles
0.0.01 Program_Data
0.0.02 Measure_Data

## Program_Data
Program_Data
_Cover
Go to Table of Contents
| Row | Program | Fuel | Sector | Incentive [Low] | Achv, Annual, Electric (kWh), 2021 [Low] | Achv, Annual, Gas (MMBtu), 2021 [Low] | Achv, Annual, Oil (MMBtu), 2021 [Low] | Achv, Annual, Propane (MMBtu), 2021 [Low] | Achv, Annual, Energy (MMBtu), 2021 [Low] | Achv, Annual, Demand (kW), 2021 [Low] | Achv, Annual, Incentive Spending (2021$), 2021 [Low] | Achv, Annual, Non-Incentive Spending (2021$), 2021 [Low] | Achv, Annual, Total Spending (2021$), 2021 [Low] | GST Benefits (2021$), 2021 [Low] | GST Costs (2021$), 2021 [Low] | Achv, Annual, Electric (kWh), 2022 [Low] | Achv, Annual, Gas (MMBtu), 2022 [Low] | Achv, Annual, Oil (MMBtu), 2022 [Low] | Achv, Annual, Propane (MMBtu), 2022 [Low] | Achv, Annual, Energy (MMBtu), 2022 [Low] | Achv, Annual, Demand (kW), 2022 [Low] | Achv, Annual, Incentive Spending (2021$), 2022 [Low] | Achv, Annual, Non-Incentive Spending (2021$), 2022 [Low] | Achv, Annual, Total Spending (2021$), 2022 [Low] | GST Benefits (2021$), 2022 [Low] | GST Costs (2021$), 2022 [Low] | Achv, Annual, Electric (kWh), 2023 [Low] | Achv, Annual, Gas (MMBtu), 2023 [Low] | Achv, Annual, Oil (MMBtu), 2023 [Low] | Achv, Annual, Propane (MMBtu), 2023 [Low] | Achv, Annual, Energy (MMBtu), 2023 [Low] | Achv, Annual, Demand (kW), 2023 [Low] | Achv, Annual, Incentive Spending (2021$), 2023 [Low] | Achv, Annual, Non-Incentive Spending (2021$), 2023 [Low] | Achv, Annual, Total Spending (2021$), 2023 [Low] | GST Benefits (2021$), 2023 [Low] | GST Costs (2021$), 2023 [Low] | Incentive [Mid] | Achv, Annual, Electric (kWh), 2021 [Mid] | Achv, Annual, Gas (MMBtu), 2021 [Mid] | Achv, Annual, Oil (MMBtu), 2021 [Mid] | Achv, Annual, Propane (MMBtu), 2021 [Mid] | Achv, Annual, Energy (MMBtu), 2021 [Mid] | Achv, Annual, Demand (kW), 2021 [Mid] | Achv, Annual, Incentive Spending (2021$), 2021 [Mid] | Achv, Annual, Non-Incentive Spending (2021$), 2021 [Mid] | Achv, Annual, Total Spending (2021$), 2021 [Mid] | GST Benefits (2021$), 2021 [Mid] | GST Costs (2021$), 2021 [Mid] | Achv, Annual, Electric (kWh), 2022 [Mid] | Achv, Annual, Gas (MMBtu), 2022 [Mid] | Achv, Annual, Oil (MMBtu), 2022 [Mid] | Achv, Annual, Propane (MMBtu), 2022 [Mid] | Achv, Annual, Energy (MMBtu), 2022 [Mid] | Achv, Annual, Demand (kW), 2022 [Mid] | Achv, Annual, Incentive Spending (2021$), 2022 [Mid] | Achv, Annual, Non-Incentive Spending (2021$), 2022 [Mid] | Achv, Annual, Total Spending (2021$), 2022 [Mid] | GST Benefits (2021$), 2022 [Mid] | GST Costs (2021$), 2022 [Mid] | Achv, Annual, Electric (kWh), 2023 [Mid] | Achv, Annual, Gas (MMBtu), 2023 [Mid] | Achv, Annual, Oil (MMBtu), 2023 [Mid] | Achv, Annual, Propane (MMBtu), 2023 [Mid] | Achv, Annual, Energy (MMBtu), 2023 [Mid] | Achv, Annual, Demand (kW), 2023 [Mid] | Achv, Annual, Incentive Spending (2021$), 2023 [Mid] | Achv, Annual, Non-Incentive Spending (2021$), 2023 [Mid] | Achv, Annual, Total Spending (2021$), 2023 [Mid] | GST Benefits (2021$), 2023 [Mid] | GST Costs (2021$), 2023 [Mid] | Incentive [Max] | Achv, Annual, Electric (kWh), 2021 [Max] | Achv, Annual, Gas (MMBtu), 2021 [Max] | Achv, Annual, Oil (MMBtu), 2021 [Max] | Achv, Annual, Propane (MMBtu), 2021 [Max] | Achv, Annual, Energy (MMBtu), 2021 [Max] | Achv, Annual, Demand (kW), 2021 [Max] | Achv, Annual, Incentive Spending (2021$), 2021 [Max] | Achv, Annual, Non-Incentive Spending (2021$), 2021 [Max] | Achv, Annual, Total Spending (2021$), 2021 [Max] | GST Benefits (2021$), 2021 [Max] | GST Costs (2021$), 2021 [Max] | Achv, Annual, Electric (kWh), 2022 [Max] | Achv, Annual, Gas (MMBtu), 2022 [Max] | Achv, Annual, Oil (MMBtu), 2022 [Max] | Achv, Annual, Propane (MMBtu), 2022 [Max] | Achv, Annual, Energy (MMBtu), 2022 [Max] | Achv, Annual, Demand (kW), 2022 [Max] | Achv, Annual, Incentive Spending (2021$), 2022 [Max] | Achv, Annual, Non-Incentive Spending (2021$), 2022 [Max] | Achv, Annual, Total Spending (2021$), 2022 [Max] | GST Benefits (2021$), 2022 [Max] | GST Costs (2021$), 2022 [Max] | Achv, Annual, Electric (kWh), 2023 [Max] | Achv, Annual, Gas (MMBtu), 2023 [Max] | Achv, Annual, Oil (MMBtu), 2023 [Max] | Achv, Annual, Propane (MMBtu), 2023 [Max] | Achv, Annual, Energy (MMBtu), 2023 [Max] | Achv, Annual, Demand (kW), 2023 [Max] | Achv, Annual, Incentive Spending (2021$), 2023 [Max] | Achv, Annual, Non-Incentive Spending (2021$), 2023 [Max] | Achv, Annual, Total Spending (2021$), 2023 [Max] | GST Benefits (2021$), 2023 [Max] | GST Costs (2021$), 2023 [Max]
| 1 | Electric - Energy Star Homes | Electric | Residential | 0.62645 | 730618.8614 | 0 | 0 | 8737.5097 | 11357.7228 | 258.7072 | 560874.204 | 447977.3119 | 1008851.5159 | 8340993.7955 | 1008851.5159 | 736976.0894 | 0 | 0 | 8816.5651 | 11459.5186 | 260.9086 | 566043.2743 | 450623.3031 | 1016666.5774 | 8507489.9068 | 1016666.5774 | 743823.6679 | 0 | 0 | 8890.0732 | 11557.6227 | 263.366 | 571034.1449 | 453173.3353 | 1024207.4802 | 8661540.9928 | 1024207.4802 | 0.75 | 879226.1853 | 0 | 0 | 10521.9704 | 13673.3597 | 309.8227 | 817255.8497 | 599668.6051 | 1416924.4547 | 10032346.9758 | 1416924.4547 | 885174.1679 | 0 | 0 | 10595.0996 | 13767.7704 | 311.8866 | 823004.8655 | 602490.7386 | 1425495.6041 | 10212266.0905 | 1425495.6041 | 891406.7294 | 0 | 0 | 10665.1297 | 13860.1584 | 314.0987 | 828634.2781 | 605252.4085 | 1433886.6866 | 10377827.4717 | 1433886.6866 | 1 | 981964.4684 | 0 | 0 | 11793.6435 | 15311.3511 | 344.3922 | 1230734.1688 | 648631.5987 | 1879365.7675 | 11221746.8049 | 1879365.7675 | 986874.2908 | 0 | 0 | 11852.6117 | 15387.9078 | 346.1142 | 1236887.8397 | 650920.0405 | 1887807.8802 | 11402183.4923 | 1887807.8802 | 991808.6622 | 0 | 0 | 11911.8748 | 15464.8474 | 347.8448 | 1243072.2789 | 653219.9245 | 1896292.2034 | 11567267.1415 | 1896292.2034
| 2 | Electric - Energy Star Products | Electric | Residential | 0.61154 | 23900363.2513 | -5231.3033 | 30368.8626 | -6534.9122 | 110191.3434 | 4115.8808 | 9408816.9813 | 2297881.2891 | 11706698.2704 | 32704491.0381 | 11706698.2704 | 19187149.4058 | -3472.1397 | 35945.8187 | -4327.4288 | 101178.1173 | 3383.6354 | 9538352.2191 | 2133785.5699 | 11672137.789 | 33451565.7862 | 11672137.789 | 15370747.3525 | -1918.198 | 40403.0197 | -2376.7986 | 94017.5209 | 2949.9185 | 9842186.8473 | 2003419.0153 | 11845605.8626 | 35769081.7422 | 11845605.8626 | 0.75 | 36643964.248 | -6180.4395 | 57795.5856 | -7684.2291 | 182833.8158 | 6205.332 | 22219754.4624 | 4192652.8757 | 26412407.3381 | 57761544.2994 | 26412407.3381 | 31398982.5533 | -4137.9872 | 63801.5667 | -5118.9691 | 172813.8323 | 5510.3682 | 22578485.3006 | 3982864.2998 | 26561349.6004 | 59729153.9281 | 26561349.6004 | 27070448.0062 | -2322.8739 | 68371.2188 | -2838.5496 | 164363.9388 | 5050.3128 | 23212338.7201 | 3805948.7284 | 27018287.4485 | 63962443.1483 | 27018287.4485 | 1 | 58396730.826 | -6530.9397 | 90123.6989 | -8059.0084 | 294699.2575 | 9700.0326 | 56137330.264 | 6534781.646 | 62672111.9101 | 94983974.1548 | 62672111.9101 | 52840955.9959 | -4419.8759 | 95481.1542 | -5407.8356 | 283007.0773 | 9074.932 | 56587128.2906 | 6289982.2593 | 62877110.5499 | 97993815.882 | 62877110.5499 | 47486611.6738 | -2533.0153 | 99213.1941 | -3038.1569 | 270070.1789 | 8472.66 | 56987201.4593 | 6019122.1848 | 63006323.6442 | 103569788.9775 | 63006323.6442
| 3 | Electric - Home Energy Assistance | Electric | Residential | 1 | 3274825.8171 | -155.4438 | 12775.668 | 11087.4662 | 45751.9491 | 2920.571 | 10801720.1056 | 1920471.7029 | 12722191.8085 | 37872734.9218 | 12722191.8085 | 3074814.558 | -111.5745 | 12947.3563 | 11086.6677 | 45100.025 | 2881.0383 | 10774407.4612 | 1900210.1986 | 12674617.6598 | 38216840.9654 | 12674617.6598 | 2861791.3943 | -72.354 | 12961.7023 | 10986.8124 | 44032.8353 | 2818.2271 | 10683969.5883 | 1867042.4227 | 12551012.0111 | 38371905.9333 | 12551012.0111 | 1 | 3274825.8171 | -155.4438 | 12775.668 | 11087.4662 | 45751.9491 | 2920.571 | 10801720.1056 | 2258394.638 | 13060114.7437 | 37872734.9218 | 13060114.7437 | 3074814.558 | -111.5745 | 12947.3563 | 11086.6677 | 45100.025 | 2881.0383 | 10774407.4612 | 2235093.9081 | 13009501.3693 | 38216840.9654 | 13009501.3693 | 2861791.3943 | -72.354 | 12961.7023 | 10986.8124 | 44032.8353 | 2818.2271 | 10683969.5883 | 2196950.9659 | 12880920.5542 | 38371905.9333 | 12880920.5542 | 1 | 3274825.8171 | -155.4438 | 12775.668 | 11087.4662 | 45751.9491 | 2920.571 | 10801720.1056 | 2258394.638 | 13060114.7437 | 37872734.9218 | 13060114.7437 | 3074814.558 | -111.5745 | 12947.3563 | 11086.6677 | 45100.025 | 2881.0383 | 10774407.4612 | 2235093.9081 | 13009501.3693 | 38216840.9654 | 13009501.3693 | 2861791.3943 | -72.354 | 12961.7023 | 10986.8124 | 44032.8353 | 2818.2271 | 10683969.5883 | 2196950.9659 | 12880920.5542 | 38371905.9333 | 12880920.5542
| 4 | Electric - Home Energy Reports | Electric | Residential | 1 | 1341574.6879 | 0 | 0 | 0 | 4943.8536 | 212.5054 | 278329.3821 | 92463.7557 | 370793.1379 | 506755.7613 | 370793.1379 | 1348282.5613 | 0 | 0 | 0 | 4968.5729 | 213.568 | 279721.029 | 92542.0871 | 372263.1161 | 507099.5853 | 372263.1161 | 1355023.9741 | 0 | 0 | 0 | 4993.4158 | 214.6358 | 281119.6342 | 92620.81 | 373740.4442 | 512239.5859 | 373740.4442 | 1 | 1341574.6879 | 0 | 0 | 0 | 4943.8536 | 212.5054 | 278329.3821 | 92463.7557 | 370793.1379 | 506755.7613 | 370793.1379 | 1348282.5613 | 0 | 0 | 0 | 4968.5729 | 213.568 | 279721.029 | 92542.0871 | 372263.1161 | 507099.5853 | 372263.1161 | 1355023.9741 | 0 | 0 | 0 | 4993.4158 | 214.6358 | 281119.6342 | 92620.81 | 373740.4442 | 512239.5859 | 373740.4442 | 1 | 1341574.6879 | 0 | 0 | 0 | 4943.8536 | 212.5054 | 278329.3821 | 92463.7557 | 370793.1379 | 506755.7613 | 370793.1379 | 1348282.5613 | 0 | 0 | 0 | 4968.5729 | 213.568 | 279721.029 | 92542.0871 | 372263.1161 | 507099.5853 | 372263.1161 | 1355023.9741 | 0 | 0 | 0 | 4993.4158 | 214.6358 | 281119.6342 | 92620.81 | 373740.4442 | 512239.5859 | 373740.4442
| 5 | Electric - Home Performance with Energy Star | Electric | Residential | 0.52796 | 5152351.6882 | 0 | 35531.9304 | 40663.5163 | 94713.1231 | 1870.5534 | 12857617.1056 | 1858755.2024 | 14716372.3079 | 53340588.7493 | 14716372.3079 | 4963037.1716 | 0 | 35990.5529 | 40956.7673 | 94763.0295 | 1870.001 | 12972318.8625 | 1859560.1893 | 14831879.0518 | 54338777.3106 | 14831879.0518 | 4524758.8836 | 0 | 35979.7902 | 40859.7301 | 93035.9656 | 1831.4033 | 12923428.4631 | 1831702.7244 | 14755131.1875 | 54379266.7062 | 14755131.1875 | 0.75 | 8015838.1236 | 0 | 75377.4187 | 66657.2882 | 170976.2144 | 3335.4305 | 37134317.3009 | 3585310.5623 | 40719627.8632 | 95463308.9706 | 40719627.8632 | 7768326.8961 | 0 | 75521.7882 | 66676.6396 | 170223.4364 | 3315.3968 | 37145402.035 | 3571346.9445 | 40716748.9795 | 96698215.3353 | 40716748.9795 | 7198111.675 | 0 | 74793.7601 | 66114.0185 | 166826.5849 | 3241.1583 | 36734636.9308 | 3508337.2162 | 40242974.1469 | 96445223.0548 | 40242974.1469 | 1 | 11012571.9062 | 0 | 126371.851 | 86317.2609 | 252644.5427 | 5161.5132 | 78884481.2162 | 5100213.1555 | 83984694.3717 | 140502924.9977 | 83984694.3717 | 10707567.7065 | 0 | 125504.3778 | 85933.7319 | 250265.0882 | 5107.2977 | 78341194.2669 | 5056075.5837 | 83397269.8506 | 141569488.0505 | 83397269.8506 | 10025854.1632 | 0 | 123352.4507 | 84852.3473 | 244513.94 | 4980.6013 | 76981201.8665 | 4949394.9459 | 81930596.8124 | 140658336.0374 | 81930596.8124
| 6 | Electric - Small Business Energy Solutions | Electric | Commercial | 0.41833 | 38947940.7783 | 8.8798 | 169.6748 | 55.3666 | 143761.4663 | 5148.8871 | 6459929.1289 | 2455160.378 | 8915089.5069 | 43536847.3302 | 8915089.5069 | 35310858.6885 | 40.6025 | 202.813 | 66.18 | 130434.0837 | 4565.491 | 6184113.9783 | 2279070.7284 | 8463184.7068 | 38047896.9005 | 8466930.9061 | 31775100.7088 | 8.793 | 146.2252 | 47.7148 | 117297.5554 | 4019.6573 | 5874122.8385 | 2105502.7638 | 7979625.6023 | 33270846.2951 | 7984492.8605 | 0.75 | 63686112.3045 | 3509.9498 | 4731.5022 | 1543.9377 | 244475.8806 | 7837.496 | 25146940.7868 | 4409310.4516 | 29556251.2384 | 69239824.8916 | 29556251.2384 | 58236434.2134 | 3297.2931 | 4448.538 | 1451.6035 | 223805.2487 | 7001.776 | 24059794.0641 | 4095230.2522 | 28155024.3162 | 61343425.8279 | 28173465.2582 | 52257265.955 | 2708.0115 | 3670.435 | 1197.7006 | 200150.0535 | 6157.6028 | 22352519.1413 | 3735801.0627 | 26088320.204 | 53925779.9422 | 26111520.435 | 1 | 79031693.186 | 6713.8476 | 8626.8572 | 2815.0319 | 309396.42 | 9284.9811 | 59633807.6552 | 5395746.4784 | 65029554.1336 | 85269088.8802 | 65029554.1336 | 72688815.6806 | 6252.5709 | 8042.9888 | 2624.5097 | 284786.5354 | 8355.6483 | 57061797.6746 | 5021811.2488 | 62083608.9234 | 76403184.3031 | 62113411.3639 | 65110501.5931 | 5123.9691 | 6613.3978 | 2158.0195 | 253834.9123 | 7372.1462 | 52323514.9735 | 4551516.3875 | 56875031.3611 | 67548347.3103 | 56912274.76
| 7 | Electric - Large Business Energy Solutions | Electric | Commercial | 0.34385 | 61183372.1233 | 1132.0681 | 2135.3102 | 696.7736 | 229431.7629 | 7800.4968 | 9102320.0703 | 1658251.6561 | 10760571.7264 | 69485832.8642 | 10760571.7264 | 56536580.8943 | 1089.1881 | 2041.0399 | 666.0123 | 212139.9028 | 7051.4666 | 8743707.9154 | 1572434.2679 | 10316142.1832 | 62558015.7149 | 10320380.0138 | 51808145.0092 | 889.5471 | 1694.9235 | 553.0709 | 194056.3859 | 6326.3836 | 8322292.8881 | 1482687.9836 | 9804980.8717 | 56393210.8713 | 9810517.333 | 0.75 | 111701129.4119 | 9765.2818 | 14731.9191 | 4807.1762 | 440935.6079 | 12935.9559 | 45900010.0552 | 3166068.2833 | 49066078.3385 | 120028142.1924 | 49066078.3385 | 104009710.5735 | 9108.2936 | 13744.8851 | 4485.0969 | 410625.7627 | 11782.6461 | 43976065.8192 | 2993080.6172 | 46969146.4364 | 109382434.6027 | 46993800.8376 | 94731353.1963 | 7544.5571 | 11417.324 | 3725.5899 | 371783.1672 | 10532.0286 | 40626687.2487 | 2771393.9049 | 43398081.1536 | 98796020.6635 | 43429425.1409 | 1 | 142605591.9643 | 15767.6103 | 22520.5745 | 7348.6943 | 571154.5314 | 15441.6209 | 116511612.3157 | 3909267.9754 | 120420880.2912 | 149114340.7434 | 120420880.2912 | 133263959.9243 | 14647.5621 | 20936.2148 | 6831.7015 | 533508.1657 | 14135.5858 | 111470795.3066 | 3694408.5166 | 115165203.8233 | 136864112.3808 | 115205035.1498 | 120800928.0417 | 12070.3688 | 17301.9988 | 5645.8196 | 480183.1998 | 12637.0545 | 101474962.297 | 3390066.435 | 104865028.732 | 123679201.5015 | 104915384.079
| 8 | Electric - Municipal Energy Solutions | Electric | Commercial | 0.36013 | 4413423.9095 | 50.2888 | 101.5954 | 33.1516 | 16448.9995 | 570.7617 | 685927.3159 | 406913.7582 | 1092841.0741 | 4981628.4699 | 1092841.0741 | 4048300.9174 | 49.7971 | 98.9009 | 32.2724 | 15099.4147 | 512.0332 | 657964.0689 | 382414.2656 | 1040378.3345 | 4434342.5379 | 1040730.2415 | 3684045.324 | 39.5956 | 81.1511 | 26.4804 | 13723.3488 | 456.0158 | 625726.3465 | 357434.0506 | 983160.3972 | 3952065.3655 | 983618.9553 | 0.75 | 7730431.4063 | 585.1239 | 857.8768 | 279.934 | 30210.4443 | 915.6182 | 3131491.0636 | 766070.6023 | 3897561.6659 | 8342243.2706 | 3897561.6659 | 7151219.6722 | 546.7931 | 801.8999 | 261.6682 | 27963.4104 | 827.949 | 2998773.1311 | 719160.7159 | 3717933.847 | 7524974.6813 | 3719833.333 | 6478723.4621 | 451.8959 | 665.0135 | 217.0007 | 25208.7352 | 735.6182 | 2775894.2455 | 661653.1282 | 3437547.3737 | 6731421.2384 | 3439951.4844 | 1 | 9768965.0237 | 990.9009 | 1372.8654 | 447.9801 | 38811.4817 | 1089.8586 | 7763849.1449 | 945628.9458 | 8709478.0906 | 10330768.6907 | 8709478.0906 | 9077648.9166 | 921.2018 | 1277.2978 | 416.7954 | 36067.4528 | 991.3318 | 7428303.4331 | 888343.6124 | 8316647.0455 | 9400046.3893 | 8319716.2486 | 8194299.3138 | 757.8638 | 1054.1037 | 343.9648 | 32352.8474 | 881.9328 | 6778877.2279 | 810796.1779 | 7589673.4058 | 8428614.5025 | 7593534.4398
| 9 | Gas - Energy Star Homes | Gas | Residential | 0.6787 | 116904.9692 | 2812.5259 | 0 | 0 | 3243.3339 | 1.5841 | 242401.4625 | 139864.1566 | 382265.6192 | 698946.9036 | 382265.6192 | 118125.4249 | 2841.8879 | 0 | 0 | 3277.1934 | 1.6007 | 244944.1623 | 141015.9149 | 385960.0773 | 713438.5773 | 385960.0773 | 119518.7424 | 2875.4086 | 0 | 0 | 3315.8487 | 1.6197 | 247848.9506 | 142330.8049 | 390179.7555 | 730257.9811 | 390179.7555 | 0.75 | 168951.1544 | 4064.6647 | 0 | 0 | 4687.2687 | 2.3 | 388923.5751 | 220281.8178 | 609205.3929 | 1010184.3309 | 609205.3929 | 170273.4949 | 4096.4778 | 0 | 0 | 4723.9548 | 2.3181 | 391982.1262 | 221716.9122 | 613699.0384 | 1028460.9131 | 613699.0384 | 171723.3063 | 4131.3577 | 0 | 0 | 4764.1774 | 2.3379 | 395337.4123 | 223290.3466 | 618627.7589 | 1049291.9901 | 618627.7589 | 1 | 241928.6368 | 5820.3733 | 0 | 0 | 6711.9075 | 3.3097 | 746217.9977 | 299481.9733 | 1045699.971 | 1446627.9341 | 1045699.971 | 243138.28 | 5849.4751 | 0 | 0 | 6745.467 | 3.3263 | 749949.0877 | 300794.7608 | 1050743.8485 | 1468666.8033 | 1050743.8485 | 244353.9714 | 5878.7225 | 0 | 0 | 6779.1944 | 3.3429 | 753698.8331 | 302114.1123 | 1055812.9454 | 1493189.0798 | 1055812.9454
| 10 | Gas - Energy Star Products | Gas | Residential | 0.47732 | 17849.063 | 20551.5695 | 0 | 0 | 20617.3453 | 1.7953 | 1501890.7488 | 325968.2546 | 1827859.0034 | 3081953.4082 | 1827859.0034 | 17841.742 | 20680.3645 | 0 | 0 | 20746.1133 | 1.8087 | 1509920.4997 | 327755.6215 | 1837676.1212 | 3132601.6563 | 1837676.1212 | 17697.4253 | 20771.7934 | 0 | 0 | 20837.0104 | 1.8246 | 1513966.5073 | 329017.3202 | 1842983.8275 | 3181303.9743 | 1842983.8275 | 0.75 | 109370.2881 | 62088.5081 | 0 | 0 | 62491.55 | 6.2399 | 6923795.4578 | 1047263.4491 | 7971058.9069 | 9541729.5861 | 7971058.9069 | 108936.8775 | 62236.3835 | 0 | 0 | 62637.8281 | 6.2798 | 6935172.8357 | 1049598.4286 | 7984771.2644 | 9658576.9886 | 7984771.2644 | 107528.908 | 62166.6917 | 0 | 0 | 62562.9478 | 6.3281 | 6917748.6995 | 1048403.1441 | 7966151.8437 | 9752503.7948 | 7966151.8437 | 1 | 275811.7449 | 113983.864 | 0 | 0 | 115000.2613 | 16.274 | 18355299.6373 | 1885438.8772 | 20240738.5145 | 17570761.3033 | 20240738.5145 | 274340.0147 | 113932.0485 | 0 | 0 | 114943.0223 | 16.3553 | 18340116.0362 | 1884525.1943 | 20224641.2305 | 17734734.1016 | 20224641.2305 | 270426.9482 | 113349.1424 | 0 | 0 | 114345.6961 | 16.4371 | 18233534.9559 | 1874990.3165 | 20108525.2724 | 17834132.5109 | 20108525.2724
| 11 | Gas - Home Energy Assistance | Gas | Residential | 1 | 41290.3953 | 12016.6732 | 0 | 0 | 12168.833 | 12.7009 | 2444332.4414 | 679234.9612 | 3123567.4026 | 2365972.1381 | 3123567.4026 | 41003.6892 | 11842.1488 | 0 | 0 | 11993.252 | 12.6152 | 2426723.7603 | 670332.1792 | 3097055.9396 | 2350313.5204 | 3097055.9396 | 40294.4957 | 11433.1369 | 0 | 0 | 11581.6267 | 12.4019 | 2382165.9827 | 649460.8398 | 3031626.8225 | 2287227.9203 | 3031626.8225 | 1 | 41290.3953 | 12016.6732 | 0 | 0 | 12168.833 | 12.7009 | 2444332.4414 | 787341.9929 | 3231674.4343 | 2365972.1381 | 3231674.4343 | 41003.6892 | 11842.1488 | 0 | 0 | 11993.252 | 12.6152 | 2426723.7603 | 777103.7936 | 3203827.554 | 2350313.5204 | 3203827.554 | 40294.4957 | 11433.1369 | 0 | 0 | 11581.6267 | 12.4019 | 2382165.9827 | 753101.7533 | 3135267.736 | 2287227.9203 | 3135267.736 | 1 | 41290.3953 | 12016.6732 | 0 | 0 | 12168.833 | 12.7009 | 2444332.4414 | 787341.9929 | 3231674.4343 | 2365972.1381 | 3231674.4343 | 41003.6892 | 11842.1488 | 0 | 0 | 11993.252 | 12.6152 | 2426723.7603 | 777103.7936 | 3203827.554 | 2350313.5204 | 3203827.554 | 40294.4957 | 11433.1369 | 0 | 0 | 11581.6267 | 12.4019 | 2382165.9827 | 753101.7533 | 3135267.736 | 2287227.9203 | 3135267.736
| 12 | Gas - Home Energy Reports | Gas | Residential | 1 | 0 | 9351.3261 | 0 | 0 | 9351.3261 | 0 | 244281.9109 | 65454.7801 | 309736.691 | 353011.3897 | 309736.691 | 0 | 9398.0828 | 0 | 0 | 9398.0828 | 0 | 245503.3204 | 65734.6479 | 311237.9684 | 357186.21 | 311237.9684 | 0 | 9445.0732 | 0 | 0 | 9445.0732 | 0 | 246730.837 | 66015.915 | 312746.7521 | 363023.6914 | 312746.7521 | 1 | 0 | 9351.3261 | 0 | 0 | 9351.3261 | 0 | 244281.9109 | 65454.7801 | 309736.691 | 353011.3897 | 309736.691 | 0 | 9398.0828 | 0 | 0 | 9398.0828 | 0 | 245503.3204 | 65734.6479 | 311237.9684 | 357186.21 | 311237.9684 | 0 | 9445.0732 | 0 | 0 | 9445.0732 | 0 | 246730.837 | 66015.915 | 312746.7521 | 363023.6914 | 312746.7521 | 1 | 0 | 9351.3261 | 0 | 0 | 9351.3261 | 0 | 244281.9109 | 65454.7801 | 309736.691 | 353011.3897 | 309736.691 | 0 | 9398.0828 | 0 | 0 | 9398.0828 | 0 | 245503.3204 | 65734.6479 | 311237.9684 | 357186.21 | 311237.9684 | 0 | 9445.0732 | 0 | 0 | 9445.0732 | 0 | 246730.837 | 66015.915 | 312746.7521 | 363023.6914 | 312746.7521
| 13 | Gas - Home Performance with Energy Star | Gas | Residential | 0.53632 | 44496.8894 | 13057.0947 | 0 | 0 | 13221.0708 | 34.5756 | 1069542.9033 | 386343.407 | 1455886.3104 | 2601288.6017 | 1455886.3104 | 44522.884 | 12588.3756 | 0 | 0 | 12752.4474 | 34.5854 | 1061825.4113 | 373910.6921 | 1435736.1033 | 2519814.7405 | 1435736.1033 | 44124.5837 | 11512.7697 | 0 | 0 | 11675.3738 | 34.306 | 1035077.8793 | 345335.6162 | 1380413.4955 | 2314408.1611 | 1380413.4955 | 0.75 | 97725.1037 | 21373.6448 | 0 | 0 | 21733.7728 | 83.9037 | 2504072.2577 | 707574.5037 | 3211646.7614 | 4225578.3004 | 3211646.7614 | 97298.3498 | 20714.844 | 0 | 0 | 21073.3993 | 83.5786 | 2480621.0648 | 687426.6181 | 3168047.6829 | 4118872.3195 | 3168047.6829 | 95929.739 | 19220.1443 | 0 | 0 | 19573.6562 | 82.4974 | 2417183.4982 | 641669.7037 | 3058853.202 | 3844316.1957 | 3058853.202 | 1 | 135965.8991 | 25321.6675 | 0 | 0 | 25822.7171 | 143.0739 | 3161714.4473 | 832327.5192 | 3994041.9665 | 5076155.656 | 3994041.9665 | 134865.8927 | 24503.3789 | 0 | 0 | 25000.3748 | 141.9163 | 3107878.3671 | 807237.9915 | 3915116.3585 | 4943563.0317 | 3915116.3585 | 132240.7785 | 22694.1864 | 0 | 0 | 23181.5086 | 139.154 | 2986016.5306 | 751744.6821 | 3737761.2126 | 4612835.432 | 3737761.2126
| 14 | Gas - Small Business Energy Solutions | Gas | Commercial | 0.3679 | 611525.3641 | 58253.165 | 0 | 0 | 60506.7047 | 142.9097 | 770883.4837 | 979222.8977 | 1750106.3815 | 7957240.0244 | 1750106.3815 | 605206.4429 | 58285.9371 | 0 | 0 | 60516.1909 | 139.4452 | 771967.8706 | 979360.2191 | 1751328.0897 | 8031324.2792 | 1751328.0897 | 586843.2731 | 55597.439 | 0 | 0 | 57760.0225 | 130.1904 | 723542.3301 | 939462.2906 | 1663004.6207 | 7733401.3434 | 1663004.6207 | 0.75 | 1354235.454 | 111371.1051 | 0 | 0 | 116361.6151 | 311.6181 | 4975122.5969 | 2066270.4221 | 7041393.019 | 15198867.7443 | 7041393.019 | 1332844.7261 | 111110.9592 | 0 | 0 | 116022.6419 | 302.4101 | 4956517.8978 | 2060627.4515 | 7017145.3493 | 15294453.4726 | 7017145.3493 | 1278633.6547 | 105337.0322 | 0 | 0 | 110048.941 | 279.9398 | 4744942.463 | 1961181.7758 | 6706124.2389 | 14633130.6331 | 6706124.2389 | 1 | 1922140.2876 | 147899.7176 | 0 | 0 | 154983.0208 | 397.987 | 12552319.7201 | 2709210.51 | 15261530.2301 | 20053009.3468 | 15261530.2301 | 1889785.0598 | 147217.3898 | 0 | 0 | 154181.4603 | 385.4177 | 12462157.3834 | 2695866.7346 | 15158024.118 | 20139280.5485 | 15158024.118 | 1809521.3039 | 139750.7997 | 0 | 0 | 146419.0893 | 355.62 | 12027293.2858 | 2566644.6249 | 14593937.9107 | 19297829.1149 | 14593937.9107
| 15 | Gas - Large Business Energy Solutions | Gas | Commercial | 0.42153 | 1220679.3468 | 90317.1454 | 0 | 0 | 94815.4861 | 235.1879 | 1217851.7722 | 1049890.0402 | 2267741.8125 | 11516565.3246 | 2267741.8125 | 1196603.2235 | 90112.8785 | 0 | 0 | 94522.496 | 229.1147 | 1215119.4686 | 1047083.623 | 2262203.0916 | 11580327.7642 | 2262203.0916 | 1136263.6763 | 85639.8271 | 0 | 0 | 89827.0866 | 213.2604 | 1132587.405 | 1002108.4663 | 2134695.8713 | 11063367.7406 | 2134695.8713 | 0.75 | 2288416.3459 | 157418.1033 | 0 | 0 | 165851.175 | 441.007 | 6287533.4004 | 2004023.9156 | 8291557.316 | 20520413.0077 | 8291557.316 | 2238946.2026 | 156724.4569 | 0 | 0 | 164975.2256 | 427.6148 | 6257233.9654 | 1994375.0539 | 8251609.0193 | 20591840.0512 | 8251609.0193 | 2118646.7593 | 148209.605 | 0 | 0 | 156017.0567 | 395.1946 | 5966453.3032 | 1895697.9706 | 7862151.2738 | 19597614.1929 | 7862151.2738 | 1 | 3000727.2151 | 202159.7134 | 0 | 0 | 213217.7307 | 532.0861 | 14946905.9113 | 2525781.6137 | 17472687.525 | 26425805.0196 | 17472687.525 | 2936788.0509 | 200949.5023 | 0 | 0 | 211771.8966 | 515.1241 | 14838377.1654 | 2509855.2907 | 17348232.4562 | 26485126.6476 | 17348232.4562 | 2782007.9752 | 190338.7488 | 0 | 0 | 200590.7611 | 474.9398 | 14291752.2231 | 2386691.5221 | 16678443.7452 | 25268736.5146 | 16678443.7452
| 16 | Electric - Energy Rewards Request for Proposals (RFP) | Electric | Commercial | 0.34688 | 5078118.2718 | 57.8627 | 116.8964 | 38.1445 | 18926.3408 | 656.7227 | 789233.0553 | 272335.8752 | 1061568.9305 | 5731898.6518 | 1061568.9305 | 4658005.05 | 57.2969 | 113.7961 | 37.1328 | 17373.4986 | 589.1492 | 757058.3359 | 256686.5433 | 1013744.8792 | 5102187.4007 | 1014149.786 | 4238889.8637 | 45.559 | 93.3731 | 30.4686 | 15790.1868 | 524.6952 | 719965.3735 | 240730.1444 | 960695.5179 | 4547275.7105 | 961223.1383 | 0.75 | 8894691.6902 | 673.2479 | 987.0794 | 322.0941 | 34760.3612 | 1053.5171 | 3603116.835 | 504855.1907 | 4107972.0257 | 9598646.9573 | 4107972.0257 | 8228246.3746 | 629.1442 | 922.672 | 301.0773 | 32174.9073 | 952.6442 | 3450410.5978 | 474890.9626 | 3925301.5605 | 8658291.6592 | 3927487.123 | 7454467.2493 | 519.9548 | 765.1695 | 249.6826 | 29005.3576 | 846.4078 | 3193964.4997 | 438157.3312 | 3632121.8309 | 7745223.1843 | 3634888.0184 | 1 | 11240243.5843 | 1140.1379 | 1579.6292 | 515.4492 | 44656.7786 | 1253.9994 | 8933142.388 | 619550.1425 | 9552692.5305 | 11886659.0489 | 9552692.5305 | 10444810.146 | 1059.9416 | 1469.6684 | 479.5679 | 41499.4786 | 1140.6337 | 8547061.0043 | 582958.4786 | 9130019.4829 | 10815763.0684 | 9133550.9307 | 9428421.5437 | 872.0038 | 1212.8595 | 395.7685 | 37225.4261 | 1014.7584 | 7799826.3977 | 533424.1652 | 8333250.5629 | 9698026.3371 | 8337693.0972

## Measure_Data
Measure_Data
_Cover
Go to Table of Contents
| Row | Sector | Building Segment | Class | Fuel | Measure Key | Measure Key (Long) | Measure Name | Detailed Measure Name | Baseline Efficiency | Upgrade Efficiency | Savings Algorithm | Measure, Gross Savings, Electric (kWh) | Measure, Gross Savings, Gas (MMBtu) | Measure, Gross Savings, Oil (MMBtu) | Measure, Gross Savings, Propane (MMBtu) | Measure, Gross Savings, Demand (kW) | Measure, Gross Savings, Water (gal) | Measure, Incremental Cost | Measure, EUL | Measure, CF Summer | Measure, Winter Peak % | Measure, Winter Off Peak % | Measure, Summer Peak % | Measure,Summer Off Peak % | Measure, Realization Rate | Measure, NTG, 2021 | Measure, Application | Measure, Incremental Cost per Lifetime MMBTu, 2021$ | Measure, Incremental Cost per Lifetime kWh, 2021$ | Measure, Lifetime, Net Savings, Electric (kWh) | Measure, Lifetime, Net Savings, Gas (MMBtu) | Measure, Lifetime, Net Savings, Oil (MMBtu) | Measure, Lifetime, Net Savings, Propane (MMBtu) | Measure, Lifetime, Net Savings, Energy (MMBtu) | Measure, GST Value, Electric (2021$), 2021 | Measure, GST Value, Gas (2021$), 2021 | Measure, GST Value, Oil (2021$), 2021 | Measure, GST Value, Propane (2021$), 2021 | Measure, GST Value, Demand (2021$), 2021 | Measure, GST Value, GHG (2021$), 2021 | Measure, GST Value, H2O (2021$), 2021 | Measure, GST Benefits (2021$), 2021 | Measure, GST Costs (2021$), 2021 [Low] | Measure, GST Net Benefits (2021$), 2021 [Low] | Measure, GST Ratio (2021$), 2021 [Low] | Measure, GST Value, Electric (2021$), 2022 | Measure, GST Value, Gas (2021$), 2022 | Measure, GST Value, Oil (2021$), 2022 | Measure, GST Value, Propane (2021$), 2022 | Measure, GST Value, Demand (2021$), 2022 | Measure, GST Value, GHG (2021$), 2022 | Measure, GST Value, H2O (2021$), 2022 | Measure, GST Benefits (2021$), 2022 | Measure, GST Costs (2021$), 2022 [Low] | Measure, GST Net Benefits (2021$), 2022 [Low] | Measure, GST Ratio (2021$), 2022 [Low] | Measure, GST Value, Electric (2021$), 2023 | Measure, GST Value, Gas (2021$), 2023 | Measure, GST Value, Oil (2021$), 2023 | Measure, GST Value , Propane (2021$), 2023 | Measure, GST Value, Demand (2021$), 2023 | Measure, GST Value, GHG (2021$), 2023 | Measure, GST Value, H20 (2021$), 2023 | Measure, GST Benefits (2021$), 2023 | Measure, GST Costs (2021$), 2023 [Low] | Measure, GST Net Benefits (2021$), 2023 [Low] | Measure, GST Ratio (2021$), 2023 [Low] | Market Unit | Market Multiplier | Market | Market Growth Factor | Tech, Annual, Electric (kWh), 2021 | Tech, Annual, Gas (MMBtu), 2021 | Tech, Annual, Oil (MMBtu), 2021 | Tech, Annual, Propane (MMBtu), 2021 | Tech, Annual, Energy (MMBtu), 2021 | Tech, Annual, Demand (kW), 2021 | Tech, Annual, Electric (kWh), 2022 | Tech, Annual, Gas (MMBtu), 2022 | Tech, Annual, Oil (MMBtu), 2022 | Tech, Annual, Propane (MMBtu), 2022 | Tech, Annual, Demand (kW), 2022 | Tech, Annual, Electric (kWh), 2023 | Tech, Annual, Gas (MMBtu), 2023 | Tech, Annual, Oil (MMBtu), 2023 | Tech, Annual, Propane (MMBtu), 2023 | Tech, Annual, Demand (kW), 2023 | Tech, Cumulative, Electric (kWh), 2021 | Tech, Cumulative, Electric (kWh), 2022 | Tech, Cumulative, Electric (kWh), 2023 | Tech, Cumulative, Gas (MMBtu), 2021 | Tech, Cumulative, Gas (MMBtu), 2022 | Tech, Cumulative, Gas (MMBtu), 2023 | Tech, Cumulative, Oil (MMBtu), 2021 | Tech, Cumulative, Oil (MMBtu), 2022 | Tech, Cumulative, Oil (MMBtu), 2023 | Tech, Cumulative, Propane (MMBtu), 2021 | Tech, Cumulative, Propane (MMBtu), 2022 | Tech, Cumulative, Propane (MMBtu), 2023 | Tech, Cumulative, Energy (MMBtu), 2021 | Tech, Cumulative, Energy (MMBtu), 2022 | Tech, Cumulative, Energy (MMBtu), 2023 | Tech, Cumulative, Demand (kW), 2021 | Tech, Cumulative, Demand (kW), 2022 | Tech, Cumulative, Demand (kW), 2023 | Econ, Annual, Electric (kWh), 2021 [Low] | Econ, Annual, Gas (MMBtu), 2021 [Low] | Econ, Annual, Oil (MMBtu), 2021 [Low] | Econ, Annual, Propane (MMBtu), 2021 [Low] | Econ, Annual, Energy (MMBtu), 2021 [Low] | Econ, Annual, Demand (kW), 2021 [Low] | Econ, Annual, Electric (kWh), 2022 [Low] | Econ, Annual, Gas (MMBtu), 2022 [Low] | Econ, Annual, Oil (MMBtu), 2022 [Low] | Econ, Annual, Propane (MMBtu), 2022 [Low] | Econ, Annual, Demand (kW), 2022 [Low] | Econ, Annual, Electric (kWh), 2023 [Low] | Econ, Annual, Gas (MMBtu), 2023 [Low] | Econ, Annual, Oil (MMBtu), 2023 [Low] | Econ, Annual, Propane (MMBtu), 2023 [Low] | Econ, Annual, Demand (kW), 2023 [Low] | Econ, Cumulative, Electric (kWh), 2021 [Low] | Econ, Cumulative, Electric (kWh), 2022 [Low] | Econ, Cumulative, Electric (kWh), 2023 [Low] | Econ, Cumulative, Gas (MMBtu), 2021 [Low] | Econ, Cumulative, Gas (MMBtu), 2022 [Low] | Econ, Cumulative, Gas (MMBtu), 2023 [Low] | Econ, Cumulative, Oil (MMBtu), 2021 [Low] | Econ, Cumulative, Oil (MMBtu), 2022 [Low] | Econ, Cumulative, Oil (MMBtu), 2023 [Low] | Econ, Cumulative, Propane (MMBtu), 2021 [Low] | Econ, Cumulative, Propane (MMBtu), 2022 [Low] | Econ, Cumulative, Propane (MMBtu), 2023 [Low] | Econ, Cumulative, Energy (MMBtu), 2021 [Low] | Econ, Cumulative, Energy (MMBtu), 2022 [Low] | Econ, Cumulative, Energy (MMBtu), 2023 [Low] | Econ, Cumulative, Demand (kW), 2021 [Low] | Econ, Cumulative, Demand (kW), 2022 [Low] | Econ, Cumulative, Demand (kW), 2023 [Low] | Achv, Annual, Incentive Spending (2021$), 2021 [Low] | Achv, GST, Benefits (2021$), 2021 [Low] | Achv, GST, Costs (2021$), 2021 [Low] | Achv, Participant, Benefits (2021$), 2021 [Low] | Achv, Participant, Costs (2021$), 2021 [Low] | Achv, Annual, Incentive Spending (2021$), 2022 [Low] | Achv, GST, Benefits (2021$), 2022 [Low] | Achv, GST, Costs (2021$), 2022 [Low] | Achv, Participant, Benefits (2021$), 2022 [Low] | Achv, Participant, Costs (2021$), 2022 [Low] | Achv, Annual, Incentive Spending (2021$), 2023 [Low] | Achv, GST, Benefits (2021$), 2023 [Low] | Achv, GST, Costs (2021$), 2023 [Low] | Achv, Participant, Benefits (2021$), 2023 [Low] | Achv, Participant, Costs (2021$), 2023 [Low] | Achv, Market Units Adopted, 2021 [Low] | Achv, Market Units Adopted, 2022 [Low] | Achv, Market Units Adopted, 2023 [Low] | Achv, Total Market Adoption (%), 2021 [Low] | Achv, Total Market Adoption (%), 2022 [Low] | Achv, Total Market Adoption (%), 2023 [Low] | Achv, Annual, Electric (kWh), 2021 [Low] | Achv, Annual, Gas (MMBtu), 2021 [Low] | Achv, Annual, Oil (MMBtu), 2021 [Low] | Achv, Annual, Propane (MMBtu), 2021 [Low] | Achv, Annual, Energy (MMBtu), 2021 [Low] | Achv, Annual, Demand (kW), 2021 [Low] | Achv, Annual, Electric (kWh), 2022 [Low] | Achv, Annual, Gas (MMBtu), 2022 [Low] | Achv, Annual, Oil (MMBtu), 2022 [Low] | Achv, Annual, Propane (MMBtu), 2022 [Low] | Achv, Annual, Energy (MMBtu), 2022 [Low] | Achv, Annual, Demand (kW), 2022 [Low] | Achv, Annual, Electric (kWh), 2023 [Low] | Achv, Annual, Gas (MMBtu), 2023 [Low] | Achv, Annual, Oil (MMBtu), 2023 [Low] | Achv, Annual, Propane (MMBtu), 2023 [Low] | Achv, Annual, Energy (MMBtu), 2023 [Low] | Achv, Annual, Demand (kW), 2023 [Low] | Achv, Lifetime, Electric (kWh), 2021 [Low] | Achv, Lifetime, Electric (kWh), 2022 [Low] | Achv, Lifetime, Electric (kWh), 2023 [Low] | Achv, Lifetime, Gas (MMBtu), 2021 [Low] | Achv, Lifetime, Gas (MMBtu), 2022 [Low] | Achv, Lifetime, Gas (MMBtu), 2023 [Low] | Achv, Lifetime, Oil (MMBtu), 2021 [Low] | Achv, Lifetime, Oil (MMBtu), 2022 [Low] | Achv, Lifetime, Oil (MMBtu), 2023 [Low] | Achv, Lifetime, Propane (MMBtu), 2021 [Low] | Achv, Lifetime, Propane (MMBtu), 2022 [Low] | Achv, Lifetime, Propane (MMBtu), 2023 [Low] | Achv, Lifetime, Energy (MMBtu), 2021 [Low] | Achv, Lifetime, Energy (MMBtu), 2022 [Low] | Achv, Lifetime, Energy (MMBtu), 2023 [Low] | Achv, Cumulative, Electric (kWh), 2021 [Low] | Achv, Cumulative, Electric (kWh), 2022 [Low] | Achv, Cumulative, Electric (kWh), 2023 [Low] | Achv, Cumulative, Gas (MMBtu), 2021 [Low] | Achv, Cumulative, Gas (MMBtu), 2022 [Low] | Achv, Cumulative, Gas (MMBtu), 2023 [Low] | Achv, Cumulative, Oil (MMBtu), 2021 [Low] | Achv, Cumulative, Oil (MMBtu), 2022 [Low] | Achv, Cumulative, Oil (MMBtu), 2023 [Low] | Achv, Cumulative, Propane (MMBtu), 2021 [Low] | Achv, Cumulative, Propane (MMBtu), 2022 [Low] | Achv, Cumulative, Propane (MMBtu), 2023 [Low] | Achv, Cumulative, Energy (MMBtu), 2021 [Low] | Achv, Cumulative, Energy (MMBtu), 2022 [Low] | Achv, Cumulative, Energy (MMBtu), 2023 [Low] | Achv, Cumulative, Demand (kW), 2021 [Low] | Achv, Cumulative, Demand (kW), 2022 [Low] | Achv, Cumulative, Demand (kW), 2023 [Low] | Measure, NTG, 2022 | Measure, NTG, 2023 | Measure, NTG, 2024 | Measure, NTG, 2025 | Measure, NTG, 2030 | Measure, NTG, 2035 | Measure, NTG, 2040 | Measure, GST Costs (2021$), 2021 [Mid] | Measure, GST Net Benefits (2021$), 2021 [Mid] | Measure, GST Ratio (2021$), 2021 [Mid] | Measure, GST Costs (2021$), 2022 [Mid] | Measure, GST Net Benefits (2021$), 2022 [Mid] | Measure, GST Ratio (2021$), 2022 [Mid] | Measure, GST Costs (2021$), 2023 [Mid] | Measure, GST Net Benefits (2021$), 2023 [Mid] | Measure, GST Ratio (2021$), 2023 [Mid] | Econ, Annual, Electric (kWh), 2021 [Mid] | Econ, Annual, Gas (MMBtu), 2021 [Mid] | Econ, Annual, Oil (MMBtu), 2021 [Mid] | Econ, Annual, Propane (MMBtu), 2021 [Mid] | Econ, Annual, Energy (MMBtu), 2021 [Mid] | Econ, Annual, Demand (kW), 2021 [Mid] | Econ, Annual, Electric (kWh), 2022 [Mid] | Econ, Annual, Gas (MMBtu), 2022 [Mid] | Econ, Annual, Oil (MMBtu), 2022 [Mid] | Econ, Annual, Propane (MMBtu), 2022 [Mid] | Econ, Annual, Demand (kW), 2022 [Mid] | Econ, Annual, Electric (kWh), 2023 [Mid] | Econ, Annual, Gas (MMBtu), 2023 [Mid] | Econ, Annual, Oil (MMBtu), 2023 [Mid] | Econ, Annual, Propane (MMBtu), 2023 [Mid] | Econ, Annual, Demand (kW), 2023 [Mid] | Econ, Cumulative, Electric (kWh), 2021 [Mid] | Econ, Cumulative, Electric (kWh), 2022 [Mid] | Econ, Cumulative, Electric (kWh), 2023 [Mid] | Econ, Cumulative, Gas (MMBtu), 2021 [Mid] | Econ, Cumulative, Gas (MMBtu), 2022 [Mid] | Econ, Cumulative, Gas (MMBtu), 2023 [Mid] | Econ, Cumulative, Oil (MMBtu), 2021 [Mid] | Econ, Cumulative, Oil (MMBtu), 2022 [Mid] | Econ, Cumulative, Oil (MMBtu), 2023 [Mid] | Econ, Cumulative, Propane (MMBtu), 2021 [Mid] | Econ, Cumulative, Propane (MMBtu), 2022 [Mid] | Econ, Cumulative, Propane (MMBtu), 2023 [Mid] | Econ, Cumulative, Energy (MMBtu), 2021 [Mid] | Econ, Cumulative, Energy (MMBtu), 2022 [Mid] | Econ, Cumulative, Energy (MMBtu), 2023 [Mid] | Econ, Cumulative, Demand (kW), 2021 [Mid] | Econ, Cumulative, Demand (kW), 2022 [Mid] | Econ, Cumulative, Demand (kW), 2023 [Mid] | Achv, Annual, Incentive Spending (2021$), 2021 [Mid] | Achv, GST, Benefits (2021$), 2021 [Mid] | Achv, GST, Costs (2021$), 2021 [Mid] | Achv, Participant, Benefits (2021$), 2021 [Mid] | Achv, Participant, Costs (2021$), 2021 [Mid] | Achv, Annual, Incentive Spending (2021$), 2022 [Mid] | Achv, GST, Benefits (2021$), 2022 [Mid] | Achv, GST, Costs (2021$), 2022 [Mid] | Achv, Participant, Benefits (2021$), 2022 [Mid] | Achv, Participant, Costs (2021$), 2022 [Mid] | Achv, Annual, Incentive Spending (2021$), 2023 [Mid] | Achv, GST, Benefits (2021$), 2023 [Mid] | Achv, GST, Costs (2021$), 2023 [Mid] | Achv, Participant, Benefits (2021$), 2023 [Mid] | Achv, Participant, Costs (2021$), 2023 [Mid] | Achv, Market Units Adopted, 2021 [Mid] | Achv, Market Units Adopted, 2022 [Mid] | Achv, Market Units Adopted, 2023 [Mid] | Achv, Total Market Adoption (%), 2021 [Mid] | Achv, Total Market Adoption (%), 2022 [Mid] | Achv, Total Market Adoption (%), 2023 [Mid] | Achv, Annual, Electric (kWh), 2021 [Mid] | Achv, Annual, Gas (MMBtu), 2021 [Mid] | Achv, Annual, Oil (MMBtu), 2021 [Mid] | Achv, Annual, Propane (MMBtu), 2021 [Mid] | Achv, Annual, Energy (MMBtu), 2021 [Mid] | Achv, Annual, Demand (kW), 2021 [Mid] | Achv, Annual, Electric (kWh), 2022 [Mid] | Achv, Annual, Gas (MMBtu), 2022 [Mid] | Achv, Annual, Oil (MMBtu), 2022 [Mid] | Achv, Annual, Propane (MMBtu), 2022 [Mid] | Achv, Annual, Energy (MMBtu), 2022 [Mid] | Achv, Annual, Demand (kW), 2022 [Mid] | Achv, Annual, Electric (kWh), 2023 [Mid] | Achv, Annual, Gas (MMBtu), 2023 [Mid] | Achv, Annual, Oil (MMBtu), 2023 [Mid] | Achv, Annual, Propane (MMBtu), 2023 [Mid] | Achv, Annual, Energy (MMBtu), 2023 [Mid] | Achv, Annual, Demand (kW), 2023 [Mid] | Achv, Lifetime, Electric (kWh), 2021 [Mid] | Achv, Lifetime, Electric (kWh), 2022 [Mid] | Achv, Lifetime, Electric (kWh), 2023 [Mid] | Achv, Lifetime, Gas (MMBtu), 2021 [Mid] | Achv, Lifetime, Gas (MMBtu), 2022 [Mid] | Achv, Lifetime, Gas (MMBtu), 2023 [Mid] | Achv, Lifetime, Oil (MMBtu), 2021 [Mid] | Achv, Lifetime, Oil (MMBtu), 2022 [Mid] | Achv, Lifetime, Oil (MMBtu), 2023 [Mid] | Achv, Lifetime, Propane (MMBtu), 2021 [Mid] | Achv, Lifetime, Propane (MMBtu), 2022 [Mid] | Achv, Lifetime, Propane (MMBtu), 2023 [Mid] | Achv, Lifetime, Energy (MMBtu), 2021 [Mid] | Achv, Lifetime, Energy (MMBtu), 2022 [Mid] | Achv, Lifetime, Energy (MMBtu), 2023 [Mid] | Achv, Cumulative, Electric (kWh), 2021 [Mid] | Achv, Cumulative, Electric (kWh), 2022 [Mid] | Achv, Cumulative, Electric (kWh), 2023 [Mid] | Achv, Cumulative, Gas (MMBtu), 2021 [Mid] | Achv, Cumulative, Gas (MMBtu), 2022 [Mid] | Achv, Cumulative, Gas (MMBtu), 2023 [Mid] | Achv, Cumulative, Oil (MMBtu), 2021 [Mid] | Achv, Cumulative, Oil (MMBtu), 2022 [Mid] | Achv, Cumulative, Oil (MMBtu), 2023 [Mid] | Achv, Cumulative, Propane (MMBtu), 2021 [Mid] | Achv, Cumulative, Propane (MMBtu), 2022 [Mid] | Achv, Cumulative, Propane (MMBtu), 2023 [Mid] | Achv, Cumulative, Energy (MMBtu), 2021 [Mid] | Achv, Cumulative, Energy (MMBtu), 2022 [Mid] | Achv, Cumulative, Energy (MMBtu), 2023 [Mid] | Achv, Cumulative, Demand (kW), 2021 [Mid] | Achv, Cumulative, Demand (kW), 2022 [Mid] | Achv, Cumulative, Demand (kW), 2023 [Mid] | Measure, GST Costs (2021$), 2021 [Max] | Measure, GST Net Benefits (2021$), 2021 [Max] | Measure, GST Ratio (2021$), 2021 [Max] | Measure, GST Costs (2021$), 2022 [Max] | Measure, GST Net Benefits (2021$), 2022 [Max] | Measure, GST Ratio (2021$), 2022 [Max] | Measure, GST Costs (2021$), 2023 [Max] | Measure, GST Net Benefits (2021$), 2023 [Max] | Measure, GST Ratio (2021$), 2023 [Max] | Econ, Annual, Electric (kWh), 2021 [Max] | Econ, Annual, Gas (MMBtu), 2021 [Max] | Econ, Annual, Oil (MMBtu), 2021 [Max] | Econ, Annual, Propane (MMBtu), 2021 [Max] | Econ, Annual, Energy (MMBtu), 2021 [Max] | Econ, Annual, Demand (kW), 2021 [Max] | Econ, Annual, Electric (kWh), 2022 [Max] | Econ, Annual, Gas (MMBtu), 2022 [Max] | Econ, Annual, Oil (MMBtu), 2022 [Max] | Econ, Annual, Propane (MMBtu), 2022 [Max] | Econ, Annual, Demand (kW), 2022 [Max] | Econ, Annual, Electric (kWh), 2023 [Max] | Econ, Annual, Gas (MMBtu), 2023 [Max] | Econ, Annual, Oil (MMBtu), 2023 [Max] | Econ, Annual, Propane (MMBtu), 2023 [Max] | Econ, Annual, Demand (kW), 2023 [Max] | Econ, Cumulative, Electric (kWh), 2021 [Max] | Econ, Cumulative, Electric (kWh), 2022 [Max] | Econ, Cumulative, Electric (kWh), 2023 [Max] | Econ, Cumulative, Gas (MMBtu), 2021 [Max] | Econ, Cumulative, Gas (MMBtu), 2022 [Max] | Econ, Cumulative, Gas (MMBtu), 2023 [Max] | Econ, Cumulative, Oil (MMBtu), 2021 [Max] | Econ, Cumulative, Oil (MMBtu), 2022 [Max] | Econ, Cumulative, Oil (MMBtu), 2023 [Max] | Econ, Cumulative, Propane (MMBtu), 2021 [Max] | Econ, Cumulative, Propane (MMBtu), 2022 [Max] | Econ, Cumulative, Propane (MMBtu), 2023 [Max] | Econ, Cumulative, Energy (MMBtu), 2021 [Max] | Econ, Cumulative, Energy (MMBtu), 2022 [Max] | Econ, Cumulative, Energy (MMBtu), 2023 [Max] | Econ, Cumulative, Demand (kW), 2021 [Max] | Econ, Cumulative, Demand (kW), 2022 [Max] | Econ, Cumulative, Demand (kW), 2023 [Max] | Achv, Annual, Incentive Spending (2021$), 2021 [Max] | Achv, GST, Benefits (2021$), 2021 [Max] | Achv, GST, Costs (2021$), 2021 [Max] | Achv, Participant, Benefits (2021$), 2021 [Max] | Achv, Participant, Costs (2021$), 2021 [Max] | Achv, Annual, Incentive Spending (2021$), 2022 [Max] | Achv, GST, Benefits (2021$), 2022 [Max] | Achv, GST, Costs (2021$), 2022 [Max] | Achv, Participant, Benefits (2021$), 2022 [Max] | Achv, Participant, Costs (2021$), 2022 [Max] | Achv, Annual, Incentive Spending (2021$), 2023 [Max] | Achv, GST, Benefits (2021$), 2023 [Max] | Achv, GST, Costs (2021$), 2023 [Max] | Achv, Participant, Benefits (2021$), 2023 [Max] | Achv, Participant, Costs (2021$), 2023 [Max] | Achv, Market Units Adopted, 2021 [Max] | Achv, Market Units Adopted, 2022 [Max] | Achv, Market Units Adopted, 2023 [Max] | Achv, Total Market Adoption (%), 2021 [Max] | Achv, Total Market Adoption (%), 2022 [Max] | Achv, Total Market Adoption (%), 2023 [Max] | Achv, Annual, Electric (kWh), 2021 [Max] | Achv, Annual, Gas (MMBtu), 2021 [Max] | Achv, Annual, Oil (MMBtu), 2021 [Max] | Achv, Annual, Propane (MMBtu), 2021 [Max] | Achv, Annual, Energy (MMBtu), 2021 [Max] | Achv, Annual, Demand (kW), 2021 [Max] | Achv, Annual, Electric (kWh), 2022 [Max] | Achv, Annual, Gas (MMBtu), 2022 [Max] | Achv, Annual, Oil (MMBtu), 2022 [Max] | Achv, Annual, Propane (MMBtu), 2022 [Max] | Achv, Annual, Energy (MMBtu), 2022 [Max] | Achv, Annual, Demand (kW), 2022 [Max] | Achv, Annual, Electric (kWh), 2023 [Max] | Achv, Annual, Gas (MMBtu), 2023 [Max] | Achv, Annual, Oil (MMBtu), 2023 [Max] | Achv, Annual, Propane (MMBtu), 2023 [Max] | Achv, Annual, Energy (MMBtu), 2023 [Max] | Achv, Annual, Demand (kW), 2023 [Max] | Achv, Lifetime, Electric (kWh), 2021 [Max] | Achv, Lifetime, Electric (kWh), 2022 [Max] | Achv, Lifetime, Electric (kWh), 2023 [Max] | Achv, Lifetime, Gas (MMBtu), 2021 [Max] | Achv, Lifetime, Gas (MMBtu), 2022 [Max] | Achv, Lifetime, Gas (MMBtu), 2023 [Max] | Achv, Lifetime, Oil (MMBtu), 2021 [Max] | Achv, Lifetime, Oil (MMBtu), 2022 [Max] | Achv, Lifetime, Oil (MMBtu), 2023 [Max] | Achv, Lifetime, Propane (MMBtu), 2021 [Max] | Achv, Lifetime, Propane (MMBtu), 2022 [Max] | Achv, Lifetime, Propane (MMBtu), 2023 [Max] | Achv, Lifetime, Energy (MMBtu), 2021 [Max] | Achv, Lifetime, Energy (MMBtu), 2022 [Max] | Achv, Lifetime, Energy (MMBtu), 2023 [Max] | Achv, Cumulative, Electric (kWh), 2021 [Max] | Achv, Cumulative, Electric (kWh), 2022 [Max] | Achv, Cumulative, Electric (kWh), 2023 [Max] | Achv, Cumulative, Gas (MMBtu), 2021 [Max] | Achv, Cumulative, Gas (MMBtu), 2022 [Max] | Achv, Cumulative, Gas (MMBtu), 2023 [Max] | Achv, Cumulative, Oil (MMBtu), 2021 [Max] | Achv, Cumulative, Oil (MMBtu), 2022 [Max] | Achv, Cumulative, Oil (MMBtu), 2023 [Max] | Achv, Cumulative, Propane (MMBtu), 2021 [Max] | Achv, Cumulative, Propane (MMBtu), 2022 [Max] | Achv, Cumulative, Propane (MMBtu), 2023 [Max] | Achv, Cumulative, Energy (MMBtu), 2021 [Max] | Achv, Cumulative, Energy (MMBtu), 2022 [Max] | Achv, Cumulative, Energy (MMBtu), 2023 [Max] | Achv, Cumulative, Demand (kW), 2021 [Max] | Achv, Cumulative, Demand (kW), 2022 [Max] | Achv, Cumulative, Demand (kW), 2023 [Max]
| 1 | Residential | Single Family | Appliance | Electric | 01-180 | 01-180.01 | Room Air Cleaner | [01-180]_Residential_Appliance_Air Purifier_ENERGY STAR_ROB_Electric_per unit | Federal Standard | ENERGY STAR | ENGINEER | 390.5 | 0 | 0 | 0 | 0.09 | 0 | 72 | 9 | 0.667 | 0.3587 | 0.3254 | 0.1574 | 0.1585 | 0.5 | 1 | Replace on Burnout | 10.5384 | 0.040973 | 1757.25 | 0 | 0 | 0 | 6.8322 | 119.6284 | 0 | 0 | 0 | 220.7194 | 0 | 0 | 340.3478 | 44.0307 | 296.3171 | 7.7298 | 118.8734 | 0 | 0 | 0 | 225.2633 | 0 | 0 | 344.1366 | 44.0307 | 300.106 | 7.8158 | 118.1744 | 0 | 0 | 0 | 231.8443 | 0 | 0 | 350.0187 | 44.0307 | 305.988 | 7.9494 | per unit | 0.068 | 28730.8745 | 0.005 | 626416.862 | 0 | 0 | 0 | 2308.4166 | 192.5931 | 629548.9464 | 0 | 0 | 0 | 193.5561 | 632696.6911 | 0 | 0 | 0 | 194.5239 | 626416.862 | 1255965.8084 | 1888662.4995 | 0 | 0 | 0 | 0 | 0 | 0 | 0 | 0 | 0 | 2308.4166 | 4628.3753 | 6959.9338 | 192.5931 | 386.1492 | 580.673 | 626416.862 | 0 | 0 | 0 | 2308.4166 | 192.5931 | 629548.9464 | 0 | 0 | 0 | 193.5561 | 632696.6911 | 0 | 0 | 0 | 194.5239 | 626416.862 | 386.1492 | 1888662.4995 | 0 | 0 | 0 | 0 | 0 | 0 | 0 | 0 | 0 | 2308.4166 | 4628.3753 | 6959.9338 | 192.5931 | 386.1492 | 580.673 | 92591.1204 | 715709.9345 | 92591.1204 | 506853.8146 | 58816.1109 | 93076.2143 | 727468.848 | 93076.2143 | 510191.7946 | 59124.2542 | 93598.0132 | 744050.9239 | 93598.0132 | 514698.4478 | 59455.7134 | 2102.8782 | 2113.8954 | 2125.7462 | 0.072828 | 0.072466 | 0.072105 | 410586.9712 | 0 | 0 | 0 | 1513.0592 | 126.2358 | 412738.0762 | 0 | 0 | 0 | 1520.9862 | 126.8971 | 415051.9461 | 0 | 0 | 0 | 1529.5131 | 127.6085 | 3695282.7405 | 3714642.6854 | 3735467.5149 | 0 | 0 | 0 | 0 | 0 | 0 | 0 | 0 | 0 | 13617.5326 | 13688.8762 | 13765.618 | 410586.9712 | 253.1329 | 1238376.9934 | 0 | 0 | 0 | 0 | 0 | 0 | 0 | 0 | 0 | 1513.0592 | 3034.0454 | 4563.5585 | 126.2358 | 253.1329 | 380.7415 | 1 | 1 | 1 | 1 | 1 | 1 | 1 | 54 | 286.3478 | 6.3027 | 54 | 290.1366 | 6.3729 | 54 | 296.0187 | 6.4818 | 626416.862 | 0 | 0 | 0 | 2308.4166 | 192.5931 | 629548.9464 | 0 | 0 | 0 | 193.5561 | 632696.6911 | 0 | 0 | 0 | 194.5239 | 626416.862 | 386.1492 | 1888662.4995 | 0 | 0 | 0 | 0 | 0 | 0 | 0 | 0 | 0 | 2308.4166 | 4628.3753 | 6959.9338 | 192.5931 | 386.1492 | 580.673 | 142566.4447 | 898558.7619 | 142566.4447 | 636344.2984 | 47522.1482 | 143295.9527 | 913210.8691 | 143295.9527 | 640457.2422 | 47765.3176 | 144052.3006 | 933722.2056 | 144052.3006 | 645903.8682 | 48017.4335 | 2640.1193 | 2653.6288 | 2667.6352 | 0.091434 | 0.090979 | 0.090527 | 515483.3022 | 0 | 0 | 0 | 1899.614 | 158.4864 | 518121.0141 | 0 | 0 | 0 | 1909.3342 | 159.2973 | 520855.7722 | 0 | 0 | 0 | 1919.4121 | 160.1381 | 4639349.7199 | 4663089.1268 | 4687701.9501 | 0 | 0 | 0 | 0 | 0 | 0 | 0 | 0 | 0 | 17096.5256 | 17184.008 | 17274.709 | 515483.3022 | 317.7837 | 1554460.0885 | 0 | 0 | 0 | 0 | 0 | 0 | 0 | 0 | 0 | 1899.614 | 3808.9482 | 5728.3603 | 158.4864 | 317.7837 | 477.9218 | 72 | 268.3478 | 4.7271 | 72 | 272.1366 | 4.7797 | 72 | 278.0187 | 4.8614 | 626416.862 | 0 | 0 | 0 | 2308.4166 | 192.5931 | 629548.9464 | 0 | 0 | 0 | 193.5561 | 632696.6911 | 0 | 0 | 0 | 194.5239 | 626416.862 | 386.1492 | 1888662.4995 | 0 | 0 | 0 | 0 | 0 | 0 | 0 | 0 | 0 | 2308.4166 | 4628.3753 | 6959.9338 | 192.5931 | 386.1492 | 580.673 | 207896.6077 | 982738.1834 | 207896.6077 | 695958.7579 | 0 | 208936.0908 | 998646.7106 | 208936.0908 | 700375.499 | 0 | 209980.7712 | 1020794.3989 | 209980.7712 | 706136.2008 | 0 | 2887.4529 | 2901.8901 | 2916.3996 | 0.1 | 0.099502 | 0.099007 | 563775.1758 | 0 | 0 | 0 | 2077.5749 | 173.3338 | 566594.0517 | 0 | 0 | 0 | 2087.9628 | 174.2005 | 569427.022 | 0 | 0 | 0 | 2098.4026 | 175.0715 | 5073976.5826 | 5099346.4655 | 5124843.1978 | 0 | 0 | 0 | 0 | 0 | 0 | 0 | 0 | 0 | 18698.1745 | 18791.6654 | 18885.6237 | 563775.1758 | 347.5343 | 1699796.2495 | 0 | 0 | 0 | 0 | 0 | 0 | 0 | 0 | 0 | 2077.5749 | 4165.5378 | 6263.9404 | 173.3338 | 347.5343 | 522.6057
| 2 | Residential | Multi-Family | Appliance | Electric | 01-180 | 01-180.02 | Room Air Cleaner | [01-180]_Residential_Appliance_Air Purifier_ENERGY STAR_ROB_Electric_per unit | Federal Standard | ENERGY STAR | ENGINEER | 390.5 | 0 | 0 | 0 | 0.09 | 0 | 72 | 9 | 0.667 | 0.3587 | 0.3254 | 0.1574 | 0.1585 | 0.5 | 1 | Replace on Burnout | 10.5384 | 0.040973 | 1757.25 | 0 | 0 | 0 | 6.8322 | 119.6284 | 0 | 0 | 0 | 220.7194 | 0 | 0 | 340.3478 | 44.0307 | 296.3171 | 7.7298 | 118.8734 | 0 | 0 | 0 | 225.2633 | 0 | 0 | 344.1366 | 44.0307 | 300.106 | 7.8158 | 118.1744 | 0 | 0 | 0 | 231.8443 | 0 | 0 | 350.0187 | 44.0307 | 305.988 | 7.9494 | per unit | 0.0727 | 4654.0432 | 0.005 | 101471.7154 | 0 | 0 | 0 | 373.9347 | 31.1977 | 101979.074 | 0 | 0 | 0 | 31.3537 | 102488.9693 | 0 | 0 | 0 | 31.5104 | 101471.7154 | 203450.7894 | 305939.7587 | 0 | 0 | 0 | 0 | 0 | 0 | 0 | 0 | 0 | 373.9347 | 749.739 | 1127.4224 | 31.1977 | 62.5513 | 94.0618 | 101471.7154 | 0 | 0 | 0 | 373.9347 | 31.1977 | 101979.074 | 0 | 0 | 0 | 31.3537 | 102488.9693 | 0 | 0 | 0 | 31.5104 | 101471.7154 | 62.5513 | 305939.7587 | 0 | 0 | 0 | 0 | 0 | 0 | 0 | 0 | 0 | 373.9347 | 749.739 | 1127.4224 | 31.1977 | 62.5513 | 94.0618 | 12957.8516 | 100161.4745 | 12957.8516 | 70932.6823 | 8231.1396 | 13027.1864 | 101818.411 | 13027.1864 | 71407.7558 | 8275.1827 | 13103.9065 | 104168.5972 | 13103.9065 | 72058.7981 | 8323.9172 | 294.2915 | 295.8662 | 297.6087 | 0.062919 | 0.062606 | 0.062294 | 57460.4242 | 0 | 0 | 0 | 211.7481 | 17.6663 | 57767.8827 | 0 | 0 | 0 | 212.8811 | 17.7609 | 58108.0913 | 0 | 0 | 0 | 214.1349 | 17.8654 | 517143.8178 | 519910.9444 | 522972.8213 | 0 | 0 | 0 | 0 | 0 | 0 | 0 | 0 | 0 | 1905.7331 | 1915.9303 | 1927.2137 | 57460.4242 | 35.4272 | 173336.3982 | 0 | 0 | 0 | 0 | 0 | 0 | 0 | 0 | 0 | 211.7481 | 424.6293 | 638.7641 | 17.6663 | 35.4272 | 53.2926 | 1 | 1 | 1 | 1 | 1 | 1 | 1 | 54 | 286.3478 | 6.3027 | 54 | 290.1366 | 6.3729 | 54 | 296.0187 | 6.4818 | 101471.7154 | 0 | 0 | 0 | 373.9347 | 31.1977 | 101979.074 | 0 | 0 | 0 | 31.3537 | 102488.9693 | 0 | 0 | 0 | 31.5104 | 101471.7154 | 62.5513 | 305939.7587 | 0 | 0 | 0 | 0 | 0 | 0 | 0 | 0 | 0 | 373.9347 | 749.739 | 1127.4224 | 31.1977 | 62.5513 | 94.0618 | 19689.0223 | 124094.7233 | 19689.0223 | 87881.8092 | 6563.0074 | 19790.8058 | 126124.839 | 19790.8058 | 88454.4515 | 6596.9353 | 19897.7422 | 128973.7382 | 19897.7422 | 89217.795 | 6632.5807 | 364.6115 | 366.4964 | 368.4767 | 0.077953 | 0.077565 | 0.077179 | 71190.4001 | 0 | 0 | 0 | 262.3446 | 21.8876 | 71558.4228 | 0 | 0 | 0 | 263.7008 | 22.0008 | 71945.077 | 0 | 0 | 0 | 265.1257 | 22.1197 | 640713.6008 | 644025.8051 | 647505.693 | 0 | 0 | 0 | 0 | 0 | 0 | 0 | 0 | 0 | 2361.1017 | 2373.3075 | 2386.1313 | 71190.4001 | 43.8884 | 214693.8999 | 0 | 0 | 0 | 0 | 0 | 0 | 0 | 0 | 0 | 262.3446 | 526.0455 | 791.1712 | 21.8876 | 43.8884 | 66.0081 | 72 | 268.3478 | 4.7271 | 72 | 272.1366 | 4.7797 | 72 | 278.0187 | 4.8614 | 101471.7154 | 0 | 0 | 0 | 373.9347 | 31.1977 | 101979.074 | 0 | 0 | 0 | 31.3537 | 102488.9693 | 0 | 0 | 0 | 31.5104 | 101471.7154 | 62.5513 | 305939.7587 | 0 | 0 | 0 | 0 | 0 | 0 | 0 | 0 | 0 | 373.9347 | 749.739 | 1127.4224 | 31.1977 | 62.5513 | 94.0618 | 29934.8057 | 141503.3986 | 29934.8057 | 100210.3421 | 0 | 30084.4797 | 143794.05 | 30084.4797 | 100846.3038 | 0 | 30234.9021 | 146983.0715 | 30234.9021 | 101675.7809 | 0 | 415.7612 | 417.84 | 419.9292 | 0.088889 | 0.088447 | 0.088007 | 81177.3723 | 0 | 0 | 0 | 299.1477 | 24.9581 | 81583.2592 | 0 | 0 | 0 | 300.6435 | 25.0829 | 81991.1755 | 0 | 0 | 0 | 302.1467 | 25.2083 | 730596.3509 | 734249.3326 | 737920.5793 | 0 | 0 | 0 | 0 | 0 | 0 | 0 | 0 | 0 | 2692.3297 | 2705.7914 | 2719.3203 | 81177.3723 | 50.0411 | 244751.807 | 0 | 0 | 0 | 0 | 0 | 0 | 0 | 0 | 0 | 299.1477 | 599.7912 | 901.9379 | 24.9581 | 50.0411 | 75.2494
| 3 | Residential | Low Income | Appliance | Electric | 01-180 | 01-180.03 | Room Air Cleaner | [01-180]_Residential_Appliance_Air Purifier_ENERGY STAR_ROB_Electric_per unit | Federal Standard | ENERGY STAR | ENGINEER | 390.5 | 0 | 0 | 0 | 0.09 | 0 | 72 | 9 | 0.667 | 0.3587 | 0.3254 | 0.1574 | 0.1585 | 0.5 | 1 | Replace on Burnout | 10.5384 | 0.040973 | 1757.25 | 0 | 0 | 0 | 6.8322 | 119.6284 | 0 | 0 | 0 | 220.7194 | 0 | 0 | 408.4173 | 72 | 336.4173 | 5.6725 | 118.8734 | 0 | 0 | 0 | 225.2633 | 0 | 0 | 412.964 | 72 | 340.964 | 5.7356 | 118.1744 | 0 | 0 | 0 | 231.8443 | 0 | 0 | 420.0224 | 72 | 348.0224 | 5.8336 | per unit | 0.0477 | 7328.6776 | 0.005 | 159786.5472 | 0 | 0 | 0 | 588.8314 | 49.1267 | 160585.4799 | 0 | 0 | 0 | 49.3723 | 161388.4073 | 0 | 0 | 0 | 49.6192 | 159786.5472 | 320372.0271 | 481760.4344 | 0 | 0 | 0 | 0 | 0 | 0 | 0 | 0 | 0 | 588.8314 | 1180.607 | 1775.3414 | 49.1267 | 98.499 | 148.1182 | 159786.5472 | 0 | 0 | 0 | 588.8314 | 49.1267 | 160585.4799 | 0 | 0 | 0 | 49.3723 | 161388.4073 | 0 | 0 | 0 | 49.6192 | 159786.5472 | 98.499 | 481760.4344 | 0 | 0 | 0 | 0 | 0 | 0 | 0 | 0 | 0 | 588.8314 | 1180.607 | 1775.3414 | 49.1267 | 98.499 | 148.1182 | 8249.1595 | 46793.0523 | 8249.1595 | 20280.4913 | 0 | 8290.4053 | 47550.5364 | 8290.4053 | 20409.1967 | 0 | 8331.8573 | 48605.098 | 8331.8573 | 20577.0657 | 0 | 114.5717 | 115.1445 | 115.7202 | 0.015556 | 0.015478 | 0.015401 | 22370.1166 | 0 | 0 | 0 | 82.4364 | 6.8777 | 22481.9672 | 0 | 0 | 0 | 82.8486 | 6.9121 | 22594.377 | 0 | 0 | 0 | 83.2628 | 6.9467 | 201331.0494 | 202337.7047 | 203349.3932 | 0 | 0 | 0 | 0 | 0 | 0 | 0 | 0 | 0 | 741.9276 | 745.6372 | 749.3654 | 22370.1166 | 13.7899 | 67446.4608 | 0 | 0 | 0 | 0 | 0 | 0 | 0 | 0 | 0 | 82.4364 | 165.285 | 248.5478 | 6.8777 | 13.7899 | 20.7365 | 1 | 1 | 1 | 1 | 1 | 1 | 1 | 72 | 336.4173 | 5.6725 | 72 | 340.964 | 5.7356 | 72 | 348.0224 | 5.8336 | 159786.5472 | 0 | 0 | 0 | 588.8314 | 49.1267 | 160585.4799 | 0 | 0 | 0 | 49.3723 | 161388.4073 | 0 | 0 | 0 | 49.6192 | 159786.5472 | 98.499 | 481760.4344 | 0 | 0 | 0 | 0 | 0 | 0 | 0 | 0 | 0 | 588.8314 | 1180.607 | 1775.3414 | 49.1267 | 98.499 | 148.1182 | 8249.1595 | 46793.0523 | 8249.1595 | 20280.4913 | 0 | 8290.4053 | 47550.5364 | 8290.4053 | 20409.1967 | 0 | 8331.8573 | 48605.098 | 8331.8573 | 20577.0657 | 0 | 114.5717 | 115.1445 | 115.7202 | 0.015556 | 0.015478 | 0.015401 | 22370.1166 | 0 | 0 | 0 | 82.4364 | 6.8777 | 22481.9672 | 0 | 0 | 0 | 82.8486 | 6.9121 | 22594.377 | 0 | 0 | 0 | 83.2628 | 6.9467 | 201331.0494 | 202337.7047 | 203349.3932 | 0 | 0 | 0 | 0 | 0 | 0 | 0 | 0 | 0 | 741.9276 | 745.6372 | 749.3654 | 22370.1166 | 13.7899 | 67446.4608 | 0 | 0 | 0 | 0 | 0 | 0 | 0 | 0 | 0 | 82.4364 | 165.285 | 248.5478 | 6.8777 | 13.7899 | 20.7365 | 72 | 336.4173 | 5.6725 | 72 | 340.964 | 5.7356 | 72 | 348.0224 | 5.8336 | 159786.5472 | 0 | 0 | 0 | 588.8314 | 49.1267 | 160585.4799 | 0 | 0 | 0 | 49.3723 | 161388.4073 | 0 | 0 | 0 | 49.6192 | 159786.5472 | 98.499 | 481760.4344 | 0 | 0 | 0 | 0 | 0 | 0 | 0 | 0 | 0 | 588.8314 | 1180.607 | 1775.3414 | 49.1267 | 98.499 | 148.1182 | 8249.1595 | 46793.0523 | 8249.1595 | 20280.4913 | 0 | 8290.4053 | 47550.5364 | 8290.4053 | 20409.1967 | 0 | 8331.8573 | 48605.098 | 8331.8573 | 20577.0657 | 0 | 114.5717 | 115.1445 | 115.7202 | 0.015556 | 0.015478 | 0.015401 | 22370.1166 | 0 | 0 | 0 | 82.4364 | 6.8777 | 22481.9672 | 0 | 0 | 0 | 82.8486 | 6.9121 | 22594.377 | 0 | 0 | 0 | 83.2628 | 6.9467 | 201331.0494 | 202337.7047 | 203349.3932 | 0 | 0 | 0 | 0 | 0 | 0 | 0 | 0 | 0 | 741.9276 | 745.6372 | 749.3654 | 22370.1166 | 13.7899 | 67446.4608 | 0 | 0 | 0 | 0 | 0 | 0 | 0 | 0 | 0 | 82.4364 | 165.285 | 248.5478 | 6.8777 | 13.7899 | 20.7365
| 4 | Residential | Single Family | Appliance | Electric | 01-173 | 01-173.01 | Clothes Dryer | [01-173]_Residential_Appliance_Clothes Dryer_ENERGY STAR_ROB_Electric_per unit | Federal Standard | ENERGY STAR | ENGINEER | 176.3104 | 0 | 0 | 0 | 0.60797 | 0 | 75 | 12 | 0.038 | 0.353 | 0.3127 | 0.1734 | 0.1609 | 1 | 1 | Replace on Burnout | 9.1175 | 0.035449 | 2115.7252 | 0 | 0 | 0 | 8.2259 | 134.7201 | 0 | 0 | 0 | 112.842 | 0 | 0 | 247.562 | 45.8653 | 201.6968 | 5.3976 | 133.613 | 0 | 0 | 0 | 114.5106 | 0 | 0 | 248.1236 | 45.8653 | 202.2584 | 5.4098 | 132.9125 | 0 | 0 | 0 | 116.2792 | 0 | 0 | 249.1916 | 45.8653 | 203.3264 | 5.4331 | per unit | 0.66102 | 279288.8627 | 0.005 | 0 | 0 | 0 | 0 | 0 | 0 | 0 | 0 | 0 | 0 | 0 | 0 | 0 | 0 | 0 | 0 | 0 | 0 | 0 | 0 | 0 | 0 | 0 | 0 | 0 | 0 | 0 | 0 | 0 | 0 | 0 | 0 | 0 | 0 | 0 | 0 | 0 | 0 | 0 | 0 | 0 | 0 | 0 | 0 | 0 | 0 | 0 | 0 | 0 | 0 | 0 | 0 | 0 | 0 | 0 | 0 | 0 | 0 | 0 | 0 | 0 | 0 | 0 | 0 | 0 | 0 | 0 | 0 | 89848.7333 | 484966.8108 | 89848.7333 | 542873.8899 | 57074.0805 | 90116.2687 | 487514.3146 | 90116.2687 | 543765.5612 | 57244.0254 | 90934.7059 | 494059.3479 | 90934.7059 | 551141.8788 | 57763.9165 | 1958.9708 | 1964.8039 | 1982.6483 | 0.0069792 | 0.0069445 | 0.00691 | 345386.9979 | 0 | 0 | 0 | 1272.7899 | 45.2576 | 346415.4294 | 0 | 0 | 0 | 1276.5798 | 45.3924 | 349561.579 | 0 | 0 | 0 | 1288.1737 | 45.8046 | 4144643.9752 | 4156985.1523 | 4194738.9482 | 0 | 0 | 0 | 0 | 0 | 0 | 0 | 0 | 0 | 15273.4793 | 15318.9579 | 15458.0849 | 345386.9979 | 90.65 | 1041364.0063 | 0 | 0 | 0 | 0 | 0 | 0 | 0 | 0 | 0 | 1272.7899 | 2549.3698 | 3837.5435 | 45.2576 | 90.65 | 136.4546 | 1 | 1 | 1 | 1 | 1 | 1 | 1 | 56.25 | 191.312 | 4.4011 | 56.25 | 191.8736 | 4.4111 | 56.25 | 192.9416 | 4.4301 | 0 | 0 | 0 | 0 | 0 | 0 | 0 | 0 | 0 | 0 | 0 | 0 | 0 | 0 | 0 | 0 | 0 | 0 | 0 | 0 | 0 | 0 | 0 | 0 | 0 | 0 | 0 | 0 | 0 | 0 | 0 | 0 | 0 | 0 | 265037.7548 | 1166458.4182 | 265037.7548 | 1305738.4645 | 88345.9183 | 266090.1927 | 1173747.0052 | 266090.1927 | 1309178.3766 | 88696.7309 | 267585.7516 | 1185424.4947 | 267585.7516 | 1322385.8349 | 89195.2505 | 4711.7823 | 4730.4923 | 4757.08 | 0.016787 | 0.016703 | 0.01662 | 830736.3768 | 0 | 0 | 0 | 3061.357 | 108.8551 | 834035.1464 | 0 | 0 | 0 | 3073.5133 | 109.2874 | 838722.8376 | 0 | 0 | 0 | 3090.788 | 109.9016 | 9968836.5211 | 10008421.7571 | 10064674.0506 | 0 | 0 | 0 | 0 | 0 | 0 | 0 | 0 | 0 | 36736.284 | 36882.1601 | 37089.4561 | 830736.3768 | 218.1425 | 2503494.3607 | 0 | 0 | 0 | 0 | 0 | 0 | 0 | 0 | 0 | 3061.357 | 6134.8703 | 9225.6584 | 108.8551 | 218.1425 | 328.0441 | 75 | 172.562 | 3.3008 | 75 | 173.1236 | 3.3083 | 75 | 174.1916 | 3.3226 | 0 | 0 | 0 | 0 | 0 | 0 | 0 | 0 | 0 | 0 | 0 | 0 | 0 | 0 | 0 | 0 | 0 | 0 | 0 | 0 | 0 | 0 | 0 | 0 | 0 | 0 | 0 | 0 | 0 | 0 | 0 | 0 | 0 | 0 | 526284.9506 | 1737175.6473 | 526284.9506 | 1944601.7338 | 0 | 528916.3753 | 1749822.1331 | 528916.3753 | 1951723.2327 | 0 | 531560.9572 | 1766140.5046 | 531560.9572 | 1970196.4959 | 0 | 7017.1327 | 7052.2183 | 7087.4794 | 0.025 | 0.024876 | 0.024752 | 1237193.6972 | 0 | 0 | 0 | 4559.198 | 162.115 | 1243379.6657 | 0 | 0 | 0 | 4581.9939 | 162.9256 | 1249596.564 | 0 | 0 | 0 | 4604.9039 | 163.7402 | 14846324.3666 | 14920555.9884 | 14995158.7683 | 0 | 0 | 0 | 0 | 0 | 0 | 0 | 0 | 0 | 54710.3754 | 54983.9273 | 55258.847 | 1237193.6972 | 325.0406 | 3730169.9269 | 0 | 0 | 0 | 0 | 0 | 0 | 0 | 0 | 0 | 4559.198 | 9141.1919 | 13746.0958 | 162.115 | 325.0406 | 488.7809
| 5 | Residential | Multi-Family | Appliance | Electric | 01-173 | 01-173.02 | Clothes Dryer | [01-173]_Residential_Appliance_Clothes Dryer_ENERGY STAR_ROB_Electric_per unit | Federal Standard | ENERGY STAR | ENGINEER | 176.3104 | 0 | 0 | 0 | 0.60797 | 0 | 75 | 12 | 0.038 | 0.353 | 0.3127 | 0.1734 | 0.1609 | 1 | 1 | Replace on Burnout | 9.1175 | 0.035449 | 2115.7252 | 0 | 0 | 0 | 8.2259 | 134.7201 | 0 | 0 | 0 | 112.842 | 0 | 0 | 247.562 | 45.8653 | 201.6968 | 5.3976 | 133.613 | 0 | 0 | 0 | 114.5106 | 0 | 0 | 248.1236 | 45.8653 | 202.2584 | 5.4098 | 132.9125 | 0 | 0 | 0 | 116.2792 | 0 | 0 | 249.1916 | 45.8653 | 203.3264 | 5.4331 | per unit | 0.57094 | 36550.0159 | 0.005 | 0 | 0 | 0 | 0 | 0 | 0 | 0 | 0 | 0 | 0 | 0 | 0 | 0 | 0 | 0 | 0 | 0 | 0 | 0 | 0 | 0 | 0 | 0 | 0 | 0 | 0 | 0 | 0 | 0 | 0 | 0 | 0 | 0 | 0 | 0 | 0 | 0 | 0 | 0 | 0 | 0 | 0 | 0 | 0 | 0 | 0 | 0 | 0 | 0 | 0 | 0 | 0 | 0 | 0 | 0 | 0 | 0 | 0 | 0 | 0 | 0 | 0 | 0 | 0 | 0 | 0 | 0 | 0 | 11758.3372 | 63466.7077 | 11758.3372 | 71044.8999 | 7469.1791 | 11793.3491 | 63800.0948 | 11793.3491 | 71161.5912 | 7491.4195 | 11900.4564 | 64656.6312 | 11900.4564 | 72126.9163 | 7559.4567 | 256.3669 | 257.1302 | 259.4655 | 0.0069792 | 0.0069445 | 0.00691 | 45200.1563 | 0 | 0 | 0 | 166.5677 | 5.9228 | 45334.7452 | 0 | 0 | 0 | 167.0636 | 5.9404 | 45746.476 | 0 | 0 | 0 | 168.5809 | 5.9944 | 542401.8758 | 544016.9427 | 548957.712 | 0 | 0 | 0 | 0 | 0 | 0 | 0 | 0 | 0 | 1998.8119 | 2004.7636 | 2022.9709 | 45200.1563 | 11.8632 | 136281.3775 | 0 | 0 | 0 | 0 | 0 | 0 | 0 | 0 | 0 | 166.5677 | 333.6313 | 502.2122 | 5.9228 | 11.8632 | 17.8576 | 1 | 1 | 1 | 1 | 1 | 1 | 1 | 56.25 | 191.312 | 4.4011 | 56.25 | 191.8736 | 4.4111 | 56.25 | 192.9416 | 4.4301 | 0 | 0 | 0 | 0 | 0 | 0 | 0 | 0 | 0 | 0 | 0 | 0 | 0 | 0 | 0 | 0 | 0 | 0 | 0 | 0 | 0 | 0 | 0 | 0 | 0 | 0 | 0 | 0 | 0 | 0 | 0 | 0 | 0 | 0 | 34684.9998 | 152652.2514 | 34684.9998 | 170879.5729 | 11561.6666 | 34822.7304 | 153606.0953 | 34822.7304 | 171329.7478 | 11607.5768 | 35018.4514 | 155134.3067 | 35018.4514 | 173058.1834 | 11672.8171 | 616.6222 | 619.0708 | 622.5502 | 0.016787 | 0.016703 | 0.01662 | 108716.93 | 0 | 0 | 0 | 400.6341 | 14.2457 | 109148.6339 | 0 | 0 | 0 | 402.225 | 14.3022 | 109762.1033 | 0 | 0 | 0 | 404.4857 | 14.3826 | 1304603.1603 | 1309783.6067 | 1317145.2402 | 0 | 0 | 0 | 0 | 0 | 0 | 0 | 0 | 0 | 4807.6094 | 4826.6999 | 4853.8284 | 108716.93 | 28.5479 | 327627.6673 | 0 | 0 | 0 | 0 | 0 | 0 | 0 | 0 | 0 | 400.6341 | 802.8591 | 1207.3448 | 14.2457 | 28.5479 | 42.9305 | 75 | 172.562 | 3.3008 | 75 | 173.1236 | 3.3083 | 75 | 174.1916 | 3.3226 | 0 | 0 | 0 | 0 | 0 | 0 | 0 | 0 | 0 | 0 | 0 | 0 | 0 | 0 | 0 | 0 | 0 | 0 | 0 | 0 | 0 | 0 | 0 | 0 | 0 | 0 | 0 | 0 | 0 | 0 | 0 | 0 | 0 | 0 | 68873.9361 | 227340.9575 | 68873.9361 | 254486.425 | 0 | 69218.3058 | 228995.9796 | 69218.3058 | 255418.4023 | 0 | 69564.3973 | 231131.5346 | 69564.3973 | 257835.9641 | 0 | 918.3191 | 922.9107 | 927.5253 | 0.025 | 0.024876 | 0.024752 | 161909.2463 | 0 | 0 | 0 | 596.6538 | 21.2157 | 162718.7925 | 0 | 0 | 0 | 599.6371 | 21.3218 | 163532.3865 | 0 | 0 | 0 | 602.6352 | 21.4284 | 1942910.9552 | 1952625.5099 | 1962388.6375 | 0 | 0 | 0 | 0 | 0 | 0 | 0 | 0 | 0 | 7159.8454 | 7195.6447 | 7231.6229 | 161909.2463 | 42.5375 | 488160.4252 | 0 | 0 | 0 | 0 | 0 | 0 | 0 | 0 | 0 | 596.6538 | 1196.2908 | 1798.9261 | 21.2157 | 42.5375 | 63.9658
| 6 | Residential | Low Income | Appliance | Electric | 01-173 | 01-173.03 | Clothes Dryer | [01-173]_Residential_Appliance_Clothes Dryer_ENERGY STAR_ROB_Electric_per unit | Federal Standard | ENERGY STAR | ENGINEER | 176.3104 | 0 | 0 | 0 | 0.60797 | 0 | 75 | 12 | 0.038 | 0.353 | 0.3127 | 0.1734 | 0.1609 | 0.87 | 1 | Replace on Burnout | 10.4799 | 0.040746 | 1840.6809 | 0 | 0 | 0 | 7.1566 | 117.2065 | 0 | 0 | 0 | 112.842 | 0 | 0 | 276.0581 | 75 | 201.0581 | 3.6808 | 116.2433 | 0 | 0 | 0 | 114.5106 | 0 | 0 | 276.9047 | 75 | 201.9047 | 3.6921 | 115.6338 | 0 | 0 | 0 | 116.2792 | 0 | 0 | 278.2956 | 75 | 203.2956 | 3.7106 | per unit | 0.59842 | 91941.3882 | 0.005 | 0 | 0 | 0 | 0 | 0 | 0 | 0 | 0 | 0 | 0 | 0 | 0 | 0 | 0 | 0 | 0 | 0 | 0 | 0 | 0 | 0 | 0 | 0 | 0 | 0 | 0 | 0 | 0 | 0 | 0 | 0 | 0 | 0 | 0 | 0 | 0 | 0 | 0 | 0 | 0 | 0 | 0 | 0 | 0 | 0 | 0 | 0 | 0 | 0 | 0 | 0 | 0 | 0 | 0 | 0 | 0 | 0 | 0 | 0 | 0 | 0 | 0 | 0 | 0 | 0 | 0 | 0 | 0 | 34650.4107 | 127540.3592 | 34650.4107 | 81803.1494 | 0 | 34823.6627 | 128571.1668 | 34823.6627 | 82102.728 | 0 | 34997.781 | 129863.049 | 34997.781 | 82879.8389 | 0 | 462.0055 | 464.3155 | 466.6371 | 0.005 | 0.0049751 | 0.0049504 | 70867.0552 | 0 | 0 | 0 | 261.1531 | 10.6736 | 71221.3905 | 0 | 0 | 0 | 262.4588 | 10.727 | 71577.4974 | 0 | 0 | 0 | 263.7711 | 10.7806 | 850404.6621 | 854656.6854 | 858929.9688 | 0 | 0 | 0 | 0 | 0 | 0 | 0 | 0 | 0 | 3133.8368 | 3149.506 | 3165.2536 | 70867.0552 | 21.4006 | 213665.943 | 0 | 0 | 0 | 0 | 0 | 0 | 0 | 0 | 0 | 261.1531 | 523.6119 | 787.383 | 10.6736 | 21.4006 | 32.1812 | 1 | 1 | 1 | 1 | 1 | 1 | 1 | 75 | 201.0581 | 3.6808 | 75 | 201.9047 | 3.6921 | 75 | 203.2956 | 3.7106 | 0 | 0 | 0 | 0 | 0 | 0 | 0 | 0 | 0 | 0 | 0 | 0 | 0 | 0 | 0 | 0 | 0 | 0 | 0 | 0 | 0 | 0 | 0 | 0 | 0 | 0 | 0 | 0 | 0 | 0 | 0 | 0 | 0 | 0 | 34650.4107 | 127540.3592 | 34650.4107 | 81803.1494 | 0 | 34823.6627 | 128571.1668 | 34823.6627 | 82102.728 | 0 | 34997.781 | 129863.049 | 34997.781 | 82879.8389 | 0 | 462.0055 | 464.3155 | 466.6371 | 0.005 | 0.0049751 | 0.0049504 | 70867.0552 | 0 | 0 | 0 | 261.1531 | 10.6736 | 71221.3905 | 0 | 0 | 0 | 262.4588 | 10.727 | 71577.4974 | 0 | 0 | 0 | 263.7711 | 10.7806 | 850404.6621 | 854656.6854 | 858929.9688 | 0 | 0 | 0 | 0 | 0 | 0 | 0 | 0 | 0 | 3133.8368 | 3149.506 | 3165.2536 | 70867.0552 | 21.4006 | 213665.943 | 0 | 0 | 0 | 0 | 0 | 0 | 0 | 0 | 0 | 261.1531 | 523.6119 | 787.383 | 10.6736 | 21.4006 | 32.1812 | 75 | 201.0581 | 3.6808 | 75 | 201.9047 | 3.6921 | 75 | 203.2956 | 3.7106 | 0 | 0 | 0 | 0 | 0 | 0 | 0 | 0 | 0 | 0 | 0 | 0 | 0 | 0 | 0 | 0 | 0 | 0 | 0 | 0 | 0 | 0 | 0 | 0 | 0 | 0 | 0 | 0 | 0 | 0 | 0 | 0 | 0 | 0 | 34650.4107 | 127540.3592 | 34650.4107 | 81803.1494 | 0 | 34823.6627 | 128571.1668 | 34823.6627 | 82102.728 | 0 | 34997.781 | 129863.049 | 34997.781 | 82879.8389 | 0 | 462.0055 | 464.3155 | 466.6371 | 0.005 | 0.0049751 | 0.0049504 | 70867.0552 | 0 | 0 | 0 | 261.1531 | 10.6736 | 71221.3905 | 0 | 0 | 0 | 262.4588 | 10.727 | 71577.4974 | 0 | 0 | 0 | 263.7711 | 10.7806 | 850404.6621 | 854656.6854 | 858929.9688 | 0 | 0 | 0 | 0 | 0 | 0 | 0 | 0 | 0 | 3133.8368 | 3149.506 | 3165.2536 | 70867.0552 | 21.4006 | 213665.943 | 0 | 0 | 0 | 0 | 0 | 0 | 0 | 0 | 0 | 261.1531 | 523.6119 | 787.383 | 10.6736 | 21.4006 | 32.1812
| 7 | Residential | Single Family | Appliance | Gas | 01-256 | 01-256.01 | Clothes Dryer | [01-256]_Residential_Appliance_Clothes Dryer_ENERGY STAR_ROB_Gas_per unit | Federal Standard | ENERGY STAR | ENGINEER | 27.2282 | 0.48776 | 0 | 0 | 0.09389 | 0 | 60 | 12 | 0.038 | 0.353 | 0.3127 | 0.1734 | 0.1609 | 1 | 1 | Replace on Burnout | 8.0583 | 0.18363 | 326.7388 | 6.1754 | 0 | 0 | 7.4457 | 20.8053 | 44.7321 | 0 | 0 | 17.4266 | 0.51461 | 0 | 83.4786 | 28.6392 | 54.8394 | 2.9148 | 20.6343 | 45.2986 | 0 | 0 | 17.6843 | 0.51461 | 0 | 84.1318 | 28.6392 | 55.4926 | 2.9376 | 20.5261 | 45.8995 | 0 | 0 | 17.9574 | 0.51461 | 0 | 84.8977 | 28.6392 | 56.2585 | 2.9644 | per unit | 0.107 | 45207.5498 | 0.005 | 103089.6953 | 1846.7221 | 0 | 0 | 2226.6193 | 13.5083 | 103605.1437 | 1855.9557 | 0 | 0 | 13.5758 | 104123.1695 | 1865.2355 | 0 | 0 | 13.6437 | 103089.6953 | 206694.839 | 310818.0085 | 1846.7221 | 3702.6779 | 5567.9134 | 0 | 0 | 0 | 0 | 0 | 0 | 2226.6193 | 4464.3716 | 6713.3127 | 13.5083 | 27.0842 | 40.7279 | 103089.6953 | 1846.7221 | 0 | 0 | 2226.6193 | 13.5083 | 103605.1437 | 1855.9557 | 0 | 0 | 13.5758 | 104123.1695 | 1865.2355 | 0 | 0 | 13.6437 | 103089.6953 | 27.0842 | 310818.0085 | 1846.7221 | 3702.6779 | 5567.9134 | 0 | 0 | 0 | 0 | 0 | 0 | 2226.6193 | 4464.3716 | 6713.3127 | 13.5083 | 27.0842 | 40.7279 | 1210.2095 | 3527.56 | 1210.2095 | 4162.7916 | 1325.2145 | 1223.1461 | 3593.1678 | 1223.1461 | 4217.1451 | 1339.3806 | 1242.2867 | 3682.6158 | 1242.2867 | 4304.5862 | 1360.34 | 42.2571 | 42.7088 | 43.3771 | 0.00093008 | 0.00092546 | 0.00092085 | 1150.5853 | 20.6113 | 0 | 0 | 24.8513 | 0.15077 | 1162.8846 | 20.8316 | 0 | 0 | 25.117 | 0.15238 | 1181.0821 | 21.1576 | 0 | 0 | 25.51 | 0.15476 | 13807.0234 | 13954.6152 | 14172.9853 | 247.3354 | 249.9794 | 253.8912 | 0 | 0 | 0 | 0 | 0 | 0 | 298.2159 | 301.4037 | 306.1202 | 1150.5853 | 0.30314 | 3494.552 | 20.6113 | 41.4429 | 62.6005 | 0 | 0 | 0 | 0 | 0 | 0 | 24.8513 | 49.9683 | 75.4783 | 0.15077 | 0.30314 | 0.45791 | 1 | 1 | 1 | 1 | 1 | 1 | 1 | 45 | 38.4786 | 1.8551 | 45 | 39.1318 | 1.8696 | 45 | 39.8977 | 1.8866 | 103089.6953 | 1846.7221 | 0 | 0 | 2226.6193 | 13.5083 | 103605.1437 | 1855.9557 | 0 | 0 | 13.5758 | 104123.1695 | 1865.2355 | 0 | 0 | 13.6437 | 103089.6953 | 27.0842 | 310818.0085 | 1846.7221 | 3702.6779 | 5567.9134 | 0 | 0 | 0 | 0 | 0 | 0 | 2226.6193 | 4464.3716 | 6713.3127 | 13.5083 | 27.0842 | 40.7279 | 16453.8918 | 30523.2788 | 16453.8918 | 36019.813 | 5484.6306 | 16602.5354 | 31040.0385 | 16602.5354 | 36430.3465 | 5534.1785 | 16823.2039 | 31738.9082 | 16823.2039 | 37099.4087 | 5607.7346 | 365.642 | 368.9452 | 373.849 | 0.0080478 | 0.0080078 | 0.007968 | 9955.7869 | 178.3454 | 0 | 0 | 215.0336 | 1.3046 | 10045.727 | 179.9566 | 0 | 0 | 216.9762 | 1.3163 | 10179.2473 | 182.3484 | 0 | 0 | 219.8601 | 1.3338 | 119469.4432 | 120548.7241 | 122150.9676 | 2140.1447 | 2159.4787 | 2188.1808 | 0 | 0 | 0 | 0 | 0 | 0 | 2580.403 | 2603.7143 | 2638.3209 | 9955.7869 | 2.6209 | 30180.7612 | 178.3454 | 358.3019 | 540.6503 | 0 | 0 | 0 | 0 | 0 | 0 | 215.0336 | 432.0098 | 651.8698 | 1.3046 | 2.6209 | 3.9547 | 60 | 23.4786 | 1.3913 | 60 | 24.1318 | 1.4022 | 60 | 24.8977 | 1.415 | 103089.6953 | 1846.7221 | 0 | 0 | 2226.6193 | 13.5083 | 103605.1437 | 1855.9557 | 0 | 0 | 13.5758 | 104123.1695 | 1865.2355 | 0 | 0 | 13.6437 | 103089.6953 | 27.0842 | 310818.0085 | 1846.7221 | 3702.6779 | 5567.9134 | 0 | 0 | 0 | 0 | 0 | 0 | 2226.6193 | 4464.3716 | 6713.3127 | 13.5083 | 27.0842 | 40.7279 | 136300.7627 | 189636.5722 | 136300.7627 | 223785.7179 | 0 | 136982.2665 | 192076.152 | 136982.2665 | 225431.4467 | 0 | 137667.1778 | 194793.7183 | 137667.1778 | 227693.1428 | 0 | 2271.6794 | 2283.0378 | 2294.453 | 0.05 | 0.049751 | 0.049504 | 61853.8172 | 1108.0333 | 0 | 0 | 1335.9716 | 8.105 | 62163.0862 | 1113.5734 | 0 | 0 | 1342.6514 | 8.1455 | 62473.9017 | 1119.1413 | 0 | 0 | 1349.3647 | 8.1862 | 742245.8059 | 745957.0349 | 749686.8201 | 13296.3993 | 13362.8813 | 13429.6958 | 0 | 0 | 0 | 0 | 0 | 0 | 16031.6586 | 16111.8169 | 16192.376 | 61853.8172 | 16.2505 | 186490.8051 | 1108.0333 | 2221.6067 | 3340.748 | 0 | 0 | 0 | 0 | 0 | 0 | 1335.9716 | 2678.623 | 4027.9876 | 8.105 | 16.2505 | 24.4367
| 8 | Residential | Multi-Family | Appliance | Gas | 01-256 | 01-256.02 | Clothes Dryer | [01-256]_Residential_Appliance_Clothes Dryer_ENERGY STAR_ROB_Gas_per unit | Federal Standard | ENERGY STAR | ENGINEER | 27.2282 | 0.48776 | 0 | 0 | 0.09389 | 0 | 60 | 12 | 0.038 | 0.353 | 0.3127 | 0.1734 | 0.1609 | 1 | 1 | Replace on Burnout | 8.0583 | 0.18363 | 326.7388 | 6.1754 | 0 | 0 | 7.4457 | 20.8053 | 44.7321 | 0 | 0 | 17.4266 | 0.51461 | 0 | 83.4786 | 28.6392 | 54.8394 | 2.9148 | 20.6343 | 45.2986 | 0 | 0 | 17.6843 | 0.51461 | 0 | 84.1318 | 28.6392 | 55.4926 | 2.9376 | 20.5261 | 45.8995 | 0 | 0 | 17.9574 | 0.51461 | 0 | 84.8977 | 28.6392 | 56.2585 | 2.9644 | per unit | 0.078843 | 5047.3261 | 0.005 | 11509.7436 | 206.1826 | 0 | 0 | 248.5973 | 1.5082 | 11567.2924 | 207.2135 | 0 | 0 | 1.5157 | 11625.1288 | 208.2496 | 0 | 0 | 1.5233 | 11509.7436 | 23077.036 | 34702.1648 | 206.1826 | 413.3961 | 621.6456 | 0 | 0 | 0 | 0 | 0 | 0 | 248.5973 | 498.4375 | 749.527 | 1.5082 | 3.0239 | 4.5472 | 11509.7436 | 206.1826 | 0 | 0 | 248.5973 | 1.5082 | 11567.2924 | 207.2135 | 0 | 0 | 1.5157 | 11625.1288 | 208.2496 | 0 | 0 | 1.5233 | 11509.7436 | 3.0239 | 34702.1648 | 206.1826 | 413.3961 | 621.6456 | 0 | 0 | 0 | 0 | 0 | 0 | 248.5973 | 498.4375 | 749.527 | 1.5082 | 3.0239 | 4.5472 | 135.1173 | 393.8445 | 135.1173 | 464.7668 | 147.9574 | 136.5616 | 401.1695 | 136.5616 | 470.8352 | 149.539 | 138.6986 | 411.1562 | 138.6986 | 480.5978 | 151.879 | 4.7179 | 4.7683 | 4.843 | 0.00093008 | 0.00092546 | 0.00092085 | 128.4604 | 2.3012 | 0 | 0 | 2.7746 | 0.016833 | 129.8336 | 2.3258 | 0 | 0 | 2.8043 | 0.017013 | 131.8653 | 2.3622 | 0 | 0 | 2.8481 | 0.017279 | 1541.5246 | 1558.0029 | 1582.3834 | 27.6145 | 27.9097 | 28.3464 | 0 | 0 | 0 | 0 | 0 | 0 | 33.2952 | 33.6511 | 34.1777 | 128.4604 | 0.033845 | 390.1592 | 2.3012 | 4.627 | 6.9892 | 0 | 0 | 0 | 0 | 0 | 0 | 2.7746 | 5.5789 | 8.427 | 0.016833 | 0.033845 | 0.051124 | 1 | 1 | 1 | 1 | 1 | 1 | 1 | 45 | 38.4786 | 1.8551 | 45 | 39.1318 | 1.8696 | 45 | 39.8977 | 1.8866 | 11509.7436 | 206.1826 | 0 | 0 | 248.5973 | 1.5082 | 11567.2924 | 207.2135 | 0 | 0 | 1.5157 | 11625.1288 | 208.2496 | 0 | 0 | 1.5233 | 11509.7436 | 3.0239 | 34702.1648 | 206.1826 | 413.3961 | 621.6456 | 0 | 0 | 0 | 0 | 0 | 0 | 248.5973 | 498.4375 | 749.527 | 1.5082 | 3.0239 | 4.5472 | 1837.0418 | 3407.8587 | 1837.0418 | 4021.535 | 612.3473 | 1853.6375 | 3465.5538 | 1853.6375 | 4067.3701 | 617.8792 | 1878.2747 | 3543.5811 | 1878.2747 | 4142.0695 | 626.0916 | 40.8232 | 41.1919 | 41.7394 | 0.0080478 | 0.0080078 | 0.007968 | 1111.5423 | 19.9119 | 0 | 0 | 24.008 | 0.14565 | 1121.5839 | 20.0918 | 0 | 0 | 24.2249 | 0.14697 | 1136.4912 | 20.3588 | 0 | 0 | 24.5469 | 0.14892 | 13338.5074 | 13459.0068 | 13637.8939 | 238.9426 | 241.1012 | 244.3057 | 0 | 0 | 0 | 0 | 0 | 0 | 288.0965 | 290.6991 | 294.5629 | 1111.5423 | 0.29262 | 3369.6173 | 19.9119 | 40.0036 | 60.3625 | 0 | 0 | 0 | 0 | 0 | 0 | 24.008 | 48.233 | 72.7799 | 0.14565 | 0.29262 | 0.44154 | 60 | 23.4786 | 1.3913 | 60 | 24.1318 | 1.4022 | 60 | 24.8977 | 1.415 | 11509.7436 | 206.1826 | 0 | 0 | 248.5973 | 1.5082 | 11567.2924 | 207.2135 | 0 | 0 | 1.5157 | 11625.1288 | 208.2496 | 0 | 0 | 1.5233 | 11509.7436 | 3.0239 | 34702.1648 | 206.1826 | 413.3961 | 621.6456 | 0 | 0 | 0 | 0 | 0 | 0 | 248.5973 | 498.4375 | 749.527 | 1.5082 | 3.0239 | 4.5472 | 15217.6882 | 21172.5171 | 15217.6882 | 24985.196 | 0 | 15293.7766 | 21444.8909 | 15293.7766 | 25168.9381 | 0 | 15370.2455 | 21748.3014 | 15370.2455 | 25421.4516 | 0 | 253.6281 | 254.8963 | 256.1708 | 0.05 | 0.049751 | 0.049504 | 6905.8462 | 123.7095 | 0 | 0 | 149.1584 | 0.9049 | 6940.3754 | 124.3281 | 0 | 0 | 149.9042 | 0.90943 | 6975.0773 | 124.9497 | 0 | 0 | 150.6537 | 0.91398 | 82870.1542 | 83284.505 | 83700.9275 | 1484.5145 | 1491.9371 | 1499.3968 | 0 | 0 | 0 | 0 | 0 | 0 | 1789.9003 | 1798.8498 | 1807.8441 | 6905.8462 | 1.8143 | 20821.2989 | 123.7095 | 248.0376 | 372.9874 | 0 | 0 | 0 | 0 | 0 | 0 | 149.1584 | 299.0625 | 449.7162 | 0.9049 | 1.8143 | 2.7283
| 9 | Residential | Low Income | Appliance | Gas | 01-256 | 01-256.03 | Clothes Dryer | [01-256]_Residential_Appliance_Clothes Dryer_ENERGY STAR_ROB_Gas_per unit | Federal Standard | ENERGY STAR | ENGINEER | 27.2282 | 0.48776 | 0 | 0 | 0.09389 | 0 | 60 | 12 | 0.038 | 0.353 | 0.3127 | 0.1734 | 0.1609 | 1 | 1 | Replace on Burnout | 8.0583 | 0.18363 | 326.7388 | 6.1754 | 0 | 0 | 7.4457 | 20.8053 | 44.7321 | 0 | 0 | 17.4266 | 0.51461 | 0 | 100.1743 | 60 | 40.1743 | 1.6696 | 20.6343 | 45.2986 | 0 | 0 | 17.6843 | 0.51461 | 0 | 100.9582 | 60 | 40.9582 | 1.6826 | 20.5261 | 45.8995 | 0 | 0 | 17.9574 | 0.51461 | 0 | 101.8772 | 60 | 41.8772 | 1.698 | per unit | 0.057438 | 8824.8435 | 0.005 | 20123.8604 | 360.4936 | 0 | 0 | 434.6523 | 2.6369 | 20224.4797 | 362.2961 | 0 | 0 | 2.6501 | 20325.6021 | 364.1076 | 0 | 0 | 2.6634 | 20123.8604 | 40348.3402 | 60673.9423 | 360.4936 | 722.7897 | 1086.8973 | 0 | 0 | 0 | 0 | 0 | 0 | 434.6523 | 871.4779 | 1310.4876 | 2.6369 | 5.287 | 7.9504 | 20123.8604 | 360.4936 | 0 | 0 | 434.6523 | 2.6369 | 20224.4797 | 362.2961 | 0 | 0 | 2.6501 | 20325.6021 | 364.1076 | 0 | 0 | 2.6634 | 20123.8604 | 5.287 | 60673.9423 | 360.4936 | 722.7897 | 1086.8973 | 0 | 0 | 0 | 0 | 0 | 0 | 434.6523 | 871.4779 | 1310.4876 | 2.6369 | 5.287 | 7.9504 | 5321.3806 | 8884.4261 | 5321.3806 | 6821.5325 | 0 | 5347.9875 | 8998.7198 | 5347.9875 | 6872.8472 | 0 | 5374.7274 | 9126.0371 | 5374.7274 | 6941.978 | 0 | 88.6897 | 89.1331 | 89.5788 | 0.01 | 0.0099502 | 0.0099007 | 2414.8633 | 43.2592 | 0 | 0 | 52.1583 | 0.31643 | 2426.9376 | 43.4755 | 0 | 0 | 52.4191 | 0.31801 | 2439.0723 | 43.6929 | 0 | 0 | 52.6812 | 0.3196 | 28978.359 | 29123.2508 | 29268.8671 | 519.1108 | 521.7064 | 524.3149 | 0 | 0 | 0 | 0 | 0 | 0 | 625.8993 | 629.0288 | 632.174 | 2414.8633 | 0.63444 | 7280.8731 | 43.2592 | 86.7348 | 130.4277 | 0 | 0 | 0 | 0 | 0 | 0 | 52.1583 | 104.5773 | 157.2585 | 0.31643 | 0.63444 | 0.95405 | 1 | 1 | 1 | 1 | 1 | 1 | 1 | 60 | 40.1743 | 1.6696 | 60 | 40.9582 | 1.6826 | 60 | 41.8772 | 1.698 | 20123.8604 | 360.4936 | 0 | 0 | 434.6523 | 2.6369 | 20224.4797 | 362.2961 | 0 | 0 | 2.6501 | 20325.6021 | 364.1076 | 0 | 0 | 2.6634 | 20123.8604 | 5.287 | 60673.9423 | 360.4936 | 722.7897 | 1086.8973 | 0 | 0 | 0 | 0 | 0 | 0 | 434.6523 | 871.4779 | 1310.4876 | 2.6369 | 5.287 | 7.9504 | 5321.3806 | 8884.4261 | 5321.3806 | 6821.5325 | 0 | 5347.9875 | 8998.7198 | 5347.9875 | 6872.8472 | 0 | 5374.7274 | 9126.0371 | 5374.7274 | 6941.978 | 0 | 88.6897 | 89.1331 | 89.5788 | 0.01 | 0.0099502 | 0.0099007 | 2414.8633 | 43.2592 | 0 | 0 | 52.1583 | 0.31643 | 2426.9376 | 43.4755 | 0 | 0 | 52.4191 | 0.31801 | 2439.0723 | 43.6929 | 0 | 0 | 52.6812 | 0.3196 | 28978.359 | 29123.2508 | 29268.8671 | 519.1108 | 521.7064 | 524.3149 | 0 | 0 | 0 | 0 | 0 | 0 | 625.8993 | 629.0288 | 632.174 | 2414.8633 | 0.63444 | 7280.8731 | 43.2592 | 86.7348 | 130.4277 | 0 | 0 | 0 | 0 | 0 | 0 | 52.1583 | 104.5773 | 157.2585 | 0.31643 | 0.63444 | 0.95405 | 60 | 40.1743 | 1.6696 | 60 | 40.9582 | 1.6826 | 60 | 41.8772 | 1.698 | 20123.8604 | 360.4936 | 0 | 0 | 434.6523 | 2.6369 | 20224.4797 | 362.2961 | 0 | 0 | 2.6501 | 20325.6021 | 364.1076 | 0 | 0 | 2.6634 | 20123.8604 | 5.287 | 60673.9423 | 360.4936 | 722.7897 | 1086.8973 | 0 | 0 | 0 | 0 | 0 | 0 | 434.6523 | 871.4779 | 1310.4876 | 2.6369 | 5.287 | 7.9504 | 5321.3806 | 8884.4261 | 5321.3806 | 6821.5325 | 0 | 5347.9875 | 8998.7198 | 5347.9875 | 6872.8472 | 0 | 5374.7274 | 9126.0371 | 5374.7274 | 6941.978 | 0 | 88.6897 | 89.1331 | 89.5788 | 0.01 | 0.0099502 | 0.0099007 | 2414.8633 | 43.2592 | 0 | 0 | 52.1583 | 0.31643 | 2426.9376 | 43.4755 | 0 | 0 | 52.4191 | 0.31801 | 2439.0723 | 43.6929 | 0 | 0 | 52.6812 | 0.3196 | 28978.359 | 29123.2508 | 29268.8671 | 519.1108 | 521.7064 | 524.3149 | 0 | 0 | 0 | 0 | 0 | 0 | 625.8993 | 629.0288 | 632.174 | 2414.8633 | 0.63444 | 7280.8731 | 43.2592 | 86.7348 | 130.4277 | 0 | 0 | 0 | 0 | 0 | 0 | 52.1583 | 104.5773 | 157.2585 | 0.31643 | 0.63444 | 0.95405
| 10 | Residential | Single Family | Appliance | Electric | 01-172 | 01-172.01 | Clothes Washers | [01-172]_Residential_Appliance_Clothes Washer_ENERGY STAR_ROB_Electric_per unit | Federal Standard | ENERGY STAR | ENGINEER | 148.2215 | 0 | 0 | 0 | 0.55933 | 6.3286 | 112.5 | 14 | 0.038 | 0.353 | 0.3127 | 0.1734 | 0.1609 | 1 | 1 | Replace on Burnout | 13.944 | 0.054214 | 2075.1012 | 0 | 0 | 0 | 8.068 | 126.9937 | 0 | 0 | 0 | 118.6964 | 0 | 158.8556 | 404.5457 | 68.7979 | 335.7478 | 5.8802 | 126.5127 | 0 | 0 | 0 | 119.568 | 0 | 158.8556 | 404.9363 | 68.7979 | 336.1384 | 5.8859 | 126.6856 | 0 | 0 | 0 | 120.6354 | 0 | 158.8556 | 406.1765 | 68.7979 | 337.3786 | 5.9039 | per unit | 0.26585 | 112325.4663 | 0.005 | 1195163.998 | 0 | 0 | 0 | 4404.3138 | 171.382 | 1201139.818 | 0 | 0 | 0 | 172.2389 | 1207145.5171 | 0 | 0 | 0 | 173.1001 | 1195163.998 | 2396303.816 | 3603449.3331 | 0 | 0 | 0 | 0 | 0 | 0 | 0 | 0 | 0 | 4404.3138 | 8830.6491 | 13279.1162 | 171.382 | 343.6209 | 516.721 | 1195163.998 | 0 | 0 | 0 | 4404.3138 | 171.382 | 1201139.818 | 0 | 0 | 0 | 172.2389 | 1207145.5171 | 0 | 0 | 0 | 173.1001 | 1195163.998 | 343.6209 | 3603449.3331 | 0 | 0 | 0 | 0 | 0 | 0 | 0 | 0 | 0 | 4404.3138 | 8830.6491 | 13279.1162 | 171.382 | 343.6209 | 516.721 | 217049.7859 | 1276296.9418 | 217049.7859 | 1333259.0882 | 137875.2544 | 218504.2041 | 1286089.777 | 218504.2041 | 1346068.7376 | 138799.1358 | 220543.9559 | 1302071.2845 | 220543.9559 | 1368669.8582 | 140094.8353 | 3154.8892 | 3176.0297 | 3205.6781 | 0.027947 | 0.027808 | 0.02767 | 467622.4617 | 0 | 0 | 0 | 1723.2414 | 67.0553 | 470755.9299 | 0 | 0 | 0 | 1734.7886 | 67.5046 | 475150.469 | 0 | 0 | 0 | 1750.9829 | 68.1348 | 6546714.4642 | 6590583.0184 | 6652106.5656 | 0 | 0 | 0 | 0 | 0 | 0 | 0 | 0 | 0 | 24125.3793 | 24287.0398 | 24513.761 | 467622.4617 | 134.5599 | 1413528.8606 | 0 | 0 | 0 | 0 | 0 | 0 | 0 | 0 | 0 | 1723.2414 | 3458.0299 | 5209.0129 | 67.0553 | 134.5599 | 202.6947 | 1 | 1 | 1 | 1 | 1 | 1 | 1 | 84.375 | 320.1707 | 4.7946 | 84.375 | 320.5613 | 4.7992 | 84.375 | 321.8015 | 4.8139 | 1195163.998 | 0 | 0 | 0 | 4404.3138 | 171.382 | 1201139.818 | 0 | 0 | 0 | 172.2389 | 1207145.5171 | 0 | 0 | 0 | 173.1001 | 1195163.998 | 343.6209 | 3603449.3331 | 0 | 0 | 0 | 0 | 0 | 0 | 0 | 0 | 0 | 4404.3138 | 8830.6491 | 13279.1162 | 171.382 | 343.6209 | 516.721 | 404446.616 | 1939166.1918 | 404446.616 | 2025712.7194 | 134815.5387 | 406732.8417 | 1952010.6731 | 406732.8417 | 2043045.975 | 135577.6139 | 409451.4498 | 1971076.4646 | 409451.4498 | 2071893.4342 | 136483.8166 | 4793.4414 | 4820.5374 | 4852.7579 | 0.042462 | 0.042251 | 0.042041 | 710491.1393 | 0 | 0 | 0 | 2618.2398 | 101.8817 | 714507.3509 | 0 | 0 | 0 | 2633.04 | 102.4577 | 719283.1281 | 0 | 0 | 0 | 2650.6392 | 103.1425 | 9946875.9507 | 10003102.912 | 10069963.7932 | 0 | 0 | 0 | 0 | 0 | 0 | 0 | 0 | 0 | 36655.3569 | 36862.5595 | 37108.9494 | 710491.1393 | 204.3394 | 2144281.6183 | 0 | 0 | 0 | 0 | 0 | 0 | 0 | 0 | 0 | 2618.2398 | 5251.2797 | 7901.919 | 101.8817 | 204.3394 | 307.4819 | 112.5 | 292.0457 | 3.596 | 112.5 | 292.4363 | 3.5994 | 112.5 | 293.6765 | 3.6105 | 1195163.998 | 0 | 0 | 0 | 4404.3138 | 171.382 | 1201139.818 | 0 | 0 | 0 | 172.2389 | 1207145.5171 | 0 | 0 | 0 | 173.1001 | 1195163.998 | 343.6209 | 3603449.3331 | 0 | 0 | 0 | 0 | 0 | 0 | 0 | 0 | 0 | 4404.3138 | 8830.6491 | 13279.1162 | 171.382 | 343.6209 | 516.721 | 680346.3235 | 2446499.4955 | 680346.3235 | 2555688.7114 | 0 | 683748.0551 | 2461105.9723 | 683748.0551 | 2575883.79 | 0 | 687166.7954 | 2480986.9978 | 687166.7954 | 2607884.9621 | 0 | 6047.5229 | 6077.7605 | 6108.1493 | 0.053571 | 0.053305 | 0.05304 | 896372.9985 | 0 | 0 | 0 | 3303.2353 | 128.5365 | 900854.8635 | 0 | 0 | 0 | 3319.7515 | 129.1792 | 905359.1378 | 0 | 0 | 0 | 3336.3503 | 129.8251 | 12549221.9791 | 12611968.089 | 12675027.9294 | 0 | 0 | 0 | 0 | 0 | 0 | 0 | 0 | 0 | 46245.2947 | 46476.5212 | 46708.9038 | 896372.9985 | 257.7157 | 2702586.9998 | 0 | 0 | 0 | 0 | 0 | 0 | 0 | 0 | 0 | 3303.2353 | 6622.9869 | 9959.3371 | 128.5365 | 257.7157 | 387.5408
| 11 | Residential | Multi-Family | Appliance | Electric | 01-172 | 01-172.02 | Clothes Washers | [01-172]_Residential_Appliance_Clothes Washer_ENERGY STAR_ROB_Electric_per unit | Federal Standard | ENERGY STAR | ENGINEER | 149.2639 | 0 | 0 | 0 | 0.56326 | 6.2375 | 112.5 | 14 | 0.038 | 0.353 | 0.3127 | 0.1734 | 0.1609 | 1 | 1 | Replace on Burnout | 13.8466 | 0.053836 | 2089.694 | 0 | 0 | 0 | 8.1247 | 127.8868 | 0 | 0 | 0 | 119.5311 | 0 | 156.5675 | 403.9855 | 68.7979 | 335.1875 | 5.8721 | 127.4024 | 0 | 0 | 0 | 120.4088 | 0 | 156.5675 | 404.3788 | 68.7979 | 335.5809 | 5.8778 | 127.5765 | 0 | 0 | 0 | 121.4837 | 0 | 156.5675 | 405.6278 | 68.7979 | 336.8298 | 5.8959 | per unit | 0.26063 | 16684.7768 | 0.005 | 178777.5938 | 0 | 0 | 0 | 658.8155 | 25.636 | 179671.4817 | 0 | 0 | 0 | 25.7642 | 180569.8391 | 0 | 0 | 0 | 25.893 | 178777.5938 | 358449.0755 | 539018.9146 | 0 | 0 | 0 | 0 | 0 | 0 | 0 | 0 | 0 | 658.8155 | 1320.9252 | 1986.3453 | 25.636 | 51.4002 | 77.2933 | 178777.5938 | 0 | 0 | 0 | 658.8155 | 25.636 | 179671.4817 | 0 | 0 | 0 | 25.7642 | 180569.8391 | 0 | 0 | 0 | 25.893 | 178777.5938 | 51.4002 | 539018.9146 | 0 | 0 | 0 | 0 | 0 | 0 | 0 | 0 | 0 | 658.8155 | 1320.9252 | 1986.3453 | 25.636 | 51.4002 | 77.2933 | 22846.1323 | 134153.8605 | 22846.1323 | 140191.7212 | 14512.4138 | 23022.353 | 135320.2678 | 23022.353 | 141684.2984 | 14624.3534 | 23296.8298 | 137356.5095 | 23296.8298 | 144441.0227 | 14798.7077 | 332.076 | 334.6374 | 338.627 | 0.019804 | 0.019705 | 0.019607 | 49566.9395 | 0 | 0 | 0 | 182.6597 | 7.1077 | 49949.2677 | 0 | 0 | 0 | 184.0687 | 7.1625 | 50544.7723 | 0 | 0 | 0 | 186.2632 | 7.2479 | 693937.1536 | 699289.7478 | 707626.8121 | 0 | 0 | 0 | 0 | 0 | 0 | 0 | 0 | 0 | 2557.2365 | 2576.9614 | 2607.6844 | 49566.9395 | 14.2702 | 150060.9795 | 0 | 0 | 0 | 0 | 0 | 0 | 0 | 0 | 0 | 182.6597 | 366.7284 | 552.9916 | 7.1077 | 14.2702 | 21.5182 | 1 | 1 | 1 | 1 | 1 | 1 | 1 | 84.375 | 319.6105 | 4.788 | 84.375 | 320.0038 | 4.7926 | 84.375 | 321.2528 | 4.8074 | 178777.5938 | 0 | 0 | 0 | 658.8155 | 25.636 | 179671.4817 | 0 | 0 | 0 | 25.7642 | 180569.8391 | 0 | 0 | 0 | 25.893 | 178777.5938 | 51.4002 | 539018.9146 | 0 | 0 | 0 | 0 | 0 | 0 | 0 | 0 | 0 | 658.8155 | 1320.9252 | 1986.3453 | 25.636 | 51.4002 | 77.2933 | 48726.2718 | 233300.2095 | 48726.2718 | 243800.3483 | 16242.0906 | 49024.1088 | 234954.7911 | 49024.1088 | 246004.5733 | 16341.3696 | 49406.7341 | 237519.9121 | 49406.7341 | 249770.6088 | 16468.9114 | 577.4966 | 581.0265 | 585.5613 | 0.03444 | 0.034269 | 0.034098 | 86199.3635 | 0 | 0 | 0 | 317.6544 | 12.3607 | 86726.2528 | 0 | 0 | 0 | 319.596 | 12.4362 | 87403.1374 | 0 | 0 | 0 | 322.0904 | 12.5333 | 1206791.0885 | 1214167.5396 | 1223643.9236 | 0 | 0 | 0 | 0 | 0 | 0 | 0 | 0 | 0 | 4447.1609 | 4474.344 | 4509.2655 | 86199.3635 | 24.7969 | 260328.7537 | 0 | 0 | 0 | 0 | 0 | 0 | 0 | 0 | 0 | 317.6544 | 637.2503 | 959.3407 | 12.3607 | 24.7969 | 37.3302 | 112.5 | 291.4855 | 3.591 | 112.5 | 291.8788 | 3.5945 | 112.5 | 293.1278 | 3.6056 | 178777.5938 | 0 | 0 | 0 | 658.8155 | 25.636 | 179671.4817 | 0 | 0 | 0 | 25.7642 | 180569.8391 | 0 | 0 | 0 | 25.893 | 178777.5938 | 51.4002 | 539018.9146 | 0 | 0 | 0 | 0 | 0 | 0 | 0 | 0 | 0 | 658.8155 | 1320.9252 | 1986.3453 | 25.636 | 51.4002 | 77.2933 | 94321.1287 | 338705.46 | 94321.1287 | 353949.5713 | 0 | 94792.7343 | 340730.423 | 94792.7343 | 356754.7694 | 0 | 95266.698 | 343491.7043 | 95266.698 | 361208.1671 | 0 | 838.41 | 842.6021 | 846.8151 | 0.05 | 0.049751 | 0.049504 | 125144.3156 | 0 | 0 | 0 | 461.1709 | 17.9452 | 125770.0372 | 0 | 0 | 0 | 463.4767 | 18.0349 | 126398.8874 | 0 | 0 | 0 | 465.7941 | 18.1251 | 1752020.4188 | 1760780.5209 | 1769584.4235 | 0 | 0 | 0 | 0 | 0 | 0 | 0 | 0 | 0 | 6456.3923 | 6488.6743 | 6521.1177 | 125144.3156 | 35.9802 | 377313.2402 | 0 | 0 | 0 | 0 | 0 | 0 | 0 | 0 | 0 | 461.1709 | 924.6476 | 1390.4417 | 17.9452 | 35.9802 | 54.1053
| 12 | Residential | Low Income | Appliance | Electric | 01-172 | 01-172.03 | Clothes Washers | [01-172]_Residential_Appliance_Clothes Washer_ENERGY STAR_ROB_Electric_per unit | Federal Standard | ENERGY STAR | ENGINEER | 145.5695 | 0 | 0 | 0 | 0.54932 | 6.5398 | 112.5 | 14 | 0.038 | 0.353 | 0.3127 | 0.1734 | 0.1609 | 0.87 | 1 | Replace on Burnout | 16.3196 | 0.06345 | 1773.0365 | 0 | 0 | 0 | 6.8936 | 108.5077 | 0 | 0 | 0 | 116.5726 | 0 | 164.157 | 434.2535 | 112.5 | 321.7535 | 3.86 | 108.0968 | 0 | 0 | 0 | 117.4286 | 0 | 164.157 | 434.7875 | 112.5 | 322.2875 | 3.8648 | 108.2444 | 0 | 0 | 0 | 118.477 | 0 | 164.157 | 436.2227 | 112.5 | 323.7227 | 3.8775 | per unit | 0.4084 | 62746.2325 | 0.005 | 570447.0224 | 0 | 0 | 0 | 2102.1615 | 94.0229 | 573299.2575 | 0 | 0 | 0 | 94.493 | 576165.7538 | 0 | 0 | 0 | 94.9655 | 570447.0224 | 1143746.2799 | 1719912.0338 | 0 | 0 | 0 | 0 | 0 | 0 | 0 | 0 | 0 | 2102.1615 | 4214.8337 | 6338.0693 | 94.0229 | 188.516 | 283.4815 | 570447.0224 | 0 | 0 | 0 | 2102.1615 | 94.0229 | 573299.2575 | 0 | 0 | 0 | 94.493 | 576165.7538 | 0 | 0 | 0 | 94.9655 | 570447.0224 | 188.516 | 1719912.0338 | 0 | 0 | 0 | 0 | 0 | 0 | 0 | 0 | 0 | 2102.1615 | 4214.8337 | 6338.0693 | 94.0229 | 188.516 | 283.4815 | 60807.8221 | 234720.0794 | 60807.8221 | 178183.7853 | 0 | 61111.8612 | 236183.7725 | 61111.8612 | 179490.6602 | 0 | 61417.4205 | 238148.196 | 61417.4205 | 181460.5416 | 0 | 540.514 | 543.2165 | 545.9326 | 0.0085714 | 0.0085288 | 0.0084864 | 68453.6427 | 0 | 0 | 0 | 252.2594 | 11.2828 | 68795.9109 | 0 | 0 | 0 | 253.5207 | 11.3392 | 69139.8905 | 0 | 0 | 0 | 254.7883 | 11.3959 | 958350.9977 | 963142.7526 | 967958.4664 | 0 | 0 | 0 | 0 | 0 | 0 | 0 | 0 | 0 | 3531.6312 | 3549.2894 | 3567.0358 | 68453.6427 | 22.6219 | 206389.4441 | 0 | 0 | 0 | 0 | 0 | 0 | 0 | 0 | 0 | 252.2594 | 505.78 | 760.5683 | 11.2828 | 22.6219 | 34.0178 | 1 | 1 | 1 | 1 | 1 | 1 | 1 | 112.5 | 321.7535 | 3.86 | 112.5 | 322.2875 | 3.8648 | 112.5 | 323.7227 | 3.8775 | 570447.0224 | 0 | 0 | 0 | 2102.1615 | 94.0229 | 573299.2575 | 0 | 0 | 0 | 94.493 | 576165.7538 | 0 | 0 | 0 | 94.9655 | 570447.0224 | 188.516 | 1719912.0338 | 0 | 0 | 0 | 0 | 0 | 0 | 0 | 0 | 0 | 2102.1615 | 4214.8337 | 6338.0693 | 94.0229 | 188.516 | 283.4815 | 60807.8221 | 234720.0794 | 60807.8221 | 178183.7853 | 0 | 61111.8612 | 236183.7725 | 61111.8612 | 179490.6602 | 0 | 61417.4205 | 238148.196 | 61417.4205 | 181460.5416 | 0 | 540.514 | 543.2165 | 545.9326 | 0.0085714 | 0.0085288 | 0.0084864 | 68453.6427 | 0 | 0 | 0 | 252.2594 | 11.2828 | 68795.9109 | 0 | 0 | 0 | 253.5207 | 11.3392 | 69139.8905 | 0 | 0 | 0 | 254.7883 | 11.3959 | 958350.9977 | 963142.7526 | 967958.4664 | 0 | 0 | 0 | 0 | 0 | 0 | 0 | 0 | 0 | 3531.6312 | 3549.2894 | 3567.0358 | 68453.6427 | 22.6219 | 206389.4441 | 0 | 0 | 0 | 0 | 0 | 0 | 0 | 0 | 0 | 252.2594 | 505.78 | 760.5683 | 11.2828 | 22.6219 | 34.0178 | 112.5 | 321.7535 | 3.86 | 112.5 | 322.2875 | 3.8648 | 112.5 | 323.7227 | 3.8775 | 570447.0224 | 0 | 0 | 0 | 2102.1615 | 94.0229 | 573299.2575 | 0 | 0 | 0 | 94.493 | 576165.7538 | 0 | 0 | 0 | 94.9655 | 570447.0224 | 188.516 | 1719912.0338 | 0 | 0 | 0 | 0 | 0 | 0 | 0 | 0 | 0 | 2102.1615 | 4214.8337 | 6338.0693 | 94.0229 | 188.516 | 283.4815 | 60807.8221 | 234720.0794 | 60807.8221 | 178183.7853 | 0 | 61111.8612 | 236183.7725 | 61111.8612 | 179490.6602 | 0 | 61417.4205 | 238148.196 | 61417.4205 | 181460.5416 | 0 | 540.514 | 543.2165 | 545.9326 | 0.0085714 | 0.0085288 | 0.0084864 | 68453.6427 | 0 | 0 | 0 | 252.2594 | 11.2828 | 68795.9109 | 0 | 0 | 0 | 253.5207 | 11.3392 | 69139.8905 | 0 | 0 | 0 | 254.7883 | 11.3959 | 958350.9977 | 963142.7526 | 967958.4664 | 0 | 0 | 0 | 0 | 0 | 0 | 0 | 0 | 0 | 3531.6312 | 3549.2894 | 3567.0358 | 68453.6427 | 22.6219 | 206389.4441 | 0 | 0 | 0 | 0 | 0 | 0 | 0 | 0 | 0 | 252.2594 | 505.78 | 760.5683 | 11.2828 | 22.6219 | 34.0178
| 13 | Residential | Single Family | Appliance | Gas | 01-246 | 01-246.01 | Clothes Washers | [01-246]_Residential_Appliance_Clothes Washer_ENERGY STAR_ROB_Gas_per unit | Federal Standard | ENERGY STAR | ENGINEER | 11.8577 | 0.53157 | 0 | 0 | 0.044746 | 6.3286 | 112.5 | 14 | 0.038 | 0.353 | 0.3127 | 0.1734 | 0.1609 | 1 | 1 | Replace on Burnout | 13.2398 | 0.67768 | 166.0081 | 7.8517 | 0 | 0 | 8.4971 | 10.1595 | 55.742 | 0 | 0 | 9.4957 | 0.56084 | 158.8556 | 234.8137 | 53.6985 | 181.1151 | 4.3728 | 10.121 | 56.4013 | 0 | 0 | 9.5654 | 0.56084 | 158.8556 | 235.5042 | 53.6985 | 181.8057 | 4.3857 | 10.1348 | 57.1498 | 0 | 0 | 9.6508 | 0.56084 | 158.8556 | 236.3519 | 53.6985 | 182.6533 | 4.4015 | per unit | 0.16481 | 69633.4994 | 0.005 | 59273.078 | 2657.1507 | 0 | 0 | 2875.5787 | 8.4995 | 59569.4434 | 2670.4364 | 0 | 0 | 8.542 | 59867.2906 | 2683.7886 | 0 | 0 | 8.5847 | 59273.078 | 118842.5214 | 178709.8119 | 2657.1507 | 5327.5871 | 8011.3758 | 0 | 0 | 0 | 0 | 0 | 0 | 2875.5787 | 5765.5352 | 8669.9415 | 8.4995 | 17.0416 | 25.6263 | 59273.078 | 2657.1507 | 0 | 0 | 2875.5787 | 8.4995 | 59569.4434 | 2670.4364 | 0 | 0 | 8.542 | 59867.2906 | 2683.7886 | 0 | 0 | 8.5847 | 59273.078 | 17.0416 | 178709.8119 | 2657.1507 | 5327.5871 | 8011.3758 | 0 | 0 | 0 | 0 | 0 | 0 | 2875.5787 | 5765.5352 | 8669.9415 | 8.4995 | 17.0416 | 25.6263 | 47989.5188 | 209849.193 | 47989.5188 | 222412.863 | 52549.9169 | 48330.4705 | 211961.6126 | 48330.4705 | 224334.1768 | 52923.269 | 48716.9956 | 214425.8224 | 48716.9956 | 226682.6362 | 53346.5252 | 893.6839 | 900.0332 | 907.2313 | 0.01277 | 0.012707 | 0.012644 | 10597.0542 | 475.055 | 0 | 0 | 514.1063 | 1.5196 | 10672.3432 | 478.4301 | 0 | 0 | 517.7589 | 1.5304 | 10757.6957 | 482.2564 | 0 | 0 | 521.8997 | 1.5426 | 148358.7582 | 149412.8045 | 150607.74 | 6650.7695 | 6698.0213 | 6751.589 | 0 | 0 | 0 | 0 | 0 | 0 | 7197.4882 | 7248.6243 | 7306.5955 | 10597.0542 | 3.05 | 32027.093 | 475.055 | 953.4851 | 1435.7414 | 0 | 0 | 0 | 0 | 0 | 0 | 514.1063 | 1031.8652 | 1553.7649 | 1.5196 | 3.05 | 4.5926 | 1 | 1 | 1 | 1 | 1 | 1 | 1 | 84.375 | 150.4387 | 2.783 | 84.375 | 151.1292 | 2.7912 | 84.375 | 151.9769 | 2.8012 | 59273.078 | 2657.1507 | 0 | 0 | 2875.5787 | 8.4995 | 59569.4434 | 2670.4364 | 0 | 0 | 8.542 | 59867.2906 | 2683.7886 | 0 | 0 | 8.5847 | 59273.078 | 17.0416 | 178709.8119 | 2657.1507 | 5327.5871 | 8011.3758 | 0 | 0 | 0 | 0 | 0 | 0 | 2875.5787 | 5765.5352 | 8669.9415 | 8.4995 | 17.0416 | 25.6263 | 214411.8216 | 596703.1399 | 214411.8216 | 632427.7537 | 71470.6072 | 215602.5336 | 601781.3724 | 215602.5336 | 636908.3872 | 71867.5112 | 216881.7272 | 607530.7142 | 216881.7272 | 642257.832 | 72293.9091 | 2541.1771 | 2555.2893 | 2570.4501 | 0.036312 | 0.036131 | 0.035952 | 30132.57 | 1350.8119 | 0 | 0 | 1461.8538 | 4.3209 | 30299.9078 | 1358.3135 | 0 | 0 | 1469.9721 | 4.3449 | 30479.6805 | 1366.3725 | 0 | 0 | 1478.6936 | 4.3707 | 421855.9795 | 424198.7095 | 426715.5271 | 18911.3666 | 19016.3888 | 19129.2151 | 0 | 0 | 0 | 0 | 0 | 0 | 20465.9534 | 20579.6087 | 20701.7098 | 30132.57 | 8.6658 | 90912.1583 | 1350.8119 | 2709.1254 | 4075.4979 | 0 | 0 | 0 | 0 | 0 | 0 | 1461.8538 | 2931.8259 | 4410.5194 | 4.3209 | 8.6658 | 13.0365 | 112.5 | 122.3137 | 2.0872 | 112.5 | 123.0042 | 2.0934 | 112.5 | 123.8519 | 2.1009 | 59273.078 | 2657.1507 | 0 | 0 | 2875.5787 | 8.4995 | 59569.4434 | 2670.4364 | 0 | 0 | 8.542 | 59867.2906 | 2683.7886 | 0 | 0 | 8.5847 | 59273.078 | 17.0416 | 178709.8119 | 2657.1507 | 5327.5871 | 8011.3758 | 0 | 0 | 0 | 0 | 0 | 0 | 2875.5787 | 5765.5352 | 8669.9415 | 8.4995 | 17.0416 | 25.6263 | 421764.5105 | 880320.6578 | 421764.5105 | 933025.4508 | 0 | 423873.3331 | 887324.0209 | 423873.3331 | 939118.6517 | 0 | 425992.6997 | 894970.4491 | 425992.6997 | 946127.9355 | 0 | 3749.0179 | 3767.763 | 3786.6018 | 0.053571 | 0.053305 | 0.05304 | 44454.8085 | 1992.863 | 0 | 0 | 2156.684 | 6.3747 | 44677.0825 | 2002.8273 | 0 | 0 | 2167.4674 | 6.4065 | 44900.4679 | 2012.8415 | 0 | 0 | 2178.3047 | 6.4386 | 622367.3188 | 625479.1554 | 628606.5512 | 27900.0823 | 28039.5827 | 28179.7806 | 0 | 0 | 0 | 0 | 0 | 0 | 30193.5759 | 30344.5438 | 30496.2665 | 44454.8085 | 12.7812 | 134032.359 | 1992.863 | 3995.6904 | 6008.5318 | 0 | 0 | 0 | 0 | 0 | 0 | 2156.684 | 4324.1514 | 6502.4561 | 6.3747 | 12.7812 | 19.2197
| 14 | Residential | Multi-Family | Appliance | Gas | 01-246 | 01-246.02 | Clothes Washers | [01-246]_Residential_Appliance_Clothes Washer_ENERGY STAR_ROB_Gas_per unit | Federal Standard | ENERGY STAR | ENGINEER | 11.9411 | 0.53482 | 0 | 0 | 0.045061 | 6.2375 | 112.5 | 14 | 0.038 | 0.353 | 0.3127 | 0.1734 | 0.1609 | 1 | 1 | Replace on Burnout | 13.1583 | 0.67295 | 167.1755 | 7.8998 | 0 | 0 | 8.5497 | 10.2309 | 56.0832 | 0 | 0 | 9.5625 | 0.56427 | 156.5675 | 233.0085 | 53.6985 | 179.3099 | 4.3392 | 10.1922 | 56.7466 | 0 | 0 | 9.6327 | 0.56427 | 156.5675 | 233.7033 | 53.6985 | 180.0047 | 4.3521 | 10.2061 | 57.4996 | 0 | 0 | 9.7187 | 0.56427 | 156.5675 | 234.5562 | 53.6985 | 180.8577 | 4.368 | per unit | 0.16147 | 10336.8411 | 0.005 | 8860.7507 | 396.8588 | 0 | 0 | 429.5116 | 1.2706 | 8905.0544 | 398.8431 | 0 | 0 | 1.277 | 8949.5797 | 400.8373 | 0 | 0 | 1.2833 | 8860.7507 | 17765.8051 | 26715.3848 | 396.8588 | 795.7018 | 1196.5391 | 0 | 0 | 0 | 0 | 0 | 0 | 429.5116 | 861.1708 | 1294.9883 | 1.2706 | 2.5475 | 3.8309 | 8860.7507 | 396.8588 | 0 | 0 | 429.5116 | 1.2706 | 8905.0544 | 398.8431 | 0 | 0 | 1.277 | 8949.5797 | 400.8373 | 0 | 0 | 1.2833 | 8860.7507 | 2.5475 | 26715.3848 | 396.8588 | 795.7018 | 1196.5391 | 0 | 0 | 0 | 0 | 0 | 0 | 429.5116 | 861.1708 | 1294.9883 | 1.2706 | 2.5475 | 3.8309 | 3390.0547 | 14710.1115 | 3390.0547 | 15603.1444 | 3712.2084 | 3416.955 | 14871.0479 | 3416.955 | 15751.2276 | 3741.665 | 3448.3327 | 15062.3817 | 3448.3327 | 15935.3627 | 3776.0245 | 63.1312 | 63.6322 | 64.2165 | 0.006077 | 0.0060468 | 0.0060167 | 753.8568 | 33.764 | 0 | 0 | 36.5421 | 0.1081 | 759.8387 | 34.032 | 0 | 0 | 36.832 | 0.10896 | 766.8163 | 34.3445 | 0 | 0 | 37.1703 | 0.10996 | 10553.9959 | 10637.7424 | 10735.4283 | 472.6965 | 476.4474 | 480.8226 | 0 | 0 | 0 | 0 | 0 | 0 | 511.5892 | 515.6486 | 520.3838 | 753.8568 | 0.21706 | 2280.5119 | 33.764 | 67.796 | 102.1405 | 0 | 0 | 0 | 0 | 0 | 0 | 36.5421 | 73.3741 | 110.5444 | 0.1081 | 0.21706 | 0.32702 | 1 | 1 | 1 | 1 | 1 | 1 | 1 | 84.375 | 148.6335 | 2.7616 | 84.375 | 149.3283 | 2.7698 | 84.375 | 150.1812 | 2.7799 | 8860.7507 | 396.8588 | 0 | 0 | 429.5116 | 1.2706 | 8905.0544 | 398.8431 | 0 | 0 | 1.277 | 8949.5797 | 400.8373 | 0 | 0 | 1.2833 | 8860.7507 | 2.5475 | 26715.3848 | 396.8588 | 795.7018 | 1196.5391 | 0 | 0 | 0 | 0 | 0 | 0 | 429.5116 | 861.1708 | 1294.9883 | 1.2706 | 2.5475 | 3.8309 | 23100.2455 | 63793.2222 | 23100.2455 | 67666.0305 | 7700.0818 | 23237.7907 | 64364.4164 | 23237.7907 | 68173.9835 | 7745.9302 | 23391.3731 | 65026.2767 | 23391.3731 | 68795.0504 | 7797.1244 | 273.7807 | 275.4109 | 277.2311 | 0.026354 | 0.026223 | 0.026093 | 3269.2449 | 146.4242 | 0 | 0 | 158.4718 | 0.4688 | 3288.7109 | 147.2961 | 0 | 0 | 159.4153 | 0.47159 | 3310.4465 | 148.2696 | 0 | 0 | 160.4689 | 0.47471 | 45769.429 | 46041.9527 | 46346.2515 | 2049.9391 | 2062.145 | 2075.774 | 0 | 0 | 0 | 0 | 0 | 0 | 2218.6046 | 2231.8147 | 2246.5652 | 3269.2449 | 0.94039 | 9868.4024 | 146.4242 | 293.7203 | 441.9899 | 0 | 0 | 0 | 0 | 0 | 0 | 158.4718 | 317.8871 | 478.356 | 0.4688 | 0.94039 | 1.4151 | 112.5 | 120.5085 | 2.0712 | 112.5 | 121.2033 | 2.0774 | 112.5 | 122.0562 | 2.0849 | 8860.7507 | 396.8588 | 0 | 0 | 429.5116 | 1.2706 | 8905.0544 | 398.8431 | 0 | 0 | 1.277 | 8949.5797 | 400.8373 | 0 | 0 | 1.2833 | 8860.7507 | 2.5475 | 26715.3848 | 396.8588 | 795.7018 | 1196.5391 | 0 | 0 | 0 | 0 | 0 | 0 | 429.5116 | 861.1708 | 1294.9883 | 1.2706 | 2.5475 | 3.8309 | 58435.4551 | 121030.7255 | 58435.4551 | 128378.3525 | 0 | 58727.6323 | 121998.5741 | 58727.6323 | 129219.3613 | 0 | 59021.2705 | 123056.0553 | 59021.2705 | 130188.1017 | 0 | 519.4263 | 522.0234 | 524.6335 | 0.05 | 0.049751 | 0.049504 | 6202.5255 | 277.8011 | 0 | 0 | 300.6581 | 0.88942 | 6233.5381 | 279.1901 | 0 | 0 | 302.1614 | 0.89387 | 6264.7058 | 280.5861 | 0 | 0 | 303.6722 | 0.89834 | 86835.3565 | 87269.5333 | 87705.8809 | 3889.2159 | 3908.662 | 3928.2053 | 0 | 0 | 0 | 0 | 0 | 0 | 4209.2139 | 4230.26 | 4251.4113 | 6202.5255 | 1.7833 | 18700.7693 | 277.8011 | 556.9913 | 837.5774 | 0 | 0 | 0 | 0 | 0 | 0 | 300.6581 | 602.8196 | 906.4918 | 0.88942 | 1.7833 | 2.6816
| 15 | Residential | Low Income | Appliance | Gas | 01-246 | 01-246.03 | Clothes Washers | [01-246]_Residential_Appliance_Clothes Washer_ENERGY STAR_ROB_Gas_per unit | Federal Standard | ENERGY STAR | ENGINEER | 11.6456 | 0.52325 | 0 | 0 | 0.043946 | 6.5398 | 112.5 | 14 | 0.038 | 0.353 | 0.3127 | 0.1734 | 0.1609 | 1 | 1 | Replace on Burnout | 13.4526 | 0.69002 | 163.0378 | 7.7288 | 0 | 0 | 8.3627 | 9.9777 | 54.8697 | 0 | 0 | 9.3258 | 0.55206 | 164.157 | 253.8274 | 112.5 | 141.3274 | 2.2562 | 9.9399 | 55.5187 | 0 | 0 | 9.3943 | 0.55206 | 164.157 | 254.643 | 112.5 | 142.143 | 2.2635 | 9.9535 | 56.2554 | 0 | 0 | 9.4782 | 0.55206 | 164.157 | 255.644 | 112.5 | 143.144 | 2.2724 | per unit | 0.10626 | 16326.2042 | 0.005 | 13648.4591 | 613.2433 | 0 | 0 | 663.5395 | 1.9571 | 13716.7014 | 616.3096 | 0 | 0 | 1.9669 | 13785.2849 | 619.3911 | 0 | 0 | 1.9768 | 13648.4591 | 27365.1604 | 41150.4453 | 613.2433 | 1229.5529 | 1848.944 | 0 | 0 | 0 | 0 | 0 | 0 | 663.5395 | 1330.3966 | 2000.588 | 1.9571 | 3.9241 | 5.9008 | 13648.4591 | 613.2433 | 0 | 0 | 663.5395 | 1.9571 | 13716.7014 | 616.3096 | 0 | 0 | 1.9669 | 13785.2849 | 619.3911 | 0 | 0 | 1.9768 | 13648.4591 | 3.9241 | 41150.4453 | 613.2433 | 1229.5529 | 1848.944 | 0 | 0 | 0 | 0 | 0 | 0 | 663.5395 | 1330.3966 | 2000.588 | 1.9571 | 3.9241 | 5.9008 | 15821.8411 | 35697.9229 | 15821.8411 | 33016.009 | 0 | 15900.9503 | 35991.6889 | 15900.9503 | 33223.0039 | 0 | 15980.4551 | 36313.8413 | 15980.4551 | 33455.9384 | 0 | 140.6386 | 141.3418 | 142.0485 | 0.0085714 | 0.0085288 | 0.0084864 | 1637.8151 | 73.5892 | 0 | 0 | 79.6247 | 0.23486 | 1646.0042 | 73.9571 | 0 | 0 | 80.0229 | 0.23603 | 1654.2342 | 74.3269 | 0 | 0 | 80.423 | 0.23721 | 22929.4112 | 23044.0583 | 23159.2786 | 1030.2488 | 1035.4001 | 1040.5771 | 0 | 0 | 0 | 0 | 0 | 0 | 1114.7463 | 1120.32 | 1125.9216 | 1637.8151 | 0.47089 | 4938.0534 | 73.5892 | 147.5463 | 221.8733 | 0 | 0 | 0 | 0 | 0 | 0 | 79.6247 | 159.6476 | 240.0706 | 0.23486 | 0.47089 | 0.7081 | 1 | 1 | 1 | 1 | 1 | 1 | 1 | 112.5 | 141.3274 | 2.2562 | 112.5 | 142.143 | 2.2635 | 112.5 | 143.144 | 2.2724 | 13648.4591 | 613.2433 | 0 | 0 | 663.5395 | 1.9571 | 13716.7014 | 616.3096 | 0 | 0 | 1.9669 | 13785.2849 | 619.3911 | 0 | 0 | 1.9768 | 13648.4591 | 3.9241 | 41150.4453 | 613.2433 | 1229.5529 | 1848.944 | 0 | 0 | 0 | 0 | 0 | 0 | 663.5395 | 1330.3966 | 2000.588 | 1.9571 | 3.9241 | 5.9008 | 15821.8411 | 35697.9229 | 15821.8411 | 33016.009 | 0 | 15900.9503 | 35991.6889 | 15900.9503 | 33223.0039 | 0 | 15980.4551 | 36313.8413 | 15980.4551 | 33455.9384 | 0 | 140.6386 | 141.3418 | 142.0485 | 0.0085714 | 0.0085288 | 0.0084864 | 1637.8151 | 73.5892 | 0 | 0 | 79.6247 | 0.23486 | 1646.0042 | 73.9571 | 0 | 0 | 80.0229 | 0.23603 | 1654.2342 | 74.3269 | 0 | 0 | 80.423 | 0.23721 | 22929.4112 | 23044.0583 | 23159.2786 | 1030.2488 | 1035.4001 | 1040.5771 | 0 | 0 | 0 | 0 | 0 | 0 | 1114.7463 | 1120.32 | 1125.9216 | 1637.8151 | 0.47089 | 4938.0534 | 73.5892 | 147.5463 | 221.8733 | 0 | 0 | 0 | 0 | 0 | 0 | 79.6247 | 159.6476 | 240.0706 | 0.23486 | 0.47089 | 0.7081 | 112.5 | 141.3274 | 2.2562 | 112.5 | 142.143 | 2.2635 | 112.5 | 143.144 | 2.2724 | 13648.4591 | 613.2433 | 0 | 0 | 663.5395 | 1.9571 | 13716.7014 | 616.3096 | 0 | 0 | 1.9669 | 13785.2849 | 619.3911 | 0 | 0 | 1.9768 | 13648.4591 | 3.9241 | 41150.4453 | 613.2433 | 1229.5529 | 1848.944 | 0 | 0 | 0 | 0 | 0 | 0 | 663.5395 | 1330.3966 | 2000.588 | 1.9571 | 3.9241 | 5.9008 | 15821.8411 | 35697.9229 | 15821.8411 | 33016.009 | 0 | 15900.9503 | 35991.6889 | 15900.9503 | 33223.0039 | 0 | 15980.4551 | 36313.8413 | 15980.4551 | 33455.9384 | 0 | 140.6386 | 141.3418 | 142.0485 | 0.0085714 | 0.0085288 | 0.0084864 | 1637.8151 | 73.5892 | 0 | 0 | 79.6247 | 0.23486 | 1646.0042 | 73.9571 | 0 | 0 | 80.0229 | 0.23603 | 1654.2342 | 74.3269 | 0 | 0 | 80.423 | 0.23721 | 22929.4112 | 23044.0583 | 23159.2786 | 1030.2488 | 1035.4001 | 1040.5771 | 0 | 0 | 0 | 0 | 0 | 0 | 1114.7463 | 1120.32 | 1125.9216 | 1637.8151 | 0.47089 | 4938.0534 | 73.5892 | 147.5463 | 221.8733 | 0 | 0 | 0 | 0 | 0 | 0 | 79.6247 | 159.6476 | 240.0706 | 0.23486 | 0.47089 | 0.7081
| 16 | Residential | Single Family | Appliance | Electric | 01-178 | 01-178.01 | Dehumidifier | [01-178]_Residential_Appliance_Dehumidifier_ENERGY STAR_ROB_Electric_per unit | Federal Min. Standards (Updated in 2019) | EnergyStar v5 (2019) | ENGINEER | 99.6674 | 0 | 0 | 0 | 0.059326 | 0 | 34 | 12 | 0.37 | 0.3587 | 0.3254 | 0.1574 | 0.1585 | 1 | 1 | Replace on Burnout | 7.3117 | 0.028428 | 1196.0087 | 0 | 0 | 0 | 4.6501 | 76.3891 | 0 | 0 | 0 | 107.2143 | 0 | 0 | 183.6034 | 20.7923 | 162.8111 | 8.8304 | 75.7681 | 0 | 0 | 0 | 108.7997 | 0 | 0 | 184.5679 | 20.7923 | 163.7756 | 8.8768 | 75.3703 | 0 | 0 | 0 | 110.4801 | 0 | 0 | 185.8504 | 20.7923 | 165.0581 | 8.9384 | per unit | 0.1044 | 44110.3426 | 0.005 | 368195.3879 | 0 | 0 | 0 | 1356.8414 | 81.0907 | 370036.3648 | 0 | 0 | 0 | 81.4961 | 371886.5466 | 0 | 0 | 0 | 81.9036 | 368195.3879 | 738231.7527 | 1110118.2993 | 0 | 0 | 0 | 0 | 0 | 0 | 0 | 0 | 0 | 1356.8414 | 2720.4671 | 4090.9108 | 81.0907 | 162.5868 | 244.4903 | 368195.3879 | 0 | 0 | 0 | 1356.8414 | 81.0907 | 370036.3648 | 0 | 0 | 0 | 81.4961 | 371886.5466 | 0 | 0 | 0 | 81.9036 | 368195.3879 | 162.5868 | 1110118.2993 | 0 | 0 | 0 | 0 | 0 | 0 | 0 | 0 | 0 | 1356.8414 | 2720.4671 | 4090.9108 | 81.0907 | 162.5868 | 244.4903 | 51079.3349 | 451049.5361 | 51079.3349 | 384848.38 | 32446.8244 | 51322.6789 | 455579.0431 | 51322.6789 | 386167.0797 | 32601.4024 | 51619.3096 | 461396.144 | 51619.3096 | 390124.6304 | 32789.8293 | 2456.6517 | 2468.3553 | 2482.6217 | 0.055416 | 0.055141 | 0.054866 | 244848.0745 | 0 | 0 | 0 | 902.2927 | 53.9249 | 246014.5406 | 0 | 0 | 0 | 906.5913 | 54.1818 | 247436.4353 | 0 | 0 | 0 | 911.8311 | 54.4949 | 2938176.8938 | 2952174.4875 | 2969237.2232 | 0 | 0 | 0 | 0 | 0 | 0 | 0 | 0 | 0 | 10827.5124 | 10879.0951 | 10941.9732 | 244848.0745 | 108.1066 | 738299.0504 | 0 | 0 | 0 | 0 | 0 | 0 | 0 | 0 | 0 | 902.2927 | 1808.884 | 2720.7151 | 53.9249 | 108.1066 | 162.6016 | 1 | 1 | 1 | 1 | 1 | 1 | 1 | 25.5 | 158.1034 | 7.2001 | 25.5 | 159.0679 | 7.238 | 25.5 | 160.3504 | 7.2882 | 368195.3879 | 0 | 0 | 0 | 1356.8414 | 81.0907 | 370036.3648 | 0 | 0 | 0 | 81.4961 | 371886.5466 | 0 | 0 | 0 | 81.9036 | 368195.3879 | 162.5868 | 1110118.2993 | 0 | 0 | 0 | 0 | 0 | 0 | 0 | 0 | 0 | 1356.8414 | 2720.4671 | 4090.9108 | 81.0907 | 162.5868 | 244.4903 | 78042.0709 | 561913.2205 | 78042.0709 | 479440.4501 | 26014.0236 | 78424.0579 | 567629.802 | 78424.0579 | 481145.7996 | 26141.3526 | 78843.991 | 574634.6729 | 78843.991 | 485871.2893 | 26281.3303 | 3060.4734 | 3075.4533 | 3091.9212 | 0.069037 | 0.068694 | 0.068352 | 305029.4015 | 0 | 0 | 0 | 1124.0677 | 67.1791 | 306522.4072 | 0 | 0 | 0 | 1129.5696 | 67.5079 | 308163.7263 | 0 | 0 | 0 | 1135.618 | 67.8694 | 3660352.818 | 3678268.8865 | 3697964.7156 | 0 | 0 | 0 | 0 | 0 | 0 | 0 | 0 | 0 | 13488.8119 | 13554.8346 | 13627.416 | 305029.4015 | 134.687 | 919715.535 | 0 | 0 | 0 | 0 | 0 | 0 | 0 | 0 | 0 | 1124.0677 | 2253.6372 | 3389.2552 | 67.1791 | 134.687 | 202.5564 | 34 | 149.6034 | 5.4001 | 34 | 150.5679 | 5.4285 | 34 | 151.8504 | 5.4662 | 368195.3879 | 0 | 0 | 0 | 1356.8414 | 81.0907 | 370036.3648 | 0 | 0 | 0 | 81.4961 | 371886.5466 | 0 | 0 | 0 | 81.9036 | 368195.3879 | 162.5868 | 1110118.2993 | 0 | 0 | 0 | 0 | 0 | 0 | 0 | 0 | 0 | 1356.8414 | 2720.4671 | 4090.9108 | 81.0907 | 162.5868 | 244.4903 | 113043.7805 | 610447.6146 | 113043.7805 | 520851.3849 | 0 | 113608.9994 | 616722.6186 | 113608.9994 | 522758.8411 | 0 | 114177.0444 | 624113.0842 | 114177.0444 | 527706.8079 | 0 | 3324.8171 | 3341.4412 | 3358.1484 | 0.075 | 0.074627 | 0.074256 | 331375.8491 | 0 | 0 | 0 | 1221.1573 | 72.9816 | 333032.7283 | 0 | 0 | 0 | 1227.2631 | 73.3465 | 334697.892 | 0 | 0 | 0 | 1233.3994 | 73.7132 | 3976510.1889 | 3996392.7398 | 4016374.7035 | 0 | 0 | 0 | 0 | 0 | 0 | 0 | 0 | 0 | 14653.8874 | 14727.1568 | 14800.7926 | 331375.8491 | 146.3281 | 999106.4693 | 0 | 0 | 0 | 0 | 0 | 0 | 0 | 0 | 0 | 1221.1573 | 2448.4204 | 3681.8197 | 72.9816 | 146.3281 | 220.0413
| 17 | Residential | Multi-Family | Appliance | Electric | 01-178 | 01-178.02 | Dehumidifier | [01-178]_Residential_Appliance_Dehumidifier_ENERGY STAR_ROB_Electric_per unit | Federal Min. Standards (Updated in 2019) | EnergyStar v5 (2019) | ENGINEER | 99.6674 | 0 | 0 | 0 | 0.059326 | 0 | 34 | 12 | 0.37 | 0.3587 | 0.3254 | 0.1574 | 0.1585 | 1 | 1 | Replace on Burnout | 7.3117 | 0.028428 | 1196.0087 | 0 | 0 | 0 | 4.6501 | 76.3891 | 0 | 0 | 0 | 107.2143 | 0 | 0 | 183.6034 | 20.7923 | 162.8111 | 8.8304 | 75.7681 | 0 | 0 | 0 | 108.7997 | 0 | 0 | 184.5679 | 20.7923 | 163.7756 | 8.8768 | 75.3703 | 0 | 0 | 0 | 110.4801 | 0 | 0 | 185.8504 | 20.7923 | 165.0581 | 8.9384 | per unit | 0.0511 | 3271.2738 | 0.005 | 27305.794 | 0 | 0 | 0 | 100.6249 | 6.0138 | 27442.323 | 0 | 0 | 0 | 6.0438 | 27579.5346 | 0 | 0 | 0 | 6.0741 | 27305.794 | 54748.117 | 82327.6517 | 0 | 0 | 0 | 0 | 0 | 0 | 0 | 0 | 0 | 100.6249 | 201.753 | 303.3867 | 6.0138 | 12.0576 | 18.1317 | 27305.794 | 0 | 0 | 0 | 100.6249 | 6.0138 | 27442.323 | 0 | 0 | 0 | 6.0438 | 27579.5346 | 0 | 0 | 0 | 6.0741 | 27305.794 | 12.0576 | 82327.6517 | 0 | 0 | 0 | 0 | 0 | 0 | 0 | 0 | 0 | 100.6249 | 201.753 | 303.3867 | 6.0138 | 12.0576 | 18.1317 | 3294.6617 | 29093.0891 | 3294.6617 | 24823.0567 | 2092.8485 | 3310.0007 | 29382.0776 | 3310.0007 | 24905.4281 | 2102.5922 | 3330.3171 | 29767.8422 | 3330.3171 | 25169.6261 | 2115.4977 | 158.4562 | 159.1939 | 160.171 | 0.048198 | 0.047958 | 0.047719 | 15792.9147 | 0 | 0 | 0 | 58.1987 | 3.4782 | 15866.4417 | 0 | 0 | 0 | 58.4696 | 3.4944 | 15963.8282 | 0 | 0 | 0 | 58.8285 | 3.5158 | 189514.9765 | 190397.3004 | 191565.9381 | 0 | 0 | 0 | 0 | 0 | 0 | 0 | 0 | 0 | 698.384 | 701.6355 | 705.942 | 15792.9147 | 6.9726 | 47623.1846 | 0 | 0 | 0 | 0 | 0 | 0 | 0 | 0 | 0 | 58.1987 | 116.6683 | 175.4968 | 3.4782 | 6.9726 | 10.4884 | 1 | 1 | 1 | 1 | 1 | 1 | 1 | 25.5 | 158.1034 | 7.2001 | 25.5 | 159.0679 | 7.238 | 25.5 | 160.3504 | 7.2882 | 27305.794 | 0 | 0 | 0 | 100.6249 | 6.0138 | 27442.323 | 0 | 0 | 0 | 6.0438 | 27579.5346 | 0 | 0 | 0 | 6.0741 | 27305.794 | 12.0576 | 82327.6517 | 0 | 0 | 0 | 0 | 0 | 0 | 0 | 0 | 0 | 100.6249 | 201.753 | 303.3867 | 6.0138 | 12.0576 | 18.1317 | 4949.2853 | 35635.5079 | 4949.2853 | 30405.2358 | 1649.7618 | 4973.2748 | 35996.339 | 4973.2748 | 30511.9415 | 1657.7583 | 5000.7015 | 36446.3598 | 5000.7015 | 30816.5181 | 1666.9005 | 194.0896 | 195.0304 | 196.1059 | 0.059036 | 0.058743 | 0.05845 | 19344.4063 | 0 | 0 | 0 | 71.2863 | 4.2604 | 19438.1698 | 0 | 0 | 0 | 71.6318 | 4.281 | 19545.3678 | 0 | 0 | 0 | 72.0269 | 4.3046 | 232132.8758 | 233258.0374 | 234544.4136 | 0 | 0 | 0 | 0 | 0 | 0 | 0 | 0 | 0 | 855.4358 | 859.5821 | 864.3225 | 19344.4063 | 8.5414 | 58327.9439 | 0 | 0 | 0 | 0 | 0 | 0 | 0 | 0 | 0 | 71.2863 | 142.9182 | 214.945 | 4.2604 | 8.5414 | 12.846 | 34 | 149.6034 | 5.4001 | 34 | 150.5679 | 5.4285 | 34 | 151.8504 | 5.4662 | 27305.794 | 0 | 0 | 0 | 100.6249 | 6.0138 | 27442.323 | 0 | 0 | 0 | 6.0438 | 27579.5346 | 0 | 0 | 0 | 6.0741 | 27305.794 | 12.0576 | 82327.6517 | 0 | 0 | 0 | 0 | 0 | 0 | 0 | 0 | 0 | 100.6249 | 201.753 | 303.3867 | 6.0138 | 12.0576 | 18.1317 | 7451.9617 | 40241.3317 | 7451.9617 | 34335.0565 | 0 | 7489.2215 | 40654.9864 | 7489.2215 | 34460.798 | 0 | 7526.6677 | 41142.1735 | 7526.6677 | 34786.973 | 0 | 219.1753 | 220.2712 | 221.3726 | 0.066667 | 0.066335 | 0.066005 | 21844.6352 | 0 | 0 | 0 | 80.4999 | 4.811 | 21953.8584 | 0 | 0 | 0 | 80.9024 | 4.8351 | 22063.6277 | 0 | 0 | 0 | 81.307 | 4.8593 | 262135.6227 | 263446.3008 | 264763.5323 | 0 | 0 | 0 | 0 | 0 | 0 | 0 | 0 | 0 | 965.9993 | 970.8293 | 975.6834 | 21844.6352 | 9.6461 | 65862.1213 | 0 | 0 | 0 | 0 | 0 | 0 | 0 | 0 | 0 | 80.4999 | 161.4024 | 242.7093 | 4.811 | 9.6461 | 14.5053
| 18 | Residential | Low Income | Appliance | Electric | 01-178 | 01-178.03 | Dehumidifier | [01-178]_Residential_Appliance_Dehumidifier_ENERGY STAR_ROB_Electric_per unit | Federal Min. Standards (Updated in 2019) | EnergyStar v5 (2019) | ENGINEER | 99.6674 | 0 | 0 | 0 | 0.059326 | 0 | 34 | 12 | 0.37 | 0.3587 | 0.3254 | 0.1574 | 0.1585 | 0.87 | 1 | Replace on Burnout | 8.4043 | 0.032676 | 1040.5276 | 0 | 0 | 0 | 4.0456 | 66.4585 | 0 | 0 | 0 | 107.2143 | 0 | 0 | 208.4073 | 34 | 174.4073 | 6.1296 | 65.9183 | 0 | 0 | 0 | 108.7997 | 0 | 0 | 209.6616 | 34 | 175.6616 | 6.1665 | 65.5722 | 0 | 0 | 0 | 110.4801 | 0 | 0 | 211.2627 | 34 | 177.2627 | 6.2136 | per unit | 0.079 | 12137.6422 | 0.005 | 88143.7444 | 0 | 0 | 0 | 324.8196 | 22.3133 | 88584.4631 | 0 | 0 | 0 | 22.4249 | 89027.3854 | 0 | 0 | 0 | 22.537 | 88143.7444 | 176728.2075 | 265755.5929 | 0 | 0 | 0 | 0 | 0 | 0 | 0 | 0 | 0 | 324.8196 | 651.2633 | 979.3393 | 22.3133 | 44.7383 | 67.2753 | 88143.7444 | 0 | 0 | 0 | 324.8196 | 22.3133 | 88584.4631 | 0 | 0 | 0 | 22.4249 | 89027.3854 | 0 | 0 | 0 | 22.537 | 88143.7444 | 44.7383 | 265755.5929 | 0 | 0 | 0 | 0 | 0 | 0 | 0 | 0 | 0 | 324.8196 | 651.2633 | 979.3393 | 22.3133 | 44.7383 | 67.2753 | 4838.671 | 29659.2521 | 4838.671 | 14244.4331 | 0 | 4862.8644 | 29986.9383 | 4862.8644 | 14296.5989 | 0 | 4887.1787 | 30367.0117 | 4887.1787 | 14431.9177 | 0 | 142.3139 | 143.0254 | 143.7406 | 0.011667 | 0.011609 | 0.011551 | 12340.1242 | 0 | 0 | 0 | 45.4747 | 3.1239 | 12401.8248 | 0 | 0 | 0 | 45.7021 | 3.1395 | 12463.834 | 0 | 0 | 0 | 45.9306 | 3.1552 | 148081.4905 | 148821.898 | 149566.0075 | 0 | 0 | 0 | 0 | 0 | 0 | 0 | 0 | 0 | 545.697 | 548.4254 | 551.1676 | 12340.1242 | 6.2634 | 37205.783 | 0 | 0 | 0 | 0 | 0 | 0 | 0 | 0 | 0 | 45.4747 | 91.1769 | 137.1075 | 3.1239 | 6.2634 | 9.4185 | 1 | 1 | 1 | 1 | 1 | 1 | 1 | 34 | 174.4073 | 6.1296 | 34 | 175.6616 | 6.1665 | 34 | 177.2627 | 6.2136 | 88143.7444 | 0 | 0 | 0 | 324.8196 | 22.3133 | 88584.4631 | 0 | 0 | 0 | 22.4249 | 89027.3854 | 0 | 0 | 0 | 22.537 | 88143.7444 | 44.7383 | 265755.5929 | 0 | 0 | 0 | 0 | 0 | 0 | 0 | 0 | 0 | 324.8196 | 651.2633 | 979.3393 | 22.3133 | 44.7383 | 67.2753 | 4838.671 | 29659.2521 | 4838.671 | 14244.4331 | 0 | 4862.8644 | 29986.9383 | 4862.8644 | 14296.5989 | 0 | 4887.1787 | 30367.0117 | 4887.1787 | 14431.9177 | 0 | 142.3139 | 143.0254 | 143.7406 | 0.011667 | 0.011609 | 0.011551 | 12340.1242 | 0 | 0 | 0 | 45.4747 | 3.1239 | 12401.8248 | 0 | 0 | 0 | 45.7021 | 3.1395 | 12463.834 | 0 | 0 | 0 | 45.9306 | 3.1552 | 148081.4905 | 148821.898 | 149566.0075 | 0 | 0 | 0 | 0 | 0 | 0 | 0 | 0 | 0 | 545.697 | 548.4254 | 551.1676 | 12340.1242 | 6.2634 | 37205.783 | 0 | 0 | 0 | 0 | 0 | 0 | 0 | 0 | 0 | 45.4747 | 91.1769 | 137.1075 | 3.1239 | 6.2634 | 9.4185 | 34 | 174.4073 | 6.1296 | 34 | 175.6616 | 6.1665 | 34 | 177.2627 | 6.2136 | 88143.7444 | 0 | 0 | 0 | 324.8196 | 22.3133 | 88584.4631 | 0 | 0 | 0 | 22.4249 | 89027.3854 | 0 | 0 | 0 | 22.537 | 88143.7444 | 44.7383 | 265755.5929 | 0 | 0 | 0 | 0 | 0 | 0 | 0 | 0 | 0 | 324.8196 | 651.2633 | 979.3393 | 22.3133 | 44.7383 | 67.2753 | 4838.671 | 29659.2521 | 4838.671 | 14244.4331 | 0 | 4862.8644 | 29986.9383 | 4862.8644 | 14296.5989 | 0 | 4887.1787 | 30367.0117 | 4887.1787 | 14431.9177 | 0 | 142.3139 | 143.0254 | 143.7406 | 0.011667 | 0.011609 | 0.011551 | 12340.1242 | 0 | 0 | 0 | 45.4747 | 3.1239 | 12401.8248 | 0 | 0 | 0 | 45.7021 | 3.1395 | 12463.834 | 0 | 0 | 0 | 45.9306 | 3.1552 | 148081.4905 | 148821.898 | 149566.0075 | 0 | 0 | 0 | 0 | 0 | 0 | 0 | 0 | 0 | 545.697 | 548.4254 | 551.1676 | 12340.1242 | 6.2634 | 37205.783 | 0 | 0 | 0 | 0 | 0 | 0 | 0 | 0 | 0 | 45.4747 | 91.1769 | 137.1075 | 3.1239 | 6.2634 | 9.4185
| 19 | Residential | Single Family | Appliance | Electric | 01-179 | 01-179.01 | Appliance Recycling | [01-179]_Residential_Appliance_Dehumidifier Recycle_ER_Electric_per unit | Federal Standards (2012) and Federal Standards (2019) | Energy Star | ENGINEER | 411.7914 | 0 | 0 | 0 | 0.24511 | 0 | 50 | 12 | 0.37 | 0.3587 | 0.3254 | 0.1574 | 0.1585 | 1 | 1 | Early Replacements | 4.6175 | 0.017953 | 2785.0694 | 0 | 0 | 0 | 10.8283 | 189.1651 | 0 | 0 | 0 | 253.3283 | 0 | 0 | 442.4934 | 81.7154 | 360.778 | 5.4151 | 187.6074 | 0 | 0 | 0 | 254.5237 | 0 | 0 | 442.1311 | 81.7154 | 360.4156 | 5.4106 | 187.1547 | 0 | 0 | 0 | 258.1655 | 0 | 0 | 445.3201 | 81.7154 | 363.6047 | 5.4496 | per unit | 0.022704 | 9592.6762 | 0.005 | 244177.3016 | 0 | 0 | 0 | 899.8208 | 53.7771 | 240105.5801 | 0 | 0 | 0 | 52.8804 | 230254.0964 | 0 | 0 | 0 | 50.7107 | 244177.3016 | 484282.8816 | 714536.978 | 0 | 0 | 0 | 0 | 0 | 0 | 0 | 0 | 0 | 899.8208 | 1784.6369 | 2633.1491 | 53.7771 | 106.6575 | 157.3683 | 244177.3016 | 0 | 0 | 0 | 899.8208 | 53.7771 | 240105.5801 | 0 | 0 | 0 | 52.8804 | 230254.0964 | 0 | 0 | 0 | 50.7107 | 244177.3016 | 106.6575 | 714536.978 | 0 | 0 | 0 | 0 | 0 | 0 | 0 | 0 | 0 | 899.8208 | 1784.6369 | 2633.1491 | 53.7771 | 106.6575 | 157.3683 | 49962.4609 | 270549.3664 | 49962.4609 | 233922.7876 | 31737.3591 | 48939.2986 | 264791.8948 | 48939.2986 | 227834.9999 | 31087.4218 | 47104.9098 | 256705.0574 | 47104.9098 | 220488.0351 | 29922.1738 | 611.4201 | 598.8991 | 576.4506 | 0.063421 | 0.063106 | 0.062792 | 86967.1554 | 0 | 0 | 0 | 320.4838 | 19.1535 | 85186.1879 | 0 | 0 | 0 | 313.9207 | 18.7612 | 81993.1593 | 0 | 0 | 0 | 302.154 | 18.058 | 1043605.8651 | 1022234.2551 | 983917.9116 | 0 | 0 | 0 | 0 | 0 | 0 | 0 | 0 | 0 | 3845.805 | 3767.0482 | 3625.8482 | 86967.1554 | 37.9147 | 254146.5027 | 0 | 0 | 0 | 0 | 0 | 0 | 0 | 0 | 0 | 320.4838 | 634.4044 | 936.5585 | 19.1535 | 37.9147 | 55.9727 | 1 | 1 | 1 | 1 | 1 | 1 | 1 | 100.2173 | 342.2761 | 4.4153 | 100.2173 | 341.9138 | 4.4117 | 100.2173 | 345.1028 | 4.4435 | 244177.3016 | 0 | 0 | 0 | 899.8208 | 53.7771 | 240105.5801 | 0 | 0 | 0 | 52.8804 | 230254.0964 | 0 | 0 | 0 | 50.7107 | 244177.3016 | 106.6575 | 714536.978 | 0 | 0 | 0 | 0 | 0 | 0 | 0 | 0 | 0 | 899.8208 | 1784.6369 | 2633.1491 | 53.7771 | 106.6575 | 157.3683 | 98609.4628 | 435394.3119 | 98609.4628 | 376451.2646 | 32869.8209 | 96820.1066 | 427143.6568 | 96820.1066 | 367527.394 | 32273.3689 | 92980.2751 | 413162.1539 | 92980.2751 | 354871.5106 | 30993.425 | 983.9567 | 966.1019 | 927.7868 | 0.10206 | 0.10156 | 0.10105 | 139955.9914 | 0 | 0 | 0 | 515.7536 | 30.8236 | 137416.3656 | 0 | 0 | 0 | 506.3948 | 30.2643 | 131966.5091 | 0 | 0 | 0 | 486.3114 | 29.0641 | 1679471.8966 | 1648996.3874 | 1583598.1097 | 0 | 0 | 0 | 0 | 0 | 0 | 0 | 0 | 0 | 6189.0429 | 6076.7372 | 5835.7372 | 139955.9914 | 61.088 | 409338.8661 | 0 | 0 | 0 | 0 | 0 | 0 | 0 | 0 | 0 | 515.7536 | 1022.1483 | 1508.4598 | 30.8236 | 61.088 | 90.152 | 133.623 | 308.8703 | 3.3115 | 133.623 | 308.508 | 3.3088 | 133.623 | 311.6971 | 3.3327 | 244177.3016 | 0 | 0 | 0 | 899.8208 | 53.7771 | 240105.5801 | 0 | 0 | 0 | 52.8804 | 230254.0964 | 0 | 0 | 0 | 50.7107 | 244177.3016 | 106.6575 | 714536.978 | 0 | 0 | 0 | 0 | 0 | 0 | 0 | 0 | 0 | 899.8208 | 1784.6369 | 2633.1491 | 53.7771 | 106.6575 | 157.3683 | 172041.1703 | 569715.2038 | 172041.1703 | 492587.99 | 0 | 169172.338 | 559756.3381 | 169172.338 | 481631.3784 | 0 | 162231.231 | 540661.4851 | 162231.231 | 464382.7033 | 0 | 1287.5112 | 1266.0416 | 1214.0962 | 0.13355 | 0.13289 | 0.13222 | 183132.9762 | 0 | 0 | 0 | 674.8656 | 40.3329 | 180079.185 | 0 | 0 | 0 | 663.6121 | 39.6603 | 172690.5723 | 0 | 0 | 0 | 636.3842 | 38.033 | 2197595.7143 | 2160950.2205 | 2072286.8675 | 0 | 0 | 0 | 0 | 0 | 0 | 0 | 0 | 0 | 8098.3874 | 7963.3447 | 7636.6102 | 183132.9762 | 79.9932 | 535902.7335 | 0 | 0 | 0 | 0 | 0 | 0 | 0 | 0 | 0 | 674.8656 | 1338.4777 | 1974.8619 | 40.3329 | 79.9932 | 118.0262
| 20 | Residential | Multi-Family | Appliance | Electric | 01-179 | 01-179.02 | Appliance Recycling | [01-179]_Residential_Appliance_Dehumidifier Recycle_ER_Electric_per unit | Federal Standards (2012) and Federal Standards (2019) | Energy Star | ENGINEER | 411.7914 | 0 | 0 | 0 | 0.24511 | 0 | 50 | 12 | 0.37 | 0.3587 | 0.3254 | 0.1574 | 0.1585 | 1 | 1 | Early Replacements | 4.6175 | 0.017953 | 2785.0694 | 0 | 0 | 0 | 10.8283 | 189.1651 | 0 | 0 | 0 | 253.3283 | 0 | 0 | 442.4934 | 81.7154 | 360.778 | 5.4151 | 187.6074 | 0 | 0 | 0 | 254.5237 | 0 | 0 | 442.1311 | 81.7154 | 360.4156 | 5.4106 | 187.1547 | 0 | 0 | 0 | 258.1655 | 0 | 0 | 445.3201 | 81.7154 | 363.6047 | 5.4496 | per unit | 0.011252 | 720.3345 | 0.005 | 18335.7938 | 0 | 0 | 0 | 67.5695 | 4.0382 | 18030.0395 | 0 | 0 | 0 | 3.9709 | 17290.2706 | 0 | 0 | 0 | 3.808 | 18335.7938 | 36365.8333 | 53656.104 | 0 | 0 | 0 | 0 | 0 | 0 | 0 | 0 | 0 | 67.5695 | 134.0122 | 197.7288 | 4.0382 | 8.0091 | 11.8171 | 18335.7938 | 0 | 0 | 0 | 67.5695 | 4.0382 | 18030.0395 | 0 | 0 | 0 | 3.9709 | 17290.2706 | 0 | 0 | 0 | 3.808 | 18335.7938 | 8.0091 | 53656.104 | 0 | 0 | 0 | 0 | 0 | 0 | 0 | 0 | 0 | 67.5695 | 134.0122 | 197.7288 | 4.0382 | 8.0091 | 11.8171 | 2518.7178 | 13638.9898 | 2518.7178 | 11792.5632 | 1599.9502 | 2461.6245 | 13318.912 | 2461.6245 | 11459.997 | 1563.6832 | 2374.4105 | 12939.6955 | 2374.4105 | 11114.1092 | 1508.2828 | 30.823 | 30.1244 | 29.0571 | 0.042577 | 0.042365 | 0.042154 | 4384.2059 | 0 | 0 | 0 | 16.1563 | 0.96557 | 4284.8266 | 0 | 0 | 0 | 15.7901 | 0.94368 | 4133.0176 | 0 | 0 | 0 | 15.2306 | 0.91025 | 52610.4714 | 51417.9187 | 49596.2109 | 0 | 0 | 0 | 0 | 0 | 0 | 0 | 0 | 0 | 193.8755 | 189.4808 | 182.7676 | 4384.2059 | 1.9093 | 12802.0501 | 0 | 0 | 0 | 0 | 0 | 0 | 0 | 0 | 0 | 16.1563 | 31.9464 | 47.177 | 0.96557 | 1.9093 | 2.8195 | 1 | 1 | 1 | 1 | 1 | 1 | 1 | 100.2173 | 342.2761 | 4.4153 | 100.2173 | 341.9138 | 4.4117 | 100.2173 | 345.1028 | 4.4435 | 18335.7938 | 0 | 0 | 0 | 67.5695 | 4.0382 | 18030.0395 | 0 | 0 | 0 | 3.9709 | 17290.2706 | 0 | 0 | 0 | 3.808 | 18335.7938 | 8.0091 | 53656.104 | 0 | 0 | 0 | 0 | 0 | 0 | 0 | 0 | 0 | 67.5695 | 134.0122 | 197.7288 | 4.0382 | 8.0091 | 11.8171 | 5863.5292 | 25889.4753 | 5863.5292 | 22384.5958 | 1954.5097 | 5751.3208 | 25373.244 | 5751.3208 | 21831.9109 | 1917.1069 | 5528.5495 | 24566.3654 | 5528.5495 | 21100.4399 | 1842.8498 | 58.5082 | 57.3885 | 55.1656 | 0.08082 | 0.080417 | 0.080017 | 8322.082 | 0 | 0 | 0 | 30.6678 | 1.8328 | 8162.8251 | 0 | 0 | 0 | 30.0809 | 1.7978 | 7846.6468 | 0 | 0 | 0 | 28.9158 | 1.7281 | 99864.9843 | 97953.9015 | 94159.7612 | 0 | 0 | 0 | 0 | 0 | 0 | 0 | 0 | 0 | 368.0137 | 360.9711 | 346.9893 | 8322.082 | 3.6306 | 24331.5539 | 0 | 0 | 0 | 0 | 0 | 0 | 0 | 0 | 0 | 30.6678 | 60.7487 | 89.6645 | 1.8328 | 3.6306 | 5.3587 | 133.623 | 308.8703 | 3.3115 | 133.623 | 308.508 | 3.3088 | 133.623 | 311.6971 | 3.3327 | 18335.7938 | 0 | 0 | 0 | 67.5695 | 4.0382 | 18030.0395 | 0 | 0 | 0 | 3.9709 | 17290.2706 | 0 | 0 | 0 | 3.808 | 18335.7938 | 8.0091 | 53656.104 | 0 | 0 | 0 | 0 | 0 | 0 | 0 | 0 | 0 | 67.5695 | 134.0122 | 197.7288 | 4.0382 | 8.0091 | 11.8171 | 12057.6755 | 39929.0532 | 12057.6755 | 34523.5162 | 0 | 11856.6105 | 39231.0762 | 11856.6105 | 33755.6112 | 0 | 11370.1362 | 37892.7946 | 11370.1362 | 32546.7208 | 0 | 90.2365 | 88.7318 | 85.0911 | 0.12465 | 0.12403 | 0.12341 | 12835.0557 | 0 | 0 | 0 | 47.2986 | 2.8268 | 12621.0277 | 0 | 0 | 0 | 46.5099 | 2.7796 | 12103.1895 | 0 | 0 | 0 | 44.6016 | 2.6656 | 154020.6678 | 151452.3322 | 145238.2735 | 0 | 0 | 0 | 0 | 0 | 0 | 0 | 0 | 0 | 567.5835 | 558.1189 | 535.2194 | 12835.0557 | 5.6064 | 37559.2728 | 0 | 0 | 0 | 0 | 0 | 0 | 0 | 0 | 0 | 47.2986 | 93.8085 | 138.4101 | 2.8268 | 5.6064 | 8.272
| 21 | Residential | Low Income | Appliance | Electric | 01-179 | 01-179.03 | Appliance Recycling | [01-179]_Residential_Appliance_Dehumidifier Recycle_ER_Electric_per unit | Federal Standards (2012) and Federal Standards (2019) | Energy Star | ENGINEER | 411.7914 | 0 | 0 | 0 | 0.24511 | 0 | 50 | 12 | 0.37 | 0.3587 | 0.3254 | 0.1574 | 0.1585 | 1 | 1 | Early Replacements | 4.6175 | 0.017953 | 2785.0694 | 0 | 0 | 0 | 10.8283 | 189.1651 | 0 | 0 | 0 | 253.3283 | 0 | 0 | 530.9921 | 133.623 | 397.369 | 3.9738 | 187.6074 | 0 | 0 | 0 | 254.5237 | 0 | 0 | 530.5573 | 133.623 | 396.9342 | 3.9706 | 187.1547 | 0 | 0 | 0 | 258.1655 | 0 | 0 | 534.3842 | 133.623 | 400.7611 | 3.9992 | per unit | 0.0237 | 3641.2926 | 0.005 | 92687.4831 | 0 | 0 | 0 | 341.5638 | 20.4133 | 91141.8946 | 0 | 0 | 0 | 20.0729 | 87402.361 | 0 | 0 | 0 | 19.2493 | 92687.4831 | 183829.3777 | 271231.7387 | 0 | 0 | 0 | 0 | 0 | 0 | 0 | 0 | 0 | 341.5638 | 677.4319 | 999.5195 | 20.4133 | 40.4862 | 59.7356 | 92687.4831 | 0 | 0 | 0 | 341.5638 | 20.4133 | 91141.8946 | 0 | 0 | 0 | 20.0729 | 87402.361 | 0 | 0 | 0 | 19.2493 | 92687.4831 | 40.4862 | 271231.7387 | 0 | 0 | 0 | 0 | 0 | 0 | 0 | 0 | 0 | 341.5638 | 677.4319 | 999.5195 | 20.4133 | 40.4862 | 59.7356 | 10448.8422 | 41521.6724 | 10448.8422 | 21971.1237 | 0 | 10274.605 | 40795.8558 | 10274.605 | 21482.421 | 0 | 9853.04 | 39404.1951 | 9853.04 | 20713.0706 | 0 | 78.1964 | 76.8925 | 73.7376 | 0.021368 | 0.021262 | 0.021156 | 11122.498 | 0 | 0 | 0 | 40.9877 | 2.4496 | 10937.0274 | 0 | 0 | 0 | 40.3042 | 2.4088 | 10488.2833 | 0 | 0 | 0 | 38.6505 | 2.3099 | 133469.9756 | 131244.3282 | 125859.3998 | 0 | 0 | 0 | 0 | 0 | 0 | 0 | 0 | 0 | 491.8519 | 483.6501 | 463.806 | 11122.498 | 4.8583 | 32547.8086 | 0 | 0 | 0 | 0 | 0 | 0 | 0 | 0 | 0 | 40.9877 | 81.2918 | 119.9423 | 2.4496 | 4.8583 | 7.1683 | 1 | 1 | 1 | 1 | 1 | 1 | 1 | 133.623 | 397.369 | 3.9738 | 133.623 | 396.9342 | 3.9706 | 133.623 | 400.7611 | 3.9992 | 92687.4831 | 0 | 0 | 0 | 341.5638 | 20.4133 | 91141.8946 | 0 | 0 | 0 | 20.0729 | 87402.361 | 0 | 0 | 0 | 19.2493 | 92687.4831 | 40.4862 | 271231.7387 | 0 | 0 | 0 | 0 | 0 | 0 | 0 | 0 | 0 | 341.5638 | 677.4319 | 999.5195 | 20.4133 | 40.4862 | 59.7356 | 10448.8422 | 41521.6724 | 10448.8422 | 21971.1237 | 0 | 10274.605 | 40795.8558 | 10274.605 | 21482.421 | 0 | 9853.04 | 39404.1951 | 9853.04 | 20713.0706 | 0 | 78.1964 | 76.8925 | 73.7376 | 0.021368 | 0.021262 | 0.021156 | 11122.498 | 0 | 0 | 0 | 40.9877 | 2.4496 | 10937.0274 | 0 | 0 | 0 | 40.3042 | 2.4088 | 10488.2833 | 0 | 0 | 0 | 38.6505 | 2.3099 | 133469.9756 | 131244.3282 | 125859.3998 | 0 | 0 | 0 | 0 | 0 | 0 | 0 | 0 | 0 | 491.8519 | 483.6501 | 463.806 | 11122.498 | 4.8583 | 32547.8086 | 0 | 0 | 0 | 0 | 0 | 0 | 0 | 0 | 0 | 40.9877 | 81.2918 | 119.9423 | 2.4496 | 4.8583 | 7.1683 | 133.623 | 397.369 | 3.9738 | 133.623 | 396.9342 | 3.9706 | 133.623 | 400.7611 | 3.9992 | 92687.4831 | 0 | 0 | 0 | 341.5638 | 20.4133 | 91141.8946 | 0 | 0 | 0 | 20.0729 | 87402.361 | 0 | 0 | 0 | 19.2493 | 92687.4831 | 40.4862 | 271231.7387 | 0 | 0 | 0 | 0 | 0 | 0 | 0 | 0 | 0 | 341.5638 | 677.4319 | 999.5195 | 20.4133 | 40.4862 | 59.7356 | 10448.8422 | 41521.6724 | 10448.8422 | 21971.1237 | 0 | 10274.605 | 40795.8558 | 10274.605 | 21482.421 | 0 | 9853.04 | 39404.1951 | 9853.04 | 20713.0706 | 0 | 78.1964 | 76.8925 | 73.7376 | 0.021368 | 0.021262 | 0.021156 | 11122.498 | 0 | 0 | 0 | 40.9877 | 2.4496 | 10937.0274 | 0 | 0 | 0 | 40.3042 | 2.4088 | 10488.2833 | 0 | 0 | 0 | 38.6505 | 2.3099 | 133469.9756 | 131244.3282 | 125859.3998 | 0 | 0 | 0 | 0 | 0 | 0 | 0 | 0 | 0 | 491.8519 | 483.6501 | 463.806 | 11122.498 | 4.8583 | 32547.8086 | 0 | 0 | 0 | 0 | 0 | 0 | 0 | 0 | 0 | 40.9877 | 81.2918 | 119.9423 | 2.4496 | 4.8583 | 7.1683
| 22 | Residential | Single Family | Appliance | Electric | 01-170 | 01-170.01 | Freezers | [01-170]_Residential_Appliance_Freezer_ENERGY STAR_ROB_Electric_per unit | Federal Standard | ENERGY STAR | DEEMED | 37.9399 | 0 | 0 | 0 | 0.0061262 | 0 | 50 | 11 | 0.95 | 0.3038 | 0.3448 | 0.1613 | 0.1901 | 1 | 1 | Replace on Burnout | 30.8145 | 0.11981 | 417.3385 | 0 | 0 | 0 | 1.6226 | 26.8861 | 0 | 0 | 0 | 26.1398 | 0 | 0 | 53.0259 | 30.5768 | 22.449 | 1.7342 | 26.605 | 0 | 0 | 0 | 26.6487 | 0 | 0 | 53.2537 | 30.5768 | 22.6768 | 1.7416 | 26.4797 | 0 | 0 | 0 | 27.2023 | 0 | 0 | 53.682 | 30.5768 | 23.1051 | 1.7556 | per unit | 0.174 | 73517.2376 | 0.005 | 254834.5674 | 0 | 0 | 0 | 939.094 | 39.0914 | 256108.7403 | 0 | 0 | 0 | 39.2868 | 257389.284 | 0 | 0 | 0 | 39.4833 | 254834.5674 | 510943.3077 | 768332.5916 | 0 | 0 | 0 | 0 | 0 | 0 | 0 | 0 | 0 | 939.094 | 1882.8836 | 2831.392 | 39.0914 | 78.3782 | 117.8614 | 254834.5674 | 0 | 0 | 0 | 939.094 | 39.0914 | 256108.7403 | 0 | 0 | 0 | 39.2868 | 257389.284 | 0 | 0 | 0 | 39.4833 | 254834.5674 | 78.3782 | 768332.5916 | 0 | 0 | 0 | 0 | 0 | 0 | 0 | 0 | 0 | 939.094 | 1882.8836 | 2831.392 | 39.0914 | 78.3782 | 117.8614 | 88341.1119 | 153199.7394 | 88341.1119 | 160605.841 | 56116.4031 | 88635.8881 | 154371.2723 | 88635.8881 | 160622.0754 | 56303.652 | 89292.1767 | 156765.0678 | 89292.1767 | 162569.0433 | 56720.5424 | 2889.1503 | 2898.7908 | 2920.2544 | 0.039103 | 0.038909 | 0.038715 | 109613.9724 | 0 | 0 | 0 | 403.9398 | 16.8147 | 109979.7317 | 0 | 0 | 0 | 405.2877 | 16.8708 | 110794.057 | 0 | 0 | 0 | 408.2886 | 16.9957 | 1205753.6959 | 1209777.0492 | 1218734.6272 | 0 | 0 | 0 | 0 | 0 | 0 | 0 | 0 | 0 | 4443.338 | 4458.1645 | 4491.1742 | 109613.9724 | 33.6854 | 330387.7611 | 0 | 0 | 0 | 0 | 0 | 0 | 0 | 0 | 0 | 403.9398 | 809.2275 | 1217.5161 | 16.8147 | 33.6854 | 50.6811 | 1 | 1 | 1 | 1 | 1 | 1 | 1 | 37.5 | 15.5259 | 1.414 | 37.5 | 15.7537 | 1.4201 | 37.5 | 16.182 | 1.4315 | 254834.5674 | 0 | 0 | 0 | 939.094 | 39.0914 | 256108.7403 | 0 | 0 | 0 | 39.2868 | 257389.284 | 0 | 0 | 0 | 39.4833 | 254834.5674 | 78.3782 | 768332.5916 | 0 | 0 | 0 | 0 | 0 | 0 | 0 | 0 | 0 | 939.094 | 1882.8836 | 2831.392 | 39.0914 | 78.3782 | 117.8614 | 168918.2812 | 238854.4171 | 168918.2812 | 250401.3042 | 56306.0937 | 169622.1799 | 240880.1324 | 169622.1799 | 250633.8532 | 56540.7266 | 170682.1298 | 244334.8389 | 170682.1298 | 253380.9449 | 56894.0433 | 4504.4875 | 4523.2581 | 4551.5235 | 0.060966 | 0.060663 | 0.060361 | 170899.6476 | 0 | 0 | 0 | 629.7844 | 26.2158 | 171611.8029 | 0 | 0 | 0 | 632.4088 | 26.3251 | 172684.1856 | 0 | 0 | 0 | 636.3607 | 26.4896 | 1879896.1237 | 1887729.8317 | 1899526.0421 | 0 | 0 | 0 | 0 | 0 | 0 | 0 | 0 | 0 | 6927.6287 | 6956.4968 | 6999.9672 | 170899.6476 | 52.5409 | 515195.6361 | 0 | 0 | 0 | 0 | 0 | 0 | 0 | 0 | 0 | 629.7844 | 1262.1932 | 1898.5539 | 26.2158 | 52.5409 | 79.0305 | 50 | 3.0259 | 1.0605 | 50 | 3.2537 | 1.0651 | 50 | 3.682 | 1.0736 | 254834.5674 | 0 | 0 | 0 | 939.094 | 39.0914 | 256108.7403 | 0 | 0 | 0 | 39.2868 | 257389.284 | 0 | 0 | 0 | 39.4833 | 254834.5674 | 78.3782 | 768332.5916 | 0 | 0 | 0 | 0 | 0 | 0 | 0 | 0 | 0 | 939.094 | 1882.8836 | 2831.392 | 39.0914 | 78.3782 | 117.8614 | 302256.0975 | 320547.9158 | 302256.0975 | 336044.0939 | 0 | 303767.378 | 323534.6032 | 303767.378 | 336635.1695 | 0 | 305286.2149 | 327767.4334 | 305286.2149 | 339902.4975 | 0 | 6045.1219 | 6075.3476 | 6105.7243 | 0.081818 | 0.081411 | 0.081006 | 229351.1107 | 0 | 0 | 0 | 845.1846 | 35.1822 | 230497.8662 | 0 | 0 | 0 | 849.4106 | 35.3581 | 231650.3556 | 0 | 0 | 0 | 853.6576 | 35.5349 | 2522862.2174 | 2535476.5285 | 2548153.9112 | 0 | 0 | 0 | 0 | 0 | 0 | 0 | 0 | 0 | 9297.0311 | 9343.5162 | 9390.2338 | 229351.1107 | 70.5404 | 691499.3325 | 0 | 0 | 0 | 0 | 0 | 0 | 0 | 0 | 0 | 845.1846 | 1694.5952 | 2548.2528 | 35.1822 | 70.5404 | 106.0753
| 23 | Residential | Multi-Family | Appliance | Electric | 01-170 | 01-170.02 | Freezers | [01-170]_Residential_Appliance_Freezer_ENERGY STAR_ROB_Electric_per unit | Federal Standard | ENERGY STAR | DEEMED | 37.9399 | 0 | 0 | 0 | 0.0061262 | 0 | 50 | 11 | 0.95 | 0.3038 | 0.3448 | 0.1613 | 0.1901 | 1 | 1 | Replace on Burnout | 30.8145 | 0.11981 | 417.3385 | 0 | 0 | 0 | 1.6226 | 26.8861 | 0 | 0 | 0 | 26.1398 | 0 | 0 | 53.0259 | 30.5768 | 22.449 | 1.7342 | 26.605 | 0 | 0 | 0 | 26.6487 | 0 | 0 | 53.2537 | 30.5768 | 22.6768 | 1.7416 | 26.4797 | 0 | 0 | 0 | 27.2023 | 0 | 0 | 53.682 | 30.5768 | 23.1051 | 1.7556 | per unit | 0.098 | 6273.6758 | 0.005 | 21746.5932 | 0 | 0 | 0 | 80.1386 | 3.3359 | 21855.3261 | 0 | 0 | 0 | 3.3526 | 21964.6028 | 0 | 0 | 0 | 3.3693 | 21746.5932 | 43601.9193 | 65566.5221 | 0 | 0 | 0 | 0 | 0 | 0 | 0 | 0 | 0 | 80.1386 | 160.678 | 241.62 | 3.3359 | 6.6885 | 10.0578 | 21746.5932 | 0 | 0 | 0 | 80.1386 | 3.3359 | 21855.3261 | 0 | 0 | 0 | 3.3526 | 21964.6028 | 0 | 0 | 0 | 3.3693 | 21746.5932 | 6.6885 | 65566.5221 | 0 | 0 | 0 | 0 | 0 | 0 | 0 | 0 | 0 | 80.1386 | 160.678 | 241.62 | 3.3359 | 6.6885 | 10.0578 | 5113.7561 | 8868.1938 | 5113.7561 | 9296.907 | 3248.3811 | 5125.1817 | 8926.1905 | 5125.1817 | 9287.6299 | 3255.6389 | 5171.3248 | 9078.9934 | 5171.3248 | 9415.1286 | 3284.9501 | 167.2427 | 167.6164 | 169.1255 | 0.026525 | 0.026393 | 0.026262 | 6345.1671 | 0 | 0 | 0 | 23.3827 | 0.97334 | 6359.3441 | 0 | 0 | 0 | 23.4349 | 0.97552 | 6416.5986 | 0 | 0 | 0 | 23.6459 | 0.9843 | 69796.8386 | 69952.7852 | 70582.5842 | 0 | 0 | 0 | 0 | 0 | 0 | 0 | 0 | 0 | 257.2092 | 257.7839 | 260.1048 | 6345.1671 | 1.9489 | 19121.1098 | 0 | 0 | 0 | 0 | 0 | 0 | 0 | 0 | 0 | 23.3827 | 46.8176 | 70.4634 | 0.97334 | 1.9489 | 2.9332 | 1 | 1 | 1 | 1 | 1 | 1 | 1 | 37.5 | 15.5259 | 1.414 | 37.5 | 15.7537 | 1.4201 | 37.5 | 16.182 | 1.4315 | 21746.5932 | 0 | 0 | 0 | 80.1386 | 3.3359 | 21855.3261 | 0 | 0 | 0 | 3.3526 | 21964.6028 | 0 | 0 | 0 | 3.3693 | 21746.5932 | 6.6885 | 65566.5221 | 0 | 0 | 0 | 0 | 0 | 0 | 0 | 0 | 0 | 80.1386 | 160.678 | 241.62 | 3.3359 | 6.6885 | 10.0578 | 11252.1621 | 15910.8215 | 11252.1621 | 16679.9949 | 3750.7207 | 11295.0967 | 16040.1452 | 11295.0967 | 16689.6429 | 3765.0322 | 11371.639 | 16278.7257 | 11371.639 | 16881.4195 | 3790.5463 | 300.0577 | 301.2026 | 303.2437 | 0.04759 | 0.047353 | 0.047118 | 11384.1469 | 0 | 0 | 0 | 41.9519 | 1.7463 | 11427.5852 | 0 | 0 | 0 | 42.1119 | 1.753 | 11505.0253 | 0 | 0 | 0 | 42.3973 | 1.7649 | 125225.6164 | 125703.4371 | 126555.2781 | 0 | 0 | 0 | 0 | 0 | 0 | 0 | 0 | 0 | 461.4705 | 463.2313 | 466.3704 | 11384.1469 | 3.4993 | 34316.7574 | 0 | 0 | 0 | 0 | 0 | 0 | 0 | 0 | 0 | 41.9519 | 84.0638 | 126.4611 | 1.7463 | 3.4993 | 5.2642 | 50 | 3.0259 | 1.0605 | 50 | 3.2537 | 1.0651 | 50 | 3.682 | 1.0736 | 21746.5932 | 0 | 0 | 0 | 80.1386 | 3.3359 | 21855.3261 | 0 | 0 | 0 | 3.3526 | 21964.6028 | 0 | 0 | 0 | 3.3693 | 21746.5932 | 6.6885 | 65566.5221 | 0 | 0 | 0 | 0 | 0 | 0 | 0 | 0 | 0 | 80.1386 | 160.678 | 241.62 | 3.3359 | 6.6885 | 10.0578 | 22927.4334 | 24314.947 | 22927.4334 | 25490.3992 | 0 | 23042.0705 | 24541.5001 | 23042.0705 | 25535.2348 | 0 | 23157.2809 | 24862.5786 | 23157.2809 | 25783.0758 | 0 | 458.5487 | 460.8414 | 463.1456 | 0.072727 | 0.072365 | 0.072005 | 17397.2745 | 0 | 0 | 0 | 64.1109 | 2.6687 | 17484.2609 | 0 | 0 | 0 | 64.4315 | 2.6821 | 17571.6822 | 0 | 0 | 0 | 64.7536 | 2.6955 | 191370.02 | 192326.8701 | 193288.5044 | 0 | 0 | 0 | 0 | 0 | 0 | 0 | 0 | 0 | 705.2201 | 708.7462 | 712.2899 | 17397.2745 | 5.3508 | 52453.2177 | 0 | 0 | 0 | 0 | 0 | 0 | 0 | 0 | 0 | 64.1109 | 128.5424 | 193.296 | 2.6687 | 5.3508 | 8.0463
| 24 | Residential | Low Income | Appliance | Electric | 01-170 | 01-170.03 | Freezers | [01-170]_Residential_Appliance_Freezer_ENERGY STAR_ROB_Electric_per unit | Federal Standard | ENERGY STAR | DEEMED | 37.9399 | 0 | 0 | 0 | 0.0061262 | 0 | 50 | 11 | 0.95 | 0.3038 | 0.3448 | 0.1613 | 0.1901 | 0.87 | 1 | Replace on Burnout | 35.419 | 0.13771 | 363.0845 | 0 | 0 | 0 | 1.4117 | 23.3909 | 0 | 0 | 0 | 26.1398 | 0 | 0 | 59.4368 | 50 | 9.4368 | 1.1887 | 23.1463 | 0 | 0 | 0 | 26.6487 | 0 | 0 | 59.754 | 50 | 9.754 | 1.1951 | 23.0373 | 0 | 0 | 0 | 27.2023 | 0 | 0 | 60.2876 | 50 | 10.2876 | 1.2058 | per unit | 0.164 | 25197.1306 | 0.005 | 75987.0346 | 0 | 0 | 0 | 280.0208 | 13.3981 | 76366.9698 | 0 | 0 | 0 | 13.4651 | 76748.8047 | 0 | 0 | 0 | 13.5324 | 75987.0346 | 152354.0045 | 229102.8091 | 0 | 0 | 0 | 0 | 0 | 0 | 0 | 0 | 0 | 280.0208 | 561.4416 | 844.2696 | 13.3981 | 26.8632 | 40.3956 | 75987.0346 | 0 | 0 | 0 | 280.0208 | 13.3981 | 76366.9698 | 0 | 0 | 0 | 13.4651 | 76748.8047 | 0 | 0 | 0 | 13.5324 | 75987.0346 | 26.8632 | 229102.8091 | 0 | 0 | 0 | 0 | 0 | 0 | 0 | 0 | 0 | 280.0208 | 561.4416 | 844.2696 | 13.3981 | 26.8632 | 40.3956 | 16114.7103 | 19156.1448 | 16114.7103 | 11447.1038 | 0 | 16195.2839 | 19354.6727 | 16195.2839 | 11467.2383 | 0 | 16276.2603 | 19625.1212 | 16276.2603 | 11578.5376 | 0 | 322.2942 | 323.9057 | 325.5252 | 0.012727 | 0.012664 | 0.012601 | 10638.1849 | 0 | 0 | 0 | 39.2029 | 1.8757 | 10691.3758 | 0 | 0 | 0 | 39.3989 | 1.8851 | 10744.8327 | 0 | 0 | 0 | 39.5959 | 1.8945 | 117020.0334 | 117605.1335 | 118193.1592 | 0 | 0 | 0 | 0 | 0 | 0 | 0 | 0 | 0 | 431.232 | 433.3881 | 435.5551 | 10638.1849 | 3.7608 | 32074.3933 | 0 | 0 | 0 | 0 | 0 | 0 | 0 | 0 | 0 | 39.2029 | 78.6018 | 118.1977 | 1.8757 | 3.7608 | 5.6554 | 1 | 1 | 1 | 1 | 1 | 1 | 1 | 50 | 9.4368 | 1.1887 | 50 | 9.754 | 1.1951 | 50 | 10.2876 | 1.2058 | 75987.0346 | 0 | 0 | 0 | 280.0208 | 13.3981 | 76366.9698 | 0 | 0 | 0 | 13.4651 | 76748.8047 | 0 | 0 | 0 | 13.5324 | 75987.0346 | 26.8632 | 229102.8091 | 0 | 0 | 0 | 0 | 0 | 0 | 0 | 0 | 0 | 280.0208 | 561.4416 | 844.2696 | 13.3981 | 26.8632 | 40.3956 | 16114.7103 | 19156.1448 | 16114.7103 | 11447.1038 | 0 | 16195.2839 | 19354.6727 | 16195.2839 | 11467.2383 | 0 | 16276.2603 | 19625.1212 | 16276.2603 | 11578.5376 | 0 | 322.2942 | 323.9057 | 325.5252 | 0.012727 | 0.012664 | 0.012601 | 10638.1849 | 0 | 0 | 0 | 39.2029 | 1.8757 | 10691.3758 | 0 | 0 | 0 | 39.3989 | 1.8851 | 10744.8327 | 0 | 0 | 0 | 39.5959 | 1.8945 | 117020.0334 | 117605.1335 | 118193.1592 | 0 | 0 | 0 | 0 | 0 | 0 | 0 | 0 | 0 | 431.232 | 433.3881 | 435.5551 | 10638.1849 | 3.7608 | 32074.3933 | 0 | 0 | 0 | 0 | 0 | 0 | 0 | 0 | 0 | 39.2029 | 78.6018 | 118.1977 | 1.8757 | 3.7608 | 5.6554 | 50 | 9.4368 | 1.1887 | 50 | 9.754 | 1.1951 | 50 | 10.2876 | 1.2058 | 75987.0346 | 0 | 0 | 0 | 280.0208 | 13.3981 | 76366.9698 | 0 | 0 | 0 | 13.4651 | 76748.8047 | 0 | 0 | 0 | 13.5324 | 75987.0346 | 26.8632 | 229102.8091 | 0 | 0 | 0 | 0 | 0 | 0 | 0 | 0 | 0 | 280.0208 | 561.4416 | 844.2696 | 13.3981 | 26.8632 | 40.3956 | 16114.7103 | 19156.1448 | 16114.7103 | 11447.1038 | 0 | 16195.2839 | 19354.6727 | 16195.2839 | 11467.2383 | 0 | 16276.2603 | 19625.1212 | 16276.2603 | 11578.5376 | 0 | 322.2942 | 323.9057 | 325.5252 | 0.012727 | 0.012664 | 0.012601 | 10638.1849 | 0 | 0 | 0 | 39.2029 | 1.8757 | 10691.3758 | 0 | 0 | 0 | 39.3989 | 1.8851 | 10744.8327 | 0 | 0 | 0 | 39.5959 | 1.8945 | 117020.0334 | 117605.1335 | 118193.1592 | 0 | 0 | 0 | 0 | 0 | 0 | 0 | 0 | 0 | 431.232 | 433.3881 | 435.5551 | 10638.1849 | 3.7608 | 32074.3933 | 0 | 0 | 0 | 0 | 0 | 0 | 0 | 0 | 0 | 39.2029 | 78.6018 | 118.1977 | 1.8757 | 3.7608 | 5.6554
| 25 | Residential | Single Family | Appliance | Electric | 01-171 | 01-171.01 | Appliance Recycling | [01-171]_Residential_Appliance_Freezer Recycle_ENERGY STAR_ADD_Electric_per unit | Existing Freezer meeting old standard | Freezer meeting new standard | DEEMED | 718 | 0 | 0 | 0 | 0.081963 | 0 | 200 | 8 | 0.95 | 0.3038 | 0.3448 | 0.1613 | 0.1901 | 1 | 1 | Additions on Existing | 8.9555 | 0.034819 | 5744 | 0 | 0 | 0 | 22.3327 | 391.6924 | 0 | 0 | 0 | 254.1858 | 0 | 0 | 645.8782 | 122.3074 | 523.5708 | 5.2808 | 390.4891 | 0 | 0 | 0 | 259.219 | 0 | 0 | 649.7081 | 122.3074 | 527.4007 | 5.3121 | 390.1306 | 0 | 0 | 0 | 266.9051 | 0 | 0 | 657.0357 | 122.3074 | 534.7283 | 5.372 | per unit | 0.0041024 | 1733.3366 | 0.005 | 337652.9886 | 0 | 0 | 0 | 1244.2892 | 36.6176 | 313771.6805 | 0 | 0 | 0 | 34.0278 | 261731.5746 | 0 | 0 | 0 | 28.3841 | 337652.9886 | 651424.6691 | 913156.2437 | 0 | 0 | 0 | 0 | 0 | 0 | 0 | 0 | 0 | 1244.2892 | 2400.5732 | 3365.0835 | 36.6176 | 70.6454 | 99.0295 | 337652.9886 | 0 | 0 | 0 | 1244.2892 | 36.6176 | 313771.6805 | 0 | 0 | 0 | 34.0278 | 261731.5746 | 0 | 0 | 0 | 28.3841 | 337652.9886 | 70.6454 | 913156.2437 | 0 | 0 | 0 | 0 | 0 | 0 | 0 | 0 | 0 | 1244.2892 | 2400.5732 | 3365.0835 | 36.6176 | 70.6454 | 99.0295 | 28571.6768 | 150880.6792 | 28571.6768 | 186131.7548 | 18149.4176 | 26564.3936 | 141112.4941 | 26564.3936 | 173308.0839 | 16874.3429 | 22232.3303 | 119432.1539 | 22232.3303 | 146443.9141 | 14122.512 | 233.6055 | 217.1937 | 181.7742 | 0.1341 | 0.13343 | 0.13277 | 167728.7289 | 0 | 0 | 0 | 618.0992 | 18.1898 | 155945.0641 | 0 | 0 | 0 | 574.6751 | 16.9119 | 130513.884 | 0 | 0 | 0 | 480.9583 | 14.1539 | 1341829.8311 | 1247560.5132 | 1044111.0717 | 0 | 0 | 0 | 0 | 0 | 0 | 0 | 0 | 0 | 4944.7939 | 4597.4008 | 3847.6668 | 167728.7289 | 35.1016 | 454187.677 | 0 | 0 | 0 | 0 | 0 | 0 | 0 | 0 | 0 | 618.0992 | 1192.7743 | 1673.7327 | 18.1898 | 35.1016 | 49.2555 | 1 | 1 | 1 | 1 | 1 | 1 | 1 | 150 | 495.8782 | 4.3059 | 150 | 499.7081 | 4.3314 | 150 | 507.0357 | 4.3802 | 337652.9886 | 0 | 0 | 0 | 1244.2892 | 36.6176 | 313771.6805 | 0 | 0 | 0 | 34.0278 | 261731.5746 | 0 | 0 | 0 | 28.3841 | 337652.9886 | 70.6454 | 913156.2437 | 0 | 0 | 0 | 0 | 0 | 0 | 0 | 0 | 0 | 1244.2892 | 2400.5732 | 3365.0835 | 36.6176 | 70.6454 | 99.0295 | 46037.351 | 198230.1394 | 46037.351 | 244543.7275 | 15345.7837 | 42789.7343 | 185338.9121 | 42789.7343 | 227625.0017 | 14263.2448 | 35739.8174 | 156548.9159 | 35739.8174 | 191955.3089 | 11913.2725 | 306.9157 | 285.2649 | 238.2654 | 0.17619 | 0.17531 | 0.17444 | 220365.4535 | 0 | 0 | 0 | 812.0715 | 23.8981 | 204820.1948 | 0 | 0 | 0 | 754.7855 | 22.2122 | 171074.5924 | 0 | 0 | 0 | 630.4291 | 18.5526 | 1762923.6284 | 1638561.5584 | 1368596.7393 | 0 | 0 | 0 | 0 | 0 | 0 | 0 | 0 | 0 | 6496.5719 | 6038.2837 | 5043.4329 | 220365.4535 | 46.1103 | 596260.2408 | 0 | 0 | 0 | 0 | 0 | 0 | 0 | 0 | 0 | 812.0715 | 1566.8569 | 2197.2861 | 23.8981 | 46.1103 | 64.6629 | 200 | 445.8782 | 3.2294 | 200 | 449.7081 | 3.2485 | 200 | 457.0357 | 3.2852 | 337652.9886 | 0 | 0 | 0 | 1244.2892 | 36.6176 | 313771.6805 | 0 | 0 | 0 | 34.0278 | 261731.5746 | 0 | 0 | 0 | 28.3841 | 337652.9886 | 70.6454 | 913156.2437 | 0 | 0 | 0 | 0 | 0 | 0 | 0 | 0 | 0 | 1244.2892 | 2400.5732 | 3365.0835 | 36.6176 | 70.6454 | 99.0295 | 70540.318 | 227802.2641 | 70540.318 | 281024.9489 | 0 | 65551.1867 | 212945.6838 | 65551.1867 | 261530.4098 | 0 | 54679.2983 | 179631.2665 | 54679.2983 | 220258.1542 | 0 | 352.7016 | 327.7559 | 273.3965 | 0.20247 | 0.20146 | 0.20046 | 253239.7415 | 0 | 0 | 0 | 933.2169 | 27.4632 | 235328.7604 | 0 | 0 | 0 | 867.213 | 25.5208 | 196298.681 | 0 | 0 | 0 | 723.3827 | 21.2881 | 2025917.9316 | 1882630.0829 | 1570389.4478 | 0 | 0 | 0 | 0 | 0 | 0 | 0 | 0 | 0 | 7465.7355 | 6937.7036 | 5787.0618 | 253239.7415 | 52.984 | 684867.1828 | 0 | 0 | 0 | 0 | 0 | 0 | 0 | 0 | 0 | 933.2169 | 1800.4299 | 2523.8126 | 27.4632 | 52.984 | 74.2721
| 26 | Residential | Multi-Family | Appliance | Electric | 01-171 | 01-171.02 | Appliance Recycling | [01-171]_Residential_Appliance_Freezer Recycle_ENERGY STAR_ADD_Electric_per unit | Existing Freezer meeting old standard | Freezer meeting new standard | DEEMED | 718 | 0 | 0 | 0 | 0.081963 | 0 | 200 | 8 | 0.95 | 0.3038 | 0.3448 | 0.1613 | 0.1901 | 1 | 1 | Additions on Existing | 8.9555 | 0.034819 | 5744 | 0 | 0 | 0 | 22.3327 | 391.6924 | 0 | 0 | 0 | 254.1858 | 0 | 0 | 645.8782 | 122.3074 | 523.5708 | 5.2808 | 390.4891 | 0 | 0 | 0 | 259.219 | 0 | 0 | 649.7081 | 122.3074 | 527.4007 | 5.3121 | 390.1306 | 0 | 0 | 0 | 266.9051 | 0 | 0 | 657.0357 | 122.3074 | 534.7283 | 5.372 | per unit | 0.0015544 | 99.5071 | 0.005 | 19383.919 | 0 | 0 | 0 | 71.4319 | 2.1021 | 18012.9454 | 0 | 0 | 0 | 1.9535 | 15025.4368 | 0 | 0 | 0 | 1.6295 | 19383.919 | 37396.8644 | 52422.3012 | 0 | 0 | 0 | 0 | 0 | 0 | 0 | 0 | 0 | 71.4319 | 137.8117 | 193.1821 | 2.1021 | 4.0556 | 5.6851 | 19383.919 | 0 | 0 | 0 | 71.4319 | 2.1021 | 18012.9454 | 0 | 0 | 0 | 1.9535 | 15025.4368 | 0 | 0 | 0 | 1.6295 | 19383.919 | 4.0556 | 52422.3012 | 0 | 0 | 0 | 0 | 0 | 0 | 0 | 0 | 0 | 71.4319 | 137.8117 | 193.1821 | 2.1021 | 4.0556 | 5.6851 | 1337.7524 | 7064.3735 | 1337.7524 | 8714.8616 | 849.7726 | 1244.1221 | 6608.8909 | 1244.1221 | 8116.7456 | 790.2964 | 1043.1583 | 5603.8501 | 1043.1583 | 6871.263 | 662.6393 | 10.9376 | 10.1721 | 8.529 | 0.10937 | 0.10883 | 0.10829 | 7853.2149 | 0 | 0 | 0 | 28.94 | 0.85166 | 7303.5624 | 0 | 0 | 0 | 26.9144 | 0.79205 | 6123.8136 | 0 | 0 | 0 | 22.5669 | 0.66411 | 62825.719 | 58428.4996 | 48990.5084 | 0 | 0 | 0 | 0 | 0 | 0 | 0 | 0 | 0 | 231.5198 | 215.3156 | 180.5355 | 7853.2149 | 1.6437 | 21280.5909 | 0 | 0 | 0 | 0 | 0 | 0 | 0 | 0 | 0 | 28.94 | 55.8544 | 78.4214 | 0.85166 | 1.6437 | 2.3078 | 1 | 1 | 1 | 1 | 1 | 1 | 1 | 150 | 495.8782 | 4.3059 | 150 | 499.7081 | 4.3314 | 150 | 507.0357 | 4.3802 | 19383.919 | 0 | 0 | 0 | 71.4319 | 2.1021 | 18012.9454 | 0 | 0 | 0 | 1.9535 | 15025.4368 | 0 | 0 | 0 | 1.6295 | 19383.919 | 4.0556 | 52422.3012 | 0 | 0 | 0 | 0 | 0 | 0 | 0 | 0 | 0 | 71.4319 | 137.8117 | 193.1821 | 2.1021 | 4.0556 | 5.6851 | 2276.9881 | 9804.3797 | 2276.9881 | 12095.0304 | 758.996 | 2116.6228 | 9167.9132 | 2116.6228 | 11259.6229 | 705.5409 | 1769.3346 | 7750.1071 | 1769.3346 | 9502.9351 | 589.7782 | 15.1799 | 14.1108 | 11.7956 | 0.15179 | 0.15104 | 0.15029 | 10899.1831 | 0 | 0 | 0 | 40.1647 | 1.182 | 10131.5678 | 0 | 0 | 0 | 37.336 | 1.0987 | 8469.2149 | 0 | 0 | 0 | 31.21 | 0.91847 | 87193.4645 | 81052.5427 | 67753.7189 | 0 | 0 | 0 | 0 | 0 | 0 | 0 | 0 | 0 | 321.3177 | 298.6877 | 249.6801 | 10899.1831 | 2.2807 | 29499.9658 | 0 | 0 | 0 | 0 | 0 | 0 | 0 | 0 | 0 | 40.1647 | 77.5007 | 108.7107 | 1.182 | 2.2807 | 3.1992 | 200 | 445.8782 | 3.2294 | 200 | 449.7081 | 3.2485 | 200 | 457.0357 | 3.2852 | 19383.919 | 0 | 0 | 0 | 71.4319 | 2.1021 | 18012.9454 | 0 | 0 | 0 | 1.9535 | 15025.4368 | 0 | 0 | 0 | 1.6295 | 19383.919 | 4.0556 | 52422.3012 | 0 | 0 | 0 | 0 | 0 | 0 | 0 | 0 | 0 | 71.4319 | 137.8117 | 193.1821 | 2.1021 | 4.0556 | 5.6851 | 3779.5942 | 12205.7874 | 3779.5942 | 15057.4921 | 0 | 3512.2735 | 11409.7626 | 3512.2735 | 14012.9625 | 0 | 2929.7509 | 9624.7553 | 2929.7509 | 11801.5693 | 0 | 18.898 | 17.5614 | 14.6488 | 0.18897 | 0.18803 | 0.1871 | 13568.7433 | 0 | 0 | 0 | 50.0023 | 1.4715 | 12609.0618 | 0 | 0 | 0 | 46.4658 | 1.3674 | 10517.8058 | 0 | 0 | 0 | 38.7593 | 1.1406 | 108549.9465 | 100872.4942 | 84142.4462 | 0 | 0 | 0 | 0 | 0 | 0 | 0 | 0 | 0 | 400.0188 | 371.7265 | 310.0744 | 13568.7433 | 2.8389 | 36695.6109 | 0 | 0 | 0 | 0 | 0 | 0 | 0 | 0 | 0 | 50.0023 | 96.4682 | 135.2275 | 1.4715 | 2.8389 | 3.9795
| 27 | Residential | Low Income | Appliance | Electric | 01-171 | 01-171.03 | Appliance Recycling | [01-171]_Residential_Appliance_Freezer Recycle_ENERGY STAR_ADD_Electric_per unit | Existing Freezer meeting old standard | Freezer meeting new standard | DEEMED | 718 | 0 | 0 | 0 | 0.081963 | 0 | 200 | 8 | 0.95 | 0.3038 | 0.3448 | 0.1613 | 0.1901 | 0.87 | 1 | Additions on Existing | 10.2937 | 0.040022 | 4997.28 | 0 | 0 | 0 | 19.4294 | 340.7724 | 0 | 0 | 0 | 254.1858 | 0 | 0 | 713.9498 | 200 | 513.9498 | 3.5697 | 339.7255 | 0 | 0 | 0 | 259.219 | 0 | 0 | 718.7334 | 200 | 518.7334 | 3.5937 | 339.4137 | 0 | 0 | 0 | 266.9051 | 0 | 0 | 727.5825 | 200 | 527.5825 | 3.6379 | per unit | 0.0026229 | 402.9798 | 0.005 | 68295.2013 | 0 | 0 | 0 | 251.6755 | 8.5132 | 63464.8613 | 0 | 0 | 0 | 7.911 | 52938.9971 | 0 | 0 | 0 | 6.599 | 68295.2013 | 131760.0626 | 184699.0597 | 0 | 0 | 0 | 0 | 0 | 0 | 0 | 0 | 0 | 251.6755 | 485.5507 | 680.6368 | 8.5132 | 16.4242 | 23.0232 | 68295.2013 | 0 | 0 | 0 | 251.6755 | 8.5132 | 63464.8613 | 0 | 0 | 0 | 7.911 | 52938.9971 | 0 | 0 | 0 | 6.599 | 68295.2013 | 16.4242 | 184699.0597 | 0 | 0 | 0 | 0 | 0 | 0 | 0 | 0 | 0 | 251.6755 | 485.5507 | 680.6368 | 8.5132 | 16.4242 | 23.0232 | 2623.9632 | 9366.8901 | 2623.9632 | 6679.0873 | 0 | 2438.3772 | 8762.7157 | 2438.3772 | 6215.7629 | 0 | 2033.964 | 7399.383 | 2033.964 | 5234.8499 | 0 | 13.1198 | 12.1919 | 10.1698 | 0.032395 | 0.032234 | 0.032073 | 8195.4242 | 0 | 0 | 0 | 30.2011 | 1.0216 | 7615.7834 | 0 | 0 | 0 | 28.065 | 0.94932 | 6352.6796 | 0 | 0 | 0 | 23.4103 | 0.79188 | 65563.3933 | 60926.2668 | 50821.4372 | 0 | 0 | 0 | 0 | 0 | 0 | 0 | 0 | 0 | 241.6085 | 224.5201 | 187.2827 | 8195.4242 | 1.9709 | 22163.8872 | 0 | 0 | 0 | 0 | 0 | 0 | 0 | 0 | 0 | 30.2011 | 58.2661 | 81.6764 | 1.0216 | 1.9709 | 2.7628 | 1 | 1 | 1 | 1 | 1 | 1 | 1 | 200 | 513.9498 | 3.5697 | 200 | 518.7334 | 3.5937 | 200 | 527.5825 | 3.6379 | 68295.2013 | 0 | 0 | 0 | 251.6755 | 8.5132 | 63464.8613 | 0 | 0 | 0 | 7.911 | 52938.9971 | 0 | 0 | 0 | 6.599 | 68295.2013 | 16.4242 | 184699.0597 | 0 | 0 | 0 | 0 | 0 | 0 | 0 | 0 | 0 | 251.6755 | 485.5507 | 680.6368 | 8.5132 | 16.4242 | 23.0232 | 2623.9632 | 9366.8901 | 2623.9632 | 6679.0873 | 0 | 2438.3772 | 8762.7157 | 2438.3772 | 6215.7629 | 0 | 2033.964 | 7399.383 | 2033.964 | 5234.8499 | 0 | 13.1198 | 12.1919 | 10.1698 | 0.032395 | 0.032234 | 0.032073 | 8195.4242 | 0 | 0 | 0 | 30.2011 | 1.0216 | 7615.7834 | 0 | 0 | 0 | 28.065 | 0.94932 | 6352.6796 | 0 | 0 | 0 | 23.4103 | 0.79188 | 65563.3933 | 60926.2668 | 50821.4372 | 0 | 0 | 0 | 0 | 0 | 0 | 0 | 0 | 0 | 241.6085 | 224.5201 | 187.2827 | 8195.4242 | 1.9709 | 22163.8872 | 0 | 0 | 0 | 0 | 0 | 0 | 0 | 0 | 0 | 30.2011 | 58.2661 | 81.6764 | 1.0216 | 1.9709 | 2.7628 | 200 | 513.9498 | 3.5697 | 200 | 518.7334 | 3.5937 | 200 | 527.5825 | 3.6379 | 68295.2013 | 0 | 0 | 0 | 251.6755 | 8.5132 | 63464.8613 | 0 | 0 | 0 | 7.911 | 52938.9971 | 0 | 0 | 0 | 6.599 | 68295.2013 | 16.4242 | 184699.0597 | 0 | 0 | 0 | 0 | 0 | 0 | 0 | 0 | 0 | 251.6755 | 485.5507 | 680.6368 | 8.5132 | 16.4242 | 23.0232 | 2623.9632 | 9366.8901 | 2623.9632 | 6679.0873 | 0 | 2438.3772 | 8762.7157 | 2438.3772 | 6215.7629 | 0 | 2033.964 | 7399.383 | 2033.964 | 5234.8499 | 0 | 13.1198 | 12.1919 | 10.1698 | 0.032395 | 0.032234 | 0.032073 | 8195.4242 | 0 | 0 | 0 | 30.2011 | 1.0216 | 7615.7834 | 0 | 0 | 0 | 28.065 | 0.94932 | 6352.6796 | 0 | 0 | 0 | 23.4103 | 0.79188 | 65563.3933 | 60926.2668 | 50821.4372 | 0 | 0 | 0 | 0 | 0 | 0 | 0 | 0 | 0 | 241.6085 | 224.5201 | 187.2827 | 8195.4242 | 1.9709 | 22163.8872 | 0 | 0 | 0 | 0 | 0 | 0 | 0 | 0 | 0 | 30.2011 | 58.2661 | 81.6764 | 1.0216 | 1.9709 | 2.7628
| 28 | Residential | Single Family | Appliance | Electric | 01-174 | 01-174.01 | Clothes Dryer | [01-174]_Residential_Appliance_Heat Pump Clothes Dryers_ROB_Electric_per unit | Federal Standard | Heat pump | ENGINEER | 460.2343 | 0 | 0 | 0 | 1.587 | 0 | 434 | 13 | 0.038 | 0.353 | 0.3127 | 0.1734 | 0.1609 | 1 | 1 | Replace on Burnout | 18.657 | 0.072538 | 5983.0454 | 0 | 0 | 0 | 23.2621 | 373.5121 | 0 | 0 | 0 | 316.5668 | 0 | 0 | 690.0789 | 265.407 | 424.6719 | 2.6001 | 370.3158 | 0 | 0 | 0 | 319.8404 | 0 | 0 | 690.1562 | 265.407 | 424.7492 | 2.6004 | 370.2495 | 0 | 0 | 0 | 323.6284 | 0 | 0 | 693.8779 | 265.407 | 428.4708 | 2.6144 | per unit | 0.75693 | 319813.2335 | 0.005 | 12327079.3395 | 0 | 0 | 0 | 45426.6741 | 1615.2725 | 12388714.7362 | 0 | 0 | 0 | 1623.3488 | 12450658.3098 | 0 | 0 | 0 | 1631.4656 | 12327079.3395 | 24715794.0756 | 37166452.3855 | 0 | 0 | 0 | 0 | 0 | 0 | 0 | 0 | 0 | 45426.6741 | 91080.4816 | 136962.5581 | 1615.2725 | 3238.6213 | 4870.0869 | 12327079.3395 | 0 | 0 | 0 | 45426.6741 | 1615.2725 | 12388714.7362 | 0 | 0 | 0 | 1623.3488 | 12450658.3098 | 0 | 0 | 0 | 1631.4656 | 12327079.3395 | 3238.6213 | 37166452.3855 | 0 | 0 | 0 | 0 | 0 | 0 | 0 | 0 | 0 | 45426.6741 | 91080.4816 | 136962.5581 | 1615.2725 | 3238.6213 | 4870.0869 | 138946.0355 | 361270.4892 | 138946.0355 | 404135.3263 | 88261.87 | 139278.5593 | 362175.6298 | 139278.5593 | 404628.7712 | 88473.0971 | 142623.2284 | 372872.9184 | 142623.2284 | 418679.9084 | 90597.7115 | 523.5205 | 524.7734 | 537.3754 | 0.0016288 | 0.0016207 | 0.0016126 | 240942.0792 | 0 | 0 | 0 | 887.8987 | 31.5717 | 241518.6987 | 0 | 0 | 0 | 890.0236 | 31.6473 | 247318.5871 | 0 | 0 | 0 | 911.3968 | 32.4073 | 3132247.03 | 3139743.0827 | 3215141.6328 | 0 | 0 | 0 | 0 | 0 | 0 | 0 | 0 | 0 | 11542.6827 | 11570.3065 | 11848.1586 | 240942.0792 | 63.219 | 729779.365 | 0 | 0 | 0 | 0 | 0 | 0 | 0 | 0 | 0 | 887.8987 | 1777.9222 | 2689.3191 | 31.5717 | 63.219 | 95.6263 | 1 | 1 | 1 | 1 | 1 | 1 | 1 | 325.5 | 364.5789 | 2.1201 | 325.5 | 364.6562 | 2.1203 | 325.5 | 368.3779 | 2.1317 | 12327079.3395 | 0 | 0 | 0 | 45426.6741 | 1615.2725 | 12388714.7362 | 0 | 0 | 0 | 1623.3488 | 12450658.3098 | 0 | 0 | 0 | 1631.4656 | 12327079.3395 | 3238.6213 | 37166452.3855 | 0 | 0 | 0 | 0 | 0 | 0 | 0 | 0 | 0 | 45426.6741 | 91080.4816 | 136962.5581 | 1615.2725 | 3238.6213 | 4870.0869 | 634922.5244 | 1346072.711 | 634922.5244 | 1505784.5869 | 211640.8415 | 636917.9201 | 1350454.2763 | 636917.9201 | 1508750.4778 | 212305.9734 | 648897.389 | 1383273.522 | 648897.389 | 1553207.0123 | 216299.1297 | 1950.6068 | 1956.7371 | 1993.5404 | 0.0060689 | 0.0060387 | 0.0060086 | 897736.0939 | 0 | 0 | 0 | 3308.2585 | 117.6344 | 900557.4441 | 0 | 0 | 0 | 3318.6555 | 118.0041 | 917495.5761 | 0 | 0 | 0 | 3381.0744 | 120.2236 | 11670569.2203 | 11707246.7727 | 11927442.4897 | 0 | 0 | 0 | 0 | 0 | 0 | 0 | 0 | 0 | 43007.3605 | 43142.5214 | 43953.9674 | 897736.0939 | 235.6385 | 2715789.1141 | 0 | 0 | 0 | 0 | 0 | 0 | 0 | 0 | 0 | 3308.2585 | 6626.914 | 10007.9884 | 117.6344 | 235.6385 | 355.862 | 434 | 256.0789 | 1.59 | 434 | 256.1562 | 1.5902 | 434 | 259.8779 | 1.5988 | 12327079.3395 | 0 | 0 | 0 | 45426.6741 | 1615.2725 | 12388714.7362 | 0 | 0 | 0 | 1623.3488 | 12450658.3098 | 0 | 0 | 0 | 1631.4656 | 12327079.3395 | 3238.6213 | 37166452.3855 | 0 | 0 | 0 | 0 | 0 | 0 | 0 | 0 | 0 | 45426.6741 | 91080.4816 | 136962.5581 | 1615.2725 | 3238.6213 | 4870.0869 | 3487323.451 | 5544996.5371 | 3487323.451 | 6202911.8125 | 0 | 3504760.0683 | 5573345.5664 | 3504760.0683 | 6226636.424 | 0 | 3522283.8686 | 5631416.5713 | 3522283.8686 | 6323229.3314 | 0 | 8035.3075 | 8075.484 | 8115.8614 | 0.025 | 0.024876 | 0.024752 | 3698123.8018 | 0 | 0 | 0 | 13628.0022 | 484.5817 | 3716614.4208 | 0 | 0 | 0 | 13696.1422 | 487.0046 | 3735197.493 | 0 | 0 | 0 | 13764.623 | 489.4397 | 48075609.4239 | 48315987.471 | 48557567.4084 | 0 | 0 | 0 | 0 | 0 | 0 | 0 | 0 | 0 | 177164.029 | 178049.8492 | 178940.0984 | 3698123.8018 | 971.5864 | 11149935.7156 | 0 | 0 | 0 | 0 | 0 | 0 | 0 | 0 | 0 | 13628.0022 | 27324.1445 | 41088.7674 | 484.5817 | 971.5864 | 1461.0261
| 29 | Residential | Multi-Family | Appliance | Electric | 01-174 | 01-174.02 | Clothes Dryer | [01-174]_Residential_Appliance_Heat Pump Clothes Dryers_ROB_Electric_per unit | Federal Standard | Heat pump | ENGINEER | 460.2343 | 0 | 0 | 0 | 1.587 | 0 | 434 | 13 | 0.038 | 0.353 | 0.3127 | 0.1734 | 0.1609 | 1 | 1 | Replace on Burnout | 18.657 | 0.072538 | 5983.0454 | 0 | 0 | 0 | 23.2621 | 373.5121 | 0 | 0 | 0 | 316.5668 | 0 | 0 | 690.0789 | 265.407 | 424.6719 | 2.6001 | 370.3158 | 0 | 0 | 0 | 319.8404 | 0 | 0 | 690.1562 | 265.407 | 424.7492 | 2.6004 | 370.2495 | 0 | 0 | 0 | 323.6284 | 0 | 0 | 693.8779 | 265.407 | 428.4708 | 2.6144 | per unit | 0.62222 | 39832.8622 | 0.005 | 1535342.511 | 0 | 0 | 0 | 5657.9099 | 201.1828 | 1543019.2236 | 0 | 0 | 0 | 202.1887 | 1550734.3197 | 0 | 0 | 0 | 203.1997 | 1535342.511 | 3078361.7346 | 4629096.0543 | 0 | 0 | 0 | 0 | 0 | 0 | 0 | 0 | 0 | 5657.9099 | 11344.1093 | 17058.7397 | 201.1828 | 403.3715 | 606.5712 | 1535342.511 | 0 | 0 | 0 | 5657.9099 | 201.1828 | 1543019.2236 | 0 | 0 | 0 | 202.1887 | 1550734.3197 | 0 | 0 | 0 | 203.1997 | 1535342.511 | 403.3715 | 4629096.0543 | 0 | 0 | 0 | 0 | 0 | 0 | 0 | 0 | 0 | 5657.9099 | 11344.1093 | 17058.7397 | 201.1828 | 403.3715 | 606.5712 | 17305.7826 | 44996.3795 | 17305.7826 | 50335.2116 | 10993.0501 | 17347.1986 | 45109.1151 | 17347.1986 | 50396.6703 | 11019.3586 | 17763.7784 | 46441.4666 | 17763.7784 | 52146.7449 | 11283.9801 | 65.2047 | 65.3607 | 66.9303 | 0.0016288 | 0.0016207 | 0.0016126 | 30009.4294 | 0 | 0 | 0 | 110.5881 | 3.9323 | 30081.2476 | 0 | 0 | 0 | 110.8528 | 3.9417 | 30803.6259 | 0 | 0 | 0 | 113.5148 | 4.0363 | 390122.582 | 391056.2183 | 400447.1369 | 0 | 0 | 0 | 0 | 0 | 0 | 0 | 0 | 0 | 1437.6456 | 1441.0862 | 1475.6927 | 30009.4294 | 7.874 | 90894.3029 | 0 | 0 | 0 | 0 | 0 | 0 | 0 | 0 | 0 | 110.5881 | 221.4409 | 334.9557 | 3.9323 | 7.874 | 11.9103 | 1 | 1 | 1 | 1 | 1 | 1 | 1 | 325.5 | 364.5789 | 2.1201 | 325.5 | 364.6562 | 2.1203 | 325.5 | 368.3779 | 2.1317 | 1535342.511 | 0 | 0 | 0 | 5657.9099 | 201.1828 | 1543019.2236 | 0 | 0 | 0 | 202.1887 | 1550734.3197 | 0 | 0 | 0 | 203.1997 | 1535342.511 | 403.3715 | 4629096.0543 | 0 | 0 | 0 | 0 | 0 | 0 | 0 | 0 | 0 | 5657.9099 | 11344.1093 | 17058.7397 | 201.1828 | 403.3715 | 606.5712 | 79079.8466 | 167653.878 | 79079.8466 | 187546.0541 | 26359.9489 | 79328.3739 | 168199.6037 | 79328.3739 | 187915.457 | 26442.7913 | 80820.4214 | 172287.2535 | 80820.4214 | 193452.5356 | 26940.1405 | 242.9488 | 243.7124 | 248.2962 | 0.0060689 | 0.0060387 | 0.0060086 | 111813.3786 | 0 | 0 | 0 | 412.0449 | 14.6514 | 112164.7788 | 0 | 0 | 0 | 413.3398 | 14.6975 | 114274.4297 | 0 | 0 | 0 | 421.1141 | 14.9739 | 1453573.9212 | 1458142.1245 | 1485567.5865 | 0 | 0 | 0 | 0 | 0 | 0 | 0 | 0 | 0 | 5356.5834 | 5373.4178 | 5474.4837 | 111813.3786 | 29.3489 | 338252.5871 | 0 | 0 | 0 | 0 | 0 | 0 | 0 | 0 | 0 | 412.0449 | 825.3847 | 1246.4988 | 14.6514 | 29.3489 | 44.3228 | 434 | 256.0789 | 1.59 | 434 | 256.1562 | 1.5902 | 434 | 259.8779 | 1.5988 | 1535342.511 | 0 | 0 | 0 | 5657.9099 | 201.1828 | 1543019.2236 | 0 | 0 | 0 | 202.1887 | 1550734.3197 | 0 | 0 | 0 | 203.1997 | 1535342.511 | 403.3715 | 4629096.0543 | 0 | 0 | 0 | 0 | 0 | 0 | 0 | 0 | 0 | 5657.9099 | 11344.1093 | 17058.7397 | 201.1828 | 403.3715 | 606.5712 | 434347.4879 | 690631.4685 | 434347.4879 | 772575.0712 | 0 | 436519.2253 | 694162.3511 | 436519.2253 | 775529.9807 | 0 | 438701.8215 | 701395.1173 | 438701.8215 | 787560.6648 | 0 | 1000.8007 | 1005.8047 | 1010.8337 | 0.025 | 0.024876 | 0.024752 | 460602.7533 | 0 | 0 | 0 | 1697.373 | 60.3548 | 462905.7671 | 0 | 0 | 0 | 1705.8598 | 60.6566 | 465220.2959 | 0 | 0 | 0 | 1714.3891 | 60.9599 | 5987835.7931 | 6017774.972 | 6047863.8469 | 0 | 0 | 0 | 0 | 0 | 0 | 0 | 0 | 0 | 22065.8485 | 22176.1777 | 22287.0586 | 460602.7533 | 121.0115 | 1388728.8163 | 0 | 0 | 0 | 0 | 0 | 0 | 0 | 0 | 0 | 1697.373 | 3403.2328 | 5117.6219 | 60.3548 | 121.0115 | 181.9714
| 30 | Residential | Low Income | Appliance | Electric | 01-174 | 01-174.03 | Clothes Dryer | [01-174]_Residential_Appliance_Heat Pump Clothes Dryers_ROB_Electric_per unit | Federal Standard | Heat pump | ENGINEER | 460.2343 | 0 | 0 | 0 | 1.587 | 0 | 434 | 13 | 0.038 | 0.353 | 0.3127 | 0.1734 | 0.1609 | 0.87 | 1 | Replace on Burnout | 21.4448 | 0.083377 | 5205.2495 | 0 | 0 | 0 | 20.238 | 324.9555 | 0 | 0 | 0 | 316.5668 | 0 | 0 | 769.8268 | 434 | 335.8268 | 1.7738 | 322.1747 | 0 | 0 | 0 | 319.8404 | 0 | 0 | 770.4182 | 434 | 336.4182 | 1.7752 | 322.117 | 0 | 0 | 0 | 323.6284 | 0 | 0 | 774.8945 | 434 | 340.8945 | 1.7855 | per unit | 0.69693 | 107077.4365 | 0.005 | 3590715.3535 | 0 | 0 | 0 | 13232.19 | 540.8133 | 3608668.9303 | 0 | 0 | 0 | 543.5173 | 3626712.275 | 0 | 0 | 0 | 546.2349 | 3590715.3535 | 7199384.2838 | 10826096.5588 | 0 | 0 | 0 | 0 | 0 | 0 | 0 | 0 | 0 | 13232.19 | 26530.541 | 39895.3837 | 540.8133 | 1084.3306 | 1630.5655 | 3590715.3535 | 0 | 0 | 0 | 13232.19 | 540.8133 | 3608668.9303 | 0 | 0 | 0 | 543.5173 | 3626712.275 | 0 | 0 | 0 | 546.2349 | 3590715.3535 | 1084.3306 | 10826096.5588 | 0 | 0 | 0 | 0 | 0 | 0 | 0 | 0 | 0 | 13232.19 | 26530.541 | 39895.3837 | 540.8133 | 1084.3306 | 1630.5655 | 233519.8273 | 414216.2044 | 233519.8273 | 265386.6413 | 0 | 234687.4265 | 416607.0639 | 234687.4265 | 266401.6799 | 0 | 235860.8636 | 421122.7861 | 235860.8636 | 270534.3305 | 0 | 538.0641 | 540.7544 | 543.4582 | 0.005 | 0.0049751 | 0.0049504 | 215442.9212 | 0 | 0 | 0 | 793.9314 | 32.4488 | 216520.1358 | 0 | 0 | 0 | 797.9011 | 32.611 | 217602.7365 | 0 | 0 | 0 | 801.8906 | 32.7741 | 2800757.9758 | 2814761.7656 | 2828835.5745 | 0 | 0 | 0 | 0 | 0 | 0 | 0 | 0 | 0 | 10321.1082 | 10372.7138 | 10424.5773 | 215442.9212 | 65.0598 | 649565.7935 | 0 | 0 | 0 | 0 | 0 | 0 | 0 | 0 | 0 | 793.9314 | 1591.8325 | 2393.723 | 32.4488 | 65.0598 | 97.8339 | 1 | 1 | 1 | 1 | 1 | 1 | 1 | 434 | 335.8268 | 1.7738 | 434 | 336.4182 | 1.7752 | 434 | 340.8945 | 1.7855 | 3590715.3535 | 0 | 0 | 0 | 13232.19 | 540.8133 | 3608668.9303 | 0 | 0 | 0 | 543.5173 | 3626712.275 | 0 | 0 | 0 | 546.2349 | 3590715.3535 | 1084.3306 | 10826096.5588 | 0 | 0 | 0 | 0 | 0 | 0 | 0 | 0 | 0 | 13232.19 | 26530.541 | 39895.3837 | 540.8133 | 1084.3306 | 1630.5655 | 233519.8273 | 414216.2044 | 233519.8273 | 265386.6413 | 0 | 234687.4265 | 416607.0639 | 234687.4265 | 266401.6799 | 0 | 235860.8636 | 421122.7861 | 235860.8636 | 270534.3305 | 0 | 538.0641 | 540.7544 | 543.4582 | 0.005 | 0.0049751 | 0.0049504 | 215442.9212 | 0 | 0 | 0 | 793.9314 | 32.4488 | 216520.1358 | 0 | 0 | 0 | 797.9011 | 32.611 | 217602.7365 | 0 | 0 | 0 | 801.8906 | 32.7741 | 2800757.9758 | 2814761.7656 | 2828835.5745 | 0 | 0 | 0 | 0 | 0 | 0 | 0 | 0 | 0 | 10321.1082 | 10372.7138 | 10424.5773 | 215442.9212 | 65.0598 | 649565.7935 | 0 | 0 | 0 | 0 | 0 | 0 | 0 | 0 | 0 | 793.9314 | 1591.8325 | 2393.723 | 32.4488 | 65.0598 | 97.8339 | 434 | 335.8268 | 1.7738 | 434 | 336.4182 | 1.7752 | 434 | 340.8945 | 1.7855 | 3590715.3535 | 0 | 0 | 0 | 13232.19 | 540.8133 | 3608668.9303 | 0 | 0 | 0 | 543.5173 | 3626712.275 | 0 | 0 | 0 | 546.2349 | 3590715.3535 | 1084.3306 | 10826096.5588 | 0 | 0 | 0 | 0 | 0 | 0 | 0 | 0 | 0 | 13232.19 | 26530.541 | 39895.3837 | 540.8133 | 1084.3306 | 1630.5655 | 233519.8273 | 414216.2044 | 233519.8273 | 265386.6413 | 0 | 234687.4265 | 416607.0639 | 234687.4265 | 266401.6799 | 0 | 235860.8636 | 421122.7861 | 235860.8636 | 270534.3305 | 0 | 538.0641 | 540.7544 | 543.4582 | 0.005 | 0.0049751 | 0.0049504 | 215442.9212 | 0 | 0 | 0 | 793.9314 | 32.4488 | 216520.1358 | 0 | 0 | 0 | 797.9011 | 32.611 | 217602.7365 | 0 | 0 | 0 | 801.8906 | 32.7741 | 2800757.9758 | 2814761.7656 | 2828835.5745 | 0 | 0 | 0 | 0 | 0 | 0 | 0 | 0 | 0 | 10321.1082 | 10372.7138 | 10424.5773 | 215442.9212 | 65.0598 | 649565.7935 | 0 | 0 | 0 | 0 | 0 | 0 | 0 | 0 | 0 | 793.9314 | 1591.8325 | 2393.723 | 32.4488 | 65.0598 | 97.8339
| 31 | Residential | Single Family | Appliance | Electric | 01-166 | 01-166.01 | Refrigerators | [01-166]_Residential_Appliance_Refrigerator_ENERGY STAR_ROB_Electric_per unit | Federal Standard | ENERGY STAR | DEEMED | 51.1088 | 0 | 0 | 0 | 0.008247 | 0 | 50 | 12 | 1 | 0.3038 | 0.3448 | 0.1613 | 0.1901 | 1 | 1 | Replace on Burnout | 20.9685 | 0.081525 | 613.3054 | 0 | 0 | 0 | 2.3845 | 38.6452 | 0 | 0 | 0 | 40.2814 | 0 | 0 | 78.9266 | 30.5768 | 48.3497 | 2.5813 | 38.3175 | 0 | 0 | 0 | 40.877 | 0 | 0 | 79.1946 | 30.5768 | 48.6177 | 2.59 | 38.1105 | 0 | 0 | 0 | 41.5083 | 0 | 0 | 79.6188 | 30.5768 | 49.042 | 2.6039 | per unit | 1.156 | 488424.8662 | 0.005 | 0 | 0 | 0 | 0 | 0 | 0 | 0 | 0 | 0 | 0 | 0 | 0 | 0 | 0 | 0 | 0 | 0 | 0 | 0 | 0 | 0 | 0 | 0 | 0 | 0 | 0 | 0 | 0 | 0 | 0 | 0 | 0 | 0 | 0 | 0 | 0 | 0 | 0 | 0 | 0 | 0 | 0 | 0 | 0 | 0 | 0 | 0 | 0 | 0 | 0 | 0 | 0 | 0 | 0 | 0 | 0 | 0 | 0 | 0 | 0 | 0 | 0 | 0 | 0 | 0 | 0 | 0 | 0 | 389699.786 | 1005913.6917 | 389699.786 | 1023825.5049 | 247546.6948 | 391351.7607 | 1013607.6308 | 391351.7607 | 1026796.9512 | 248596.069 | 394237.262 | 1026551.616 | 394237.262 | 1038963.2765 | 250429.0089 | 12744.9296 | 12798.9566 | 12893.3254 | 0.025964 | 0.025835 | 0.025706 | 651377.8322 | 0 | 0 | 0 | 2400.4006 | 105.1077 | 654139.0851 | 0 | 0 | 0 | 2410.5761 | 105.5532 | 658962.1609 | 0 | 0 | 0 | 2428.3497 | 106.3315 | 7816533.986 | 7849669.0215 | 7907545.9313 | 0 | 0 | 0 | 0 | 0 | 0 | 0 | 0 | 0 | 28804.8071 | 28926.9134 | 29140.1963 | 651377.8322 | 210.6609 | 1964479.0782 | 0 | 0 | 0 | 0 | 0 | 0 | 0 | 0 | 0 | 2400.4006 | 4810.9767 | 7239.3264 | 105.1077 | 210.6609 | 316.9924 | 1 | 1 | 1 | 1 | 1 | 1 | 1 | 37.5 | 41.4266 | 2.1047 | 37.5 | 41.6946 | 2.1119 | 37.5 | 42.1188 | 2.1232 | 0 | 0 | 0 | 0 | 0 | 0 | 0 | 0 | 0 | 0 | 0 | 0 | 0 | 0 | 0 | 0 | 0 | 0 | 0 | 0 | 0 | 0 | 0 | 0 | 0 | 0 | 0 | 0 | 0 | 0 | 0 | 0 | 0 | 0 | 620694.8273 | 1306381.8453 | 620694.8273 | 1329643.948 | 206898.2758 | 623701.9969 | 1317168.0026 | 623701.9969 | 1334307.3277 | 207900.6656 | 627065.017 | 1331365.05 | 627065.017 | 1347462.0983 | 209021.6723 | 16551.8621 | 16632.0533 | 16721.7338 | 0.03372 | 0.033552 | 0.033385 | 845945.5134 | 0 | 0 | 0 | 3117.4044 | 136.5035 | 850043.9874 | 0 | 0 | 0 | 3132.5077 | 137.1649 | 854627.4504 | 0 | 0 | 0 | 3149.3983 | 137.9045 | 10151346.1605 | 10200527.8492 | 10255529.4052 | 0 | 0 | 0 | 0 | 0 | 0 | 0 | 0 | 0 | 37408.8526 | 37590.0926 | 37792.7796 | 845945.5134 | 273.6684 | 2550616.9512 | 0 | 0 | 0 | 0 | 0 | 0 | 0 | 0 | 0 | 3117.4044 | 6249.9121 | 9399.3104 | 136.5035 | 273.6684 | 411.5729 | 50 | 28.9266 | 1.5785 | 50 | 29.1946 | 1.5839 | 50 | 29.6188 | 1.5924 | 0 | 0 | 0 | 0 | 0 | 0 | 0 | 0 | 0 | 0 | 0 | 0 | 0 | 0 | 0 | 0 | 0 | 0 | 0 | 0 | 0 | 0 | 0 | 0 | 0 | 0 | 0 | 0 | 0 | 0 | 0 | 0 | 0 | 0 | 872652.4275 | 1377509.4118 | 872652.4275 | 1402038.0483 | 0 | 877015.6897 | 1389097.2893 | 877015.6897 | 1407172.5766 | 0 | 881400.7681 | 1403522.138 | 881400.7681 | 1420491.6112 | 0 | 17453.0486 | 17540.3138 | 17628.0154 | 0.035556 | 0.035379 | 0.035203 | 892004.0575 | 0 | 0 | 0 | 3287.1353 | 143.9356 | 896464.0777 | 0 | 0 | 0 | 3303.571 | 144.6553 | 900946.3981 | 0 | 0 | 0 | 3320.0888 | 145.3786 | 10704048.6895 | 10757568.9329 | 10811356.7776 | 0 | 0 | 0 | 0 | 0 | 0 | 0 | 0 | 0 | 39445.6236 | 39642.8517 | 39841.066 | 892004.0575 | 288.5909 | 2689414.5333 | 0 | 0 | 0 | 0 | 0 | 0 | 0 | 0 | 0 | 3287.1353 | 6590.7063 | 9910.7951 | 143.9356 | 288.5909 | 433.9695
| 32 | Residential | Multi-Family | Appliance | Electric | 01-166 | 01-166.02 | Refrigerators | [01-166]_Residential_Appliance_Refrigerator_ENERGY STAR_ROB_Electric_per unit | Federal Standard | ENERGY STAR | DEEMED | 51.1088 | 0 | 0 | 0 | 0.008247 | 0 | 50 | 12 | 1 | 0.3038 | 0.3448 | 0.1613 | 0.1901 | 1 | 1 | Replace on Burnout | 20.9685 | 0.081525 | 613.3054 | 0 | 0 | 0 | 2.3845 | 38.6452 | 0 | 0 | 0 | 40.2814 | 0 | 0 | 78.9266 | 30.5768 | 48.3497 | 2.5813 | 38.3175 | 0 | 0 | 0 | 40.877 | 0 | 0 | 79.1946 | 30.5768 | 48.6177 | 2.59 | 38.1105 | 0 | 0 | 0 | 41.5083 | 0 | 0 | 79.6188 | 30.5768 | 49.042 | 2.6039 | per unit | 1.027 | 65745.5617 | 0.005 | 0 | 0 | 0 | 0 | 0 | 0 | 0 | 0 | 0 | 0 | 0 | 0 | 0 | 0 | 0 | 0 | 0 | 0 | 0 | 0 | 0 | 0 | 0 | 0 | 0 | 0 | 0 | 0 | 0 | 0 | 0 | 0 | 0 | 0 | 0 | 0 | 0 | 0 | 0 | 0 | 0 | 0 | 0 | 0 | 0 | 0 | 0 | 0 | 0 | 0 | 0 | 0 | 0 | 0 | 0 | 0 | 0 | 0 | 0 | 0 | 0 | 0 | 0 | 0 | 0 | 0 | 0 | 0 | 32426.069 | 83699.8837 | 32426.069 | 85190.2866 | 20597.8204 | 32538.2753 | 84274.6794 | 32538.2753 | 85371.283 | 20669.0966 | 32858.8909 | 85561.0335 | 32858.8909 | 86595.5207 | 20872.7593 | 1060.4778 | 1064.1474 | 1074.633 | 0.01605 | 0.01597 | 0.01589 | 54199.7283 | 0 | 0 | 0 | 199.7321 | 8.7458 | 54387.2797 | 0 | 0 | 0 | 200.4232 | 8.776 | 54923.1842 | 0 | 0 | 0 | 202.3981 | 8.8625 | 650396.7399 | 652647.3559 | 659078.2109 | 0 | 0 | 0 | 0 | 0 | 0 | 0 | 0 | 0 | 2396.7852 | 2405.0789 | 2428.7774 | 54199.7283 | 17.5218 | 163510.1922 | 0 | 0 | 0 | 0 | 0 | 0 | 0 | 0 | 0 | 199.7321 | 400.1553 | 602.5535 | 8.7458 | 17.5218 | 26.3843 | 1 | 1 | 1 | 1 | 1 | 1 | 1 | 37.5 | 41.4266 | 2.1047 | 37.5 | 41.6946 | 2.1119 | 37.5 | 42.1188 | 2.1232 | 0 | 0 | 0 | 0 | 0 | 0 | 0 | 0 | 0 | 0 | 0 | 0 | 0 | 0 | 0 | 0 | 0 | 0 | 0 | 0 | 0 | 0 | 0 | 0 | 0 | 0 | 0 | 0 | 0 | 0 | 0 | 0 | 0 | 0 | 74896.2492 | 157634.7925 | 74896.2492 | 160441.7181 | 24965.4164 | 75244.2898 | 158905.0082 | 75244.2898 | 160972.7206 | 25081.4299 | 75696.8841 | 160717.2832 | 75696.8841 | 162660.4571 | 25232.2947 | 1997.2333 | 2006.5144 | 2018.5836 | 0.030227 | 0.030077 | 0.029927 | 102076.1624 | 0 | 0 | 0 | 376.1621 | 16.4712 | 102550.5073 | 0 | 0 | 0 | 377.9102 | 16.5478 | 103167.3484 | 0 | 0 | 0 | 380.1833 | 16.6473 | 1224913.9491 | 1230606.0873 | 1238008.1809 | 0 | 0 | 0 | 0 | 0 | 0 | 0 | 0 | 0 | 4513.9457 | 4534.9219 | 4562.1994 | 102076.1624 | 33.019 | 307794.0181 | 0 | 0 | 0 | 0 | 0 | 0 | 0 | 0 | 0 | 376.1621 | 754.0723 | 1134.2556 | 16.4712 | 33.019 | 49.6663 | 50 | 28.9266 | 1.5785 | 50 | 29.1946 | 1.5839 | 50 | 29.6188 | 1.5924 | 0 | 0 | 0 | 0 | 0 | 0 | 0 | 0 | 0 | 0 | 0 | 0 | 0 | 0 | 0 | 0 | 0 | 0 | 0 | 0 | 0 | 0 | 0 | 0 | 0 | 0 | 0 | 0 | 0 | 0 | 0 | 0 | 0 | 0 | 110615.44 | 174609.9649 | 110615.44 | 177719.1591 | 0 | 111168.5172 | 176078.8179 | 111168.5172 | 178370.0003 | 0 | 111724.3598 | 177907.279 | 111724.3598 | 180058.2909 | 0 | 2212.3088 | 2223.3703 | 2234.4872 | 0.033482 | 0.033316 | 0.03315 | 113068.4087 | 0 | 0 | 0 | 416.6698 | 18.245 | 113633.7507 | 0 | 0 | 0 | 418.7532 | 18.3362 | 114201.9195 | 0 | 0 | 0 | 420.8469 | 18.4279 | 1356820.9043 | 1363605.0088 | 1370423.0338 | 0 | 0 | 0 | 0 | 0 | 0 | 0 | 0 | 0 | 5000.0377 | 5025.0379 | 5050.163 | 113068.4087 | 36.5811 | 340904.0789 | 0 | 0 | 0 | 0 | 0 | 0 | 0 | 0 | 0 | 416.6698 | 835.423 | 1256.2699 | 18.245 | 36.5811 | 55.009
| 33 | Residential | Low Income | Appliance | Electric | 01-166 | 01-166.03 | Refrigerators | [01-166]_Residential_Appliance_Refrigerator_ENERGY STAR_ROB_Electric_per unit | Federal Standard | ENERGY STAR | DEEMED | 51.1088 | 0 | 0 | 0 | 0.008247 | 0 | 50 | 12 | 1 | 0.3038 | 0.3448 | 0.1613 | 0.1901 | 0.87 | 1 | Replace on Burnout | 24.1017 | 0.093707 | 533.5757 | 0 | 0 | 0 | 2.0745 | 33.6213 | 0 | 0 | 0 | 40.2814 | 0 | 0 | 88.6832 | 50 | 38.6832 | 1.7737 | 33.3363 | 0 | 0 | 0 | 40.877 | 0 | 0 | 89.0559 | 50 | 39.0559 | 1.7811 | 33.1561 | 0 | 0 | 0 | 41.5083 | 0 | 0 | 89.5974 | 50 | 39.5974 | 1.7919 | per unit | 1.037 | 159325.7585 | 0.005 | 0 | 0 | 0 | 0 | 0 | 0 | 0 | 0 | 0 | 0 | 0 | 0 | 0 | 0 | 0 | 0 | 0 | 0 | 0 | 0 | 0 | 0 | 0 | 0 | 0 | 0 | 0 | 0 | 0 | 0 | 0 | 0 | 0 | 0 | 0 | 0 | 0 | 0 | 0 | 0 | 0 | 0 | 0 | 0 | 0 | 0 | 0 | 0 | 0 | 0 | 0 | 0 | 0 | 0 | 0 | 0 | 0 | 0 | 0 | 0 | 0 | 0 | 0 | 0 | 0 | 0 | 0 | 0 | 45101.1391 | 79994.3023 | 45101.1391 | 46297.5415 | 0 | 45326.6448 | 80732.1277 | 45326.6448 | 46467.0919 | 0 | 45553.278 | 81629.0779 | 45553.278 | 46906.9077 | 0 | 902.0228 | 906.5329 | 911.0656 | 0.0056333 | 0.0056053 | 0.0055774 | 40108.1187 | 0 | 0 | 0 | 147.8029 | 7.439 | 40308.6593 | 0 | 0 | 0 | 148.5419 | 7.4762 | 40510.2026 | 0 | 0 | 0 | 149.2847 | 7.5136 | 481297.4248 | 483703.912 | 486122.4315 | 0 | 0 | 0 | 0 | 0 | 0 | 0 | 0 | 0 | 1773.6352 | 1782.5033 | 1791.4158 | 40108.1187 | 14.9152 | 120926.9807 | 0 | 0 | 0 | 0 | 0 | 0 | 0 | 0 | 0 | 147.8029 | 296.3449 | 445.6295 | 7.439 | 14.9152 | 22.4288 | 1 | 1 | 1 | 1 | 1 | 1 | 1 | 50 | 38.6832 | 1.7737 | 50 | 39.0559 | 1.7811 | 50 | 39.5974 | 1.7919 | 0 | 0 | 0 | 0 | 0 | 0 | 0 | 0 | 0 | 0 | 0 | 0 | 0 | 0 | 0 | 0 | 0 | 0 | 0 | 0 | 0 | 0 | 0 | 0 | 0 | 0 | 0 | 0 | 0 | 0 | 0 | 0 | 0 | 0 | 45101.1391 | 79994.3023 | 45101.1391 | 46297.5415 | 0 | 45326.6448 | 80732.1277 | 45326.6448 | 46467.0919 | 0 | 45553.278 | 81629.0779 | 45553.278 | 46906.9077 | 0 | 902.0228 | 906.5329 | 911.0656 | 0.0056333 | 0.0056053 | 0.0055774 | 40108.1187 | 0 | 0 | 0 | 147.8029 | 7.439 | 40308.6593 | 0 | 0 | 0 | 148.5419 | 7.4762 | 40510.2026 | 0 | 0 | 0 | 149.2847 | 7.5136 | 481297.4248 | 483703.912 | 486122.4315 | 0 | 0 | 0 | 0 | 0 | 0 | 0 | 0 | 0 | 1773.6352 | 1782.5033 | 1791.4158 | 40108.1187 | 14.9152 | 120926.9807 | 0 | 0 | 0 | 0 | 0 | 0 | 0 | 0 | 0 | 147.8029 | 296.3449 | 445.6295 | 7.439 | 14.9152 | 22.4288 | 50 | 38.6832 | 1.7737 | 50 | 39.0559 | 1.7811 | 50 | 39.5974 | 1.7919 | 0 | 0 | 0 | 0 | 0 | 0 | 0 | 0 | 0 | 0 | 0 | 0 | 0 | 0 | 0 | 0 | 0 | 0 | 0 | 0 | 0 | 0 | 0 | 0 | 0 | 0 | 0 | 0 | 0 | 0 | 0 | 0 | 0 | 0 | 45101.1391 | 79994.3023 | 45101.1391 | 46297.5415 | 0 | 45326.6448 | 80732.1277 | 45326.6448 | 46467.0919 | 0 | 45553.278 | 81629.0779 | 45553.278 | 46906.9077 | 0 | 902.0228 | 906.5329 | 911.0656 | 0.0056333 | 0.0056053 | 0.0055774 | 40108.1187 | 0 | 0 | 0 | 147.8029 | 7.439 | 40308.6593 | 0 | 0 | 0 | 148.5419 | 7.4762 | 40510.2026 | 0 | 0 | 0 | 149.2847 | 7.5136 | 481297.4248 | 483703.912 | 486122.4315 | 0 | 0 | 0 | 0 | 0 | 0 | 0 | 0 | 0 | 1773.6352 | 1782.5033 | 1791.4158 | 40108.1187 | 14.9152 | 120926.9807 | 0 | 0 | 0 | 0 | 0 | 0 | 0 | 0 | 0 | 147.8029 | 296.3449 | 445.6295 | 7.439 | 14.9152 | 22.4288
| 34 | Residential | Single Family | Appliance | Electric | 01-167 | 01-167.01 | Refrigerators | [01-167]_Residential_Appliance_Refrigerator_ENERGY STAR Most Efficient_ROB_Electric_per unit | Federal Standard | CEE Tier 3 | DEEMED | 102.2176 | 0 | 0 | 0 | 0.016494 | 0 | 135 | 12 | 1 | 0.3038 | 0.3448 | 0.1613 | 0.1901 | 1 | 1 | Replace on Burnout | 28.3074 | 0.11006 | 1226.6108 | 0 | 0 | 0 | 4.7691 | 77.2905 | 0 | 0 | 0 | 80.5627 | 0 | 0 | 157.8532 | 82.5575 | 75.2957 | 1.912 | 76.6351 | 0 | 0 | 0 | 81.754 | 0 | 0 | 158.3891 | 82.5575 | 75.8316 | 1.9185 | 76.221 | 0 | 0 | 0 | 83.0167 | 0 | 0 | 159.2377 | 82.5575 | 76.6802 | 1.9288 | per unit | 1.156 | 488424.8662 | 0.005 | 4181269.0193 | 0 | 0 | 0 | 15408.4467 | 674.6983 | 4202175.3644 | 0 | 0 | 0 | 678.0718 | 4223186.2412 | 0 | 0 | 0 | 681.4621 | 4181269.0193 | 8383444.3838 | 12606630.625 | 0 | 0 | 0 | 0 | 0 | 0 | 0 | 0 | 0 | 15408.4467 | 30893.9357 | 46456.852 | 674.6983 | 1352.77 | 2034.2321 | 4181269.0193 | 0 | 0 | 0 | 15408.4467 | 674.6983 | 4202175.3644 | 0 | 0 | 0 | 678.0718 | 4223186.2412 | 0 | 0 | 0 | 681.4621 | 4181269.0193 | 1352.77 | 12606630.625 | 0 | 0 | 0 | 0 | 0 | 0 | 0 | 0 | 0 | 15408.4467 | 30893.9357 | 46456.852 | 674.6983 | 1352.77 | 2034.2321 | 186703.0792 | 356983.5995 | 186703.0792 | 363340.2319 | 118598.295 | 187219.0871 | 359185.614 | 187219.0871 | 363859.4286 | 118926.0756 | 189516.8373 | 365541.8898 | 189516.8373 | 369961.5232 | 120385.6619 | 2261.4917 | 2267.7419 | 2295.5741 | 0.0046071 | 0.0045842 | 0.0045614 | 231164.1695 | 0 | 0 | 0 | 851.866 | 37.3011 | 231803.0585 | 0 | 0 | 0 | 854.2203 | 37.4042 | 234647.9903 | 0 | 0 | 0 | 864.7042 | 37.8633 | 2773970.0345 | 2781636.7021 | 2815775.8835 | 0 | 0 | 0 | 0 | 0 | 0 | 0 | 0 | 0 | 10222.3916 | 10250.6442 | 10376.4509 | 231164.1695 | 74.7054 | 697615.2183 | 0 | 0 | 0 | 0 | 0 | 0 | 0 | 0 | 0 | 851.866 | 1706.0863 | 2570.7906 | 37.3011 | 74.7054 | 112.5686 | 1 | 1 | 1 | 1 | 1 | 1 | 1 | 101.25 | 56.6032 | 1.559 | 101.25 | 57.1391 | 1.5643 | 101.25 | 57.9877 | 1.5727 | 4181269.0193 | 0 | 0 | 0 | 15408.4467 | 674.6983 | 4202175.3644 | 0 | 0 | 0 | 678.0718 | 4223186.2412 | 0 | 0 | 0 | 681.4621 | 4181269.0193 | 1352.77 | 12606630.625 | 0 | 0 | 0 | 0 | 0 | 0 | 0 | 0 | 0 | 15408.4467 | 30893.9357 | 46456.852 | 674.6983 | 1352.77 | 2034.2321 | 717369.0459 | 1118409.571 | 717369.0459 | 1138324.5433 | 239123.0153 | 720225.7875 | 1126675.7222 | 720225.7875 | 1141336.3133 | 240075.2625 | 726365.4792 | 1142367.9408 | 726365.4792 | 1156179.8941 | 242121.8264 | 7085.1264 | 7113.3411 | 7173.98 | 0.014434 | 0.014362 | 0.014291 | 724224.3622 | 0 | 0 | 0 | 2668.8482 | 116.8624 | 727108.4034 | 0 | 0 | 0 | 2679.4763 | 117.3277 | 733306.7671 | 0 | 0 | 0 | 2702.3179 | 118.3279 | 8690692.3463 | 8725300.8409 | 8799681.2057 | 0 | 0 | 0 | 0 | 0 | 0 | 0 | 0 | 0 | 32026.179 | 32153.7152 | 32427.8152 | 724224.3622 | 234.1901 | 2184639.5327 | 0 | 0 | 0 | 0 | 0 | 0 | 0 | 0 | 0 | 2668.8482 | 5348.3245 | 8050.6424 | 116.8624 | 234.1901 | 352.518 | 135 | 22.8532 | 1.1693 | 135 | 23.3891 | 1.1733 | 135 | 24.2377 | 1.1795 | 4181269.0193 | 0 | 0 | 0 | 15408.4467 | 674.6983 | 4202175.3644 | 0 | 0 | 0 | 678.0718 | 4223186.2412 | 0 | 0 | 0 | 681.4621 | 4181269.0193 | 1352.77 | 12606630.625 | 0 | 0 | 0 | 0 | 0 | 0 | 0 | 0 | 0 | 15408.4467 | 30893.9357 | 46456.852 | 674.6983 | 1352.77 | 2034.2321 | 2061641.3601 | 2410641.4707 | 2061641.3601 | 2453566.5846 | 0 | 2071949.5669 | 2430920.2562 | 2071949.5669 | 2462552.009 | 0 | 2082309.3147 | 2456163.7415 | 2082309.3147 | 2485860.3196 | 0 | 15271.4175 | 15347.7746 | 15424.5134 | 0.031111 | 0.030956 | 0.030802 | 1561007.1005 | 0 | 0 | 0 | 5752.4868 | 251.8874 | 1568812.1361 | 0 | 0 | 0 | 5781.2492 | 253.1468 | 1576656.1967 | 0 | 0 | 0 | 5810.1555 | 254.4125 | 18732085.2066 | 18825745.6326 | 18919874.3608 | 0 | 0 | 0 | 0 | 0 | 0 | 0 | 0 | 0 | 69029.8413 | 69374.9905 | 69721.8654 | 1561007.1005 | 505.0341 | 4706475.4333 | 0 | 0 | 0 | 0 | 0 | 0 | 0 | 0 | 0 | 5752.4868 | 11533.736 | 17343.8914 | 251.8874 | 505.0341 | 759.4467
| 35 | Residential | Multi-Family | Appliance | Electric | 01-167 | 01-167.02 | Refrigerators | [01-167]_Residential_Appliance_Refrigerator_ENERGY STAR Most Efficient_ROB_Electric_per unit | Federal Standard | CEE Tier 3 | DEEMED | 102.2176 | 0 | 0 | 0 | 0.016494 | 0 | 135 | 12 | 1 | 0.3038 | 0.3448 | 0.1613 | 0.1901 | 1 | 1 | Replace on Burnout | 28.3074 | 0.11006 | 1226.6108 | 0 | 0 | 0 | 4.7691 | 77.2905 | 0 | 0 | 0 | 80.5627 | 0 | 0 | 157.8532 | 82.5575 | 75.2957 | 1.912 | 76.6351 | 0 | 0 | 0 | 81.754 | 0 | 0 | 158.3891 | 82.5575 | 75.8316 | 1.9185 | 76.221 | 0 | 0 | 0 | 83.0167 | 0 | 0 | 159.2377 | 82.5575 | 76.6802 | 1.9288 | per unit | 1.027 | 65745.5617 | 0.005 | 562829.4121 | 0 | 0 | 0 | 2074.0897 | 90.8193 | 565643.5592 | 0 | 0 | 0 | 91.2734 | 568471.777 | 0 | 0 | 0 | 91.7298 | 562829.4121 | 1128472.9713 | 1696944.7483 | 0 | 0 | 0 | 0 | 0 | 0 | 0 | 0 | 0 | 2074.0897 | 4158.5498 | 6253.4323 | 90.8193 | 182.0927 | 273.8225 | 562829.4121 | 0 | 0 | 0 | 2074.0897 | 90.8193 | 565643.5592 | 0 | 0 | 0 | 91.2734 | 568471.777 | 0 | 0 | 0 | 91.7298 | 562829.4121 | 182.0927 | 1696944.7483 | 0 | 0 | 0 | 0 | 0 | 0 | 0 | 0 | 0 | 2074.0897 | 4158.5498 | 6253.4323 | 90.8193 | 182.0927 | 273.8225 | 9214.2463 | 17617.9998 | 9214.2463 | 17931.7149 | 5853.1113 | 9235.4434 | 17718.484 | 9235.4434 | 17949.0415 | 5866.5762 | 9362.8342 | 18059.1242 | 9362.8342 | 18277.4705 | 5947.4979 | 111.6101 | 111.8668 | 113.4099 | 0.0016892 | 0.0016808 | 0.0016724 | 11408.5081 | 0 | 0 | 0 | 42.0416 | 1.8409 | 11434.753 | 0 | 0 | 0 | 42.1384 | 1.8451 | 11592.4804 | 0 | 0 | 0 | 42.7196 | 1.8706 | 136902.0976 | 137217.0365 | 139109.7652 | 0 | 0 | 0 | 0 | 0 | 0 | 0 | 0 | 0 | 504.4996 | 505.6602 | 512.6351 | 11408.5081 | 3.686 | 34435.7416 | 0 | 0 | 0 | 0 | 0 | 0 | 0 | 0 | 0 | 42.0416 | 84.18 | 126.8996 | 1.8409 | 3.686 | 5.5566 | 1 | 1 | 1 | 1 | 1 | 1 | 1 | 101.25 | 56.6032 | 1.559 | 101.25 | 57.1391 | 1.5643 | 101.25 | 57.9877 | 1.5727 | 562829.4121 | 0 | 0 | 0 | 2074.0897 | 90.8193 | 565643.5592 | 0 | 0 | 0 | 91.2734 | 568471.777 | 0 | 0 | 0 | 91.7298 | 562829.4121 | 182.0927 | 1696944.7483 | 0 | 0 | 0 | 0 | 0 | 0 | 0 | 0 | 0 | 2074.0897 | 4158.5498 | 6253.4323 | 90.8193 | 182.0927 | 273.8225 | 59050.3783 | 92062.1104 | 59050.3783 | 93701.4153 | 19683.4594 | 59251.0534 | 92688.6048 | 59251.0534 | 93894.6925 | 19750.3511 | 59877.3267 | 94170.1393 | 59877.3267 | 95308.7161 | 19959.1089 | 583.2136 | 585.1956 | 591.381 | 0.0088266 | 0.0087827 | 0.008739 | 59614.6751 | 0 | 0 | 0 | 219.6868 | 9.6195 | 59817.2678 | 0 | 0 | 0 | 220.4334 | 9.6522 | 60449.5259 | 0 | 0 | 0 | 222.7633 | 9.7543 | 715376.1007 | 717807.2141 | 725394.311 | 0 | 0 | 0 | 0 | 0 | 0 | 0 | 0 | 0 | 2636.2414 | 2645.2003 | 2673.1596 | 59614.6751 | 19.2718 | 179881.4688 | 0 | 0 | 0 | 0 | 0 | 0 | 0 | 0 | 0 | 219.6868 | 440.1201 | 662.8834 | 9.6195 | 19.2718 | 29.026 | 135 | 22.8532 | 1.1693 | 135 | 23.3891 | 1.1733 | 135 | 24.2377 | 1.1795 | 562829.4121 | 0 | 0 | 0 | 2074.0897 | 90.8193 | 565643.5592 | 0 | 0 | 0 | 91.2734 | 568471.777 | 0 | 0 | 0 | 91.7298 | 562829.4121 | 182.0927 | 1696944.7483 | 0 | 0 | 0 | 0 | 0 | 0 | 0 | 0 | 0 | 2074.0897 | 4158.5498 | 6253.4323 | 90.8193 | 182.0927 | 273.8225 | 258840.1297 | 302657.2725 | 258840.1297 | 308046.5425 | 0 | 260134.3303 | 305203.2844 | 260134.3303 | 309174.6672 | 0 | 261435.002 | 308372.6169 | 261435.002 | 312101.0375 | 0 | 1917.3343 | 1926.921 | 1936.5556 | 0.029018 | 0.028873 | 0.02873 | 195985.2417 | 0 | 0 | 0 | 722.2277 | 31.6246 | 196965.1679 | 0 | 0 | 0 | 725.8388 | 31.7827 | 197949.9938 | 0 | 0 | 0 | 729.468 | 31.9416 | 2351822.9007 | 2363582.0152 | 2375399.9253 | 0 | 0 | 0 | 0 | 0 | 0 | 0 | 0 | 0 | 8666.732 | 8710.0656 | 8753.6159 | 195985.2417 | 63.4073 | 590900.4034 | 0 | 0 | 0 | 0 | 0 | 0 | 0 | 0 | 0 | 722.2277 | 1448.0665 | 2177.5345 | 31.6246 | 63.4073 | 95.3489
| 36 | Residential | Low Income | Appliance | Electric | 01-167 | 01-167.03 | Refrigerators | [01-167]_Residential_Appliance_Refrigerator_ENERGY STAR Most Efficient_ROB_Electric_per unit | Federal Standard | CEE Tier 3 | DEEMED | 102.2176 | 0 | 0 | 0 | 0.016494 | 0 | 135 | 12 | 1 | 0.3038 | 0.3448 | 0.1613 | 0.1901 | 0.87 | 1 | Replace on Burnout | 32.5373 | 0.12651 | 1067.1514 | 0 | 0 | 0 | 4.1491 | 67.2427 | 0 | 0 | 0 | 80.5627 | 0 | 0 | 177.3665 | 135 | 42.3665 | 1.3138 | 66.6725 | 0 | 0 | 0 | 81.754 | 0 | 0 | 178.1119 | 135 | 43.1119 | 1.3193 | 66.3123 | 0 | 0 | 0 | 83.0167 | 0 | 0 | 179.1947 | 135 | 44.1947 | 1.3274 | per unit | 1.037 | 159325.7585 | 0.005 | 1186630.7318 | 0 | 0 | 0 | 4372.8677 | 220.0887 | 1192563.8855 | 0 | 0 | 0 | 221.1892 | 1198526.7049 | 0 | 0 | 0 | 222.2951 | 1186630.7318 | 2379194.6174 | 3577721.3223 | 0 | 0 | 0 | 0 | 0 | 0 | 0 | 0 | 0 | 4372.8677 | 8767.5998 | 13184.3056 | 220.0887 | 441.2779 | 663.5731 | 1186630.7318 | 0 | 0 | 0 | 4372.8677 | 220.0887 | 1192563.8855 | 0 | 0 | 0 | 221.1892 | 1198526.7049 | 0 | 0 | 0 | 222.2951 | 1186630.7318 | 441.2779 | 3577721.3223 | 0 | 0 | 0 | 0 | 0 | 0 | 0 | 0 | 0 | 4372.8677 | 8767.5998 | 13184.3056 | 220.0887 | 441.2779 | 663.5731 | 112405.9159 | 147681.7888 | 112405.9159 | 85472.3844 | 0 | 112967.9454 | 149043.9281 | 112967.9454 | 85785.4004 | 0 | 113532.7852 | 150699.8362 | 113532.7852 | 86597.3681 | 0 | 832.6364 | 836.7996 | 840.9836 | 0.0052 | 0.0051741 | 0.0051484 | 74045.7577 | 0 | 0 | 0 | 272.8669 | 13.7335 | 74415.9865 | 0 | 0 | 0 | 274.2313 | 13.8022 | 74788.0664 | 0 | 0 | 0 | 275.6024 | 13.8712 | 888549.092 | 892991.8375 | 897456.7967 | 0 | 0 | 0 | 0 | 0 | 0 | 0 | 0 | 0 | 3274.4034 | 3290.7754 | 3307.2293 | 74045.7577 | 27.5357 | 223249.8105 | 0 | 0 | 0 | 0 | 0 | 0 | 0 | 0 | 0 | 272.8669 | 547.0982 | 822.7007 | 13.7335 | 27.5357 | 41.407 | 1 | 1 | 1 | 1 | 1 | 1 | 1 | 135 | 42.3665 | 1.3138 | 135 | 43.1119 | 1.3193 | 135 | 44.1947 | 1.3274 | 1186630.7318 | 0 | 0 | 0 | 4372.8677 | 220.0887 | 1192563.8855 | 0 | 0 | 0 | 221.1892 | 1198526.7049 | 0 | 0 | 0 | 222.2951 | 1186630.7318 | 441.2779 | 3577721.3223 | 0 | 0 | 0 | 0 | 0 | 0 | 0 | 0 | 0 | 4372.8677 | 8767.5998 | 13184.3056 | 220.0887 | 441.2779 | 663.5731 | 112405.9159 | 147681.7888 | 112405.9159 | 85472.3844 | 0 | 112967.9454 | 149043.9281 | 112967.9454 | 85785.4004 | 0 | 113532.7852 | 150699.8362 | 113532.7852 | 86597.3681 | 0 | 832.6364 | 836.7996 | 840.9836 | 0.0052 | 0.0051741 | 0.0051484 | 74045.7577 | 0 | 0 | 0 | 272.8669 | 13.7335 | 74415.9865 | 0 | 0 | 0 | 274.2313 | 13.8022 | 74788.0664 | 0 | 0 | 0 | 275.6024 | 13.8712 | 888549.092 | 892991.8375 | 897456.7967 | 0 | 0 | 0 | 0 | 0 | 0 | 0 | 0 | 0 | 3274.4034 | 3290.7754 | 3307.2293 | 74045.7577 | 27.5357 | 223249.8105 | 0 | 0 | 0 | 0 | 0 | 0 | 0 | 0 | 0 | 272.8669 | 547.0982 | 822.7007 | 13.7335 | 27.5357 | 41.407 | 135 | 42.3665 | 1.3138 | 135 | 43.1119 | 1.3193 | 135 | 44.1947 | 1.3274 | 1186630.7318 | 0 | 0 | 0 | 4372.8677 | 220.0887 | 1192563.8855 | 0 | 0 | 0 | 221.1892 | 1198526.7049 | 0 | 0 | 0 | 222.2951 | 1186630.7318 | 441.2779 | 3577721.3223 | 0 | 0 | 0 | 0 | 0 | 0 | 0 | 0 | 0 | 4372.8677 | 8767.5998 | 13184.3056 | 220.0887 | 441.2779 | 663.5731 | 112405.9159 | 147681.7888 | 112405.9159 | 85472.3844 | 0 | 112967.9454 | 149043.9281 | 112967.9454 | 85785.4004 | 0 | 113532.7852 | 150699.8362 | 113532.7852 | 86597.3681 | 0 | 832.6364 | 836.7996 | 840.9836 | 0.0052 | 0.0051741 | 0.0051484 | 74045.7577 | 0 | 0 | 0 | 272.8669 | 13.7335 | 74415.9865 | 0 | 0 | 0 | 274.2313 | 13.8022 | 74788.0664 | 0 | 0 | 0 | 275.6024 | 13.8712 | 888549.092 | 892991.8375 | 897456.7967 | 0 | 0 | 0 | 0 | 0 | 0 | 0 | 0 | 0 | 3274.4034 | 3290.7754 | 3307.2293 | 74045.7577 | 27.5357 | 223249.8105 | 0 | 0 | 0 | 0 | 0 | 0 | 0 | 0 | 0 | 272.8669 | 547.0982 | 822.7007 | 13.7335 | 27.5357 | 41.407
| 37 | Residential | Single Family | Appliance | Electric | 01-168 | 01-168.01 | Appliance Recycling | [01-168]_Residential_Appliance_Refrigerator Recycle_Primary_ADD_Electric_per unit | Existing Fridge meeting old standard | Fridge meeting new standard | DEEMED | 463 | 0 | 0 | 0 | 0.052818 | 0 | 214.4222 | 4 | 1 | 0.3038 | 0.3448 | 0.1613 | 0.1901 | 1 | 1 | Additions on Existing | 29.7785 | 0.11578 | 1852 | 0 | 0 | 0 | 7.2006 | 135.7126 | 0 | 0 | 0 | 89.2544 | 0 | 0 | 224.967 | 131.1271 | 93.8399 | 1.7156 | 134.5397 | 0 | 0 | 0 | 88.3049 | 0 | 0 | 222.8445 | 131.1271 | 91.7174 | 1.6995 | 134.8079 | 0 | 0 | 0 | 89.4114 | 0 | 0 | 224.2194 | 131.1271 | 93.0922 | 1.7099 | per unit | 0.13267 | 56054.146 | 0.005 | 7041285.8891 | 0 | 0 | 0 | 25947.9306 | 803.2496 | 6543274.2514 | 0 | 0 | 0 | 746.4379 | 5458049.8481 | 0 | 0 | 0 | 622.6386 | 7041285.8891 | 13584560.1405 | 19042609.9886 | 0 | 0 | 0 | 0 | 0 | 0 | 0 | 0 | 0 | 25947.9306 | 50060.6323 | 70174.16 | 803.2496 | 1549.6874 | 2172.326 | 7041285.8891 | 0 | 0 | 0 | 25947.9306 | 803.2496 | 6543274.2514 | 0 | 0 | 0 | 746.4379 | 5458049.8481 | 0 | 0 | 0 | 622.6386 | 7041285.8891 | 1549.6874 | 19042609.9886 | 0 | 0 | 0 | 0 | 0 | 0 | 0 | 0 | 0 | 25947.9306 | 50060.6323 | 70174.16 | 803.2496 | 1549.6874 | 2172.326 | 176324.864 | 302510.0646 | 176324.864 | 367294.1546 | 112005.8026 | 160762.4287 | 273208.4299 | 160762.4287 | 330941.6481 | 102120.1687 | 135591.7607 | 231853.6428 | 135591.7607 | 281039.7623 | 86131.1538 | 1344.6866 | 1226.0046 | 1034.0483 | 0.02387 | 0.023751 | 0.023633 | 622589.9073 | 0 | 0 | 0 | 2294.3138 | 71.0233 | 567640.1123 | 0 | 0 | 0 | 2091.8177 | 64.7547 | 478764.3662 | 0 | 0 | 0 | 1764.3005 | 54.6161 | 2490359.6294 | 2270560.4492 | 1915057.4647 | 0 | 0 | 0 | 0 | 0 | 0 | 0 | 0 | 0 | 9177.2554 | 8367.2707 | 7057.2022 | 622589.9073 | 135.778 | 1668994.3858 | 0 | 0 | 0 | 0 | 0 | 0 | 0 | 0 | 0 | 2294.3138 | 4386.1315 | 6150.4321 | 71.0233 | 135.778 | 190.3941 | 1 | 1 | 1 | 1 | 1 | 1 | 1 | 160.8167 | 64.1503 | 1.3989 | 160.8167 | 62.0279 | 1.3857 | 160.8167 | 63.4027 | 1.3943 | 7041285.8891 | 0 | 0 | 0 | 25947.9306 | 803.2496 | 6543274.2514 | 0 | 0 | 0 | 746.4379 | 5458049.8481 | 0 | 0 | 0 | 622.6386 | 7041285.8891 | 1549.6874 | 19042609.9886 | 0 | 0 | 0 | 0 | 0 | 0 | 0 | 0 | 0 | 25947.9306 | 50060.6323 | 70174.16 | 803.2496 | 1549.6874 | 2172.326 | 610654.6694 | 854246.8994 | 610654.6694 | 1037188.2774 | 203551.5565 | 560828.1791 | 777142.7892 | 560828.1791 | 941365.2265 | 186942.7264 | 471010.005 | 656707.8594 | 471010.005 | 796023.8126 | 157003.335 | 3797.2105 | 3487.3763 | 2928.8634 | 0.067405 | 0.067069 | 0.066736 | 1758108.4408 | 0 | 0 | 0 | 6478.8274 | 200.5599 | 1614655.2297 | 0 | 0 | 0 | 5950.1862 | 184.1952 | 1356063.7575 | 0 | 0 | 0 | 4997.2475 | 154.6958 | 7032433.763 | 6458620.9189 | 5424255.0298 | 0 | 0 | 0 | 0 | 0 | 0 | 0 | 0 | 0 | 25915.3095 | 23800.7447 | 19988.99 | 1758108.4408 | 384.7552 | 4728827.4279 | 0 | 0 | 0 | 0 | 0 | 0 | 0 | 0 | 0 | 6478.8274 | 12429.0135 | 17426.261 | 200.5599 | 384.7552 | 539.451 | 214.4222 | 10.5448 | 1.0492 | 214.4222 | 8.4223 | 1.0393 | 214.4222 | 9.7972 | 1.0457 | 7041285.8891 | 0 | 0 | 0 | 25947.9306 | 803.2496 | 6543274.2514 | 0 | 0 | 0 | 746.4379 | 5458049.8481 | 0 | 0 | 0 | 622.6386 | 7041285.8891 | 1549.6874 | 19042609.9886 | 0 | 0 | 0 | 0 | 0 | 0 | 0 | 0 | 0 | 25947.9306 | 50060.6323 | 70174.16 | 803.2496 | 1549.6874 | 2172.326 | 1956554.6729 | 2052773.2531 | 1956554.6729 | 2492385.2292 | 0 | 1818172.7051 | 1889589.1737 | 1818172.7051 | 2288888.947 | 0 | 1516622.5464 | 1585918.4551 | 1516622.5464 | 1922359.9004 | 0 | 9124.7765 | 8479.4051 | 7073.0668 | 0.16198 | 0.16117 | 0.16037 | 4224771.5335 | 0 | 0 | 0 | 15568.7584 | 481.9498 | 3925964.5508 | 0 | 0 | 0 | 14467.621 | 447.8627 | 3274829.9089 | 0 | 0 | 0 | 12068.1166 | 373.5832 | 16899086.1339 | 15703858.2033 | 13099319.6354 | 0 | 0 | 0 | 0 | 0 | 0 | 0 | 0 | 0 | 62275.0335 | 57870.4841 | 48272.4665 | 4224771.5335 | 929.8125 | 11425565.9932 | 0 | 0 | 0 | 0 | 0 | 0 | 0 | 0 | 0 | 15568.7584 | 30036.3794 | 42104.496 | 481.9498 | 929.8125 | 1303.3956
| 38 | Residential | Multi-Family | Appliance | Electric | 01-168 | 01-168.02 | Appliance Recycling | [01-168]_Residential_Appliance_Refrigerator Recycle_Primary_ADD_Electric_per unit | Existing Fridge meeting old standard | Fridge meeting new standard | DEEMED | 463 | 0 | 0 | 0 | 0.052818 | 0 | 214.4222 | 4 | 1 | 0.3038 | 0.3448 | 0.1613 | 0.1901 | 1 | 1 | Additions on Existing | 29.7785 | 0.11578 | 1852 | 0 | 0 | 0 | 7.2006 | 135.7126 | 0 | 0 | 0 | 89.2544 | 0 | 0 | 224.967 | 131.1271 | 93.8399 | 1.7156 | 134.5397 | 0 | 0 | 0 | 88.3049 | 0 | 0 | 222.8445 | 131.1271 | 91.7174 | 1.6995 | 134.8079 | 0 | 0 | 0 | 89.4114 | 0 | 0 | 224.2194 | 131.1271 | 93.0922 | 1.7099 | per unit | 0.067426 | 4316.3928 | 0.005 | 542207.0963 | 0 | 0 | 0 | 1998.0941 | 61.8534 | 503858.214 | 0 | 0 | 0 | 57.4787 | 420291.6067 | 0 | 0 | 0 | 47.9457 | 542207.0963 | 1046065.3103 | 1466356.9171 | 0 | 0 | 0 | 0 | 0 | 0 | 0 | 0 | 0 | 1998.0941 | 3854.8683 | 5403.6902 | 61.8534 | 119.3321 | 167.2778 | 542207.0963 | 0 | 0 | 0 | 1998.0941 | 61.8534 | 503858.214 | 0 | 0 | 0 | 57.4787 | 420291.6067 | 0 | 0 | 0 | 47.9457 | 542207.0963 | 119.3321 | 1466356.9171 | 0 | 0 | 0 | 0 | 0 | 0 | 0 | 0 | 0 | 1998.0941 | 3854.8683 | 5403.6902 | 61.8534 | 119.3321 | 167.2778 | 13577.7178 | 23294.4815 | 13577.7178 | 28283.1148 | 8624.8935 | 12379.3482 | 21038.1387 | 12379.3482 | 25483.8268 | 7863.6603 | 10441.1064 | 17853.6552 | 10441.1064 | 21641.1826 | 6632.4424 | 103.5462 | 94.4072 | 79.6258 | 0.02387 | 0.023751 | 0.023633 | 47941.906 | 0 | 0 | 0 | 176.6713 | 5.4691 | 43710.5526 | 0 | 0 | 0 | 161.0783 | 4.9864 | 36866.7657 | 0 | 0 | 0 | 135.8582 | 4.2057 | 191767.6238 | 174842.2103 | 147467.0626 | 0 | 0 | 0 | 0 | 0 | 0 | 0 | 0 | 0 | 706.6853 | 644.3132 | 543.4327 | 47941.906 | 10.4554 | 128519.2242 | 0 | 0 | 0 | 0 | 0 | 0 | 0 | 0 | 0 | 176.6713 | 337.7496 | 473.6078 | 5.4691 | 10.4554 | 14.6611 | 1 | 1 | 1 | 1 | 1 | 1 | 1 | 160.8167 | 64.1503 | 1.3989 | 160.8167 | 62.0279 | 1.3857 | 160.8167 | 63.4027 | 1.3943 | 542207.0963 | 0 | 0 | 0 | 1998.0941 | 61.8534 | 503858.214 | 0 | 0 | 0 | 57.4787 | 420291.6067 | 0 | 0 | 0 | 47.9457 | 542207.0963 | 119.3321 | 1466356.9171 | 0 | 0 | 0 | 0 | 0 | 0 | 0 | 0 | 0 | 1998.0941 | 3854.8683 | 5403.6902 | 61.8534 | 119.3321 | 167.2778 | 47022.845 | 65780.4183 | 47022.845 | 79867.634 | 15674.2817 | 43186.0065 | 59843.0943 | 43186.0065 | 72488.8769 | 14395.3355 | 36269.6489 | 50569.1243 | 36269.6489 | 61297.0084 | 12089.883 | 292.4003 | 268.5419 | 225.5342 | 0.067405 | 0.067069 | 0.066736 | 135381.3618 | 0 | 0 | 0 | 498.8955 | 15.4439 | 124334.8924 | 0 | 0 | 0 | 458.1881 | 14.1838 | 104422.3177 | 0 | 0 | 0 | 384.808 | 11.9122 | 541525.4473 | 497339.5698 | 417689.2709 | 0 | 0 | 0 | 0 | 0 | 0 | 0 | 0 | 0 | 1995.5822 | 1832.7523 | 1539.232 | 135381.3618 | 29.6277 | 364138.572 | 0 | 0 | 0 | 0 | 0 | 0 | 0 | 0 | 0 | 498.8955 | 957.0836 | 1341.8916 | 15.4439 | 29.6277 | 41.5399 | 214.4222 | 10.5448 | 1.0492 | 214.4222 | 8.4223 | 1.0393 | 214.4222 | 9.7972 | 1.0457 | 542207.0963 | 0 | 0 | 0 | 1998.0941 | 61.8534 | 503858.214 | 0 | 0 | 0 | 57.4787 | 420291.6067 | 0 | 0 | 0 | 47.9457 | 542207.0963 | 119.3321 | 1466356.9171 | 0 | 0 | 0 | 0 | 0 | 0 | 0 | 0 | 0 | 1998.0941 | 3854.8683 | 5403.6902 | 61.8534 | 119.3321 | 167.2778 | 150662.5132 | 158071.7276 | 150662.5132 | 191923.6031 | 0 | 140006.5497 | 145505.9027 | 140006.5497 | 176253.5777 | 0 | 116785.9848 | 122122.0462 | 116785.9848 | 148029.3793 | 0 | 702.6442 | 652.948 | 544.6543 | 0.16198 | 0.16117 | 0.16037 | 325324.2578 | 0 | 0 | 0 | 1198.8565 | 37.1121 | 302314.9284 | 0 | 0 | 0 | 1114.0645 | 34.4872 | 252174.964 | 0 | 0 | 0 | 929.2931 | 28.7674 | 1301297.0312 | 1209259.7136 | 1008699.8562 | 0 | 0 | 0 | 0 | 0 | 0 | 0 | 0 | 0 | 4795.426 | 4456.2581 | 3717.1724 | 325324.2578 | 71.5993 | 879814.1502 | 0 | 0 | 0 | 0 | 0 | 0 | 0 | 0 | 0 | 1198.8565 | 2312.921 | 3242.2141 | 37.1121 | 71.5993 | 100.3667
| 39 | Residential | Low Income | Appliance | Electric | 01-168 | 01-168.03 | Appliance Recycling | [01-168]_Residential_Appliance_Refrigerator Recycle_Primary_ADD_Electric_per unit | Existing Fridge meeting old standard | Fridge meeting new standard | DEEMED | 463 | 0 | 0 | 0 | 0.052818 | 0 | 214.4222 | 4 | 1 | 0.3038 | 0.3448 | 0.1613 | 0.1901 | 0.87 | 1 | Additions on Existing | 34.2281 | 0.13308 | 1611.24 | 0 | 0 | 0 | 6.2645 | 118.0699 | 0 | 0 | 0 | 89.2544 | 0 | 0 | 248.7892 | 214.4222 | 34.367 | 1.1603 | 117.0495 | 0 | 0 | 0 | 88.3049 | 0 | 0 | 246.4253 | 214.4222 | 32.0031 | 1.1493 | 117.2829 | 0 | 0 | 0 | 89.4114 | 0 | 0 | 248.0332 | 214.4222 | 33.611 | 1.1568 | per unit | 0.05417 | 8322.7899 | 0.005 | 909562.2416 | 0 | 0 | 0 | 3351.8392 | 119.2646 | 845231.2957 | 0 | 0 | 0 | 110.8294 | 705046.7958 | 0 | 0 | 0 | 92.4479 | 909562.2416 | 1754793.5372 | 2459840.333 | 0 | 0 | 0 | 0 | 0 | 0 | 0 | 0 | 0 | 3351.8392 | 6466.6116 | 9064.7883 | 119.2646 | 230.094 | 322.5419 | 909562.2416 | 0 | 0 | 0 | 3351.8392 | 119.2646 | 845231.2957 | 0 | 0 | 0 | 110.8294 | 705046.7958 | 0 | 0 | 0 | 92.4479 | 909562.2416 | 230.094 | 2459840.333 | 0 | 0 | 0 | 0 | 0 | 0 | 0 | 0 | 0 | 3351.8392 | 6466.6116 | 9064.7883 | 119.2646 | 230.094 | 322.5419 | 58100.9424 | 67413.1991 | 58100.9424 | 47288.7983 | 0 | 53991.6155 | 62050.0037 | 53991.6155 | 43427.8002 | 0 | 45036.9215 | 52096.5234 | 45036.9215 | 36473.5309 | 0 | 270.9651 | 251.8005 | 210.0385 | 0.032395 | 0.032234 | 0.032073 | 109147.469 | 0 | 0 | 0 | 402.2207 | 14.3118 | 101427.7555 | 0 | 0 | 0 | 373.7727 | 13.2995 | 84605.6155 | 0 | 0 | 0 | 311.7812 | 11.0938 | 436589.876 | 405711.0219 | 338422.462 | 0 | 0 | 0 | 0 | 0 | 0 | 0 | 0 | 0 | 1608.8828 | 1495.0908 | 1247.1248 | 109147.469 | 27.6113 | 295180.84 | 0 | 0 | 0 | 0 | 0 | 0 | 0 | 0 | 0 | 402.2207 | 775.9934 | 1087.7746 | 14.3118 | 27.6113 | 38.705 | 1 | 1 | 1 | 1 | 1 | 1 | 1 | 214.4222 | 34.367 | 1.1603 | 214.4222 | 32.0031 | 1.1493 | 214.4222 | 33.611 | 1.1568 | 909562.2416 | 0 | 0 | 0 | 3351.8392 | 119.2646 | 845231.2957 | 0 | 0 | 0 | 110.8294 | 705046.7958 | 0 | 0 | 0 | 92.4479 | 909562.2416 | 230.094 | 2459840.333 | 0 | 0 | 0 | 0 | 0 | 0 | 0 | 0 | 0 | 3351.8392 | 6466.6116 | 9064.7883 | 119.2646 | 230.094 | 322.5419 | 58100.9424 | 67413.1991 | 58100.9424 | 47288.7983 | 0 | 53991.6155 | 62050.0037 | 53991.6155 | 43427.8002 | 0 | 45036.9215 | 52096.5234 | 45036.9215 | 36473.5309 | 0 | 270.9651 | 251.8005 | 210.0385 | 0.032395 | 0.032234 | 0.032073 | 109147.469 | 0 | 0 | 0 | 402.2207 | 14.3118 | 101427.7555 | 0 | 0 | 0 | 373.7727 | 13.2995 | 84605.6155 | 0 | 0 | 0 | 311.7812 | 11.0938 | 436589.876 | 405711.0219 | 338422.462 | 0 | 0 | 0 | 0 | 0 | 0 | 0 | 0 | 0 | 1608.8828 | 1495.0908 | 1247.1248 | 109147.469 | 27.6113 | 295180.84 | 0 | 0 | 0 | 0 | 0 | 0 | 0 | 0 | 0 | 402.2207 | 775.9934 | 1087.7746 | 14.3118 | 27.6113 | 38.705 | 214.4222 | 34.367 | 1.1603 | 214.4222 | 32.0031 | 1.1493 | 214.4222 | 33.611 | 1.1568 | 909562.2416 | 0 | 0 | 0 | 3351.8392 | 119.2646 | 845231.2957 | 0 | 0 | 0 | 110.8294 | 705046.7958 | 0 | 0 | 0 | 92.4479 | 909562.2416 | 230.094 | 2459840.333 | 0 | 0 | 0 | 0 | 0 | 0 | 0 | 0 | 0 | 3351.8392 | 6466.6116 | 9064.7883 | 119.2646 | 230.094 | 322.5419 | 58100.9424 | 67413.1991 | 58100.9424 | 47288.7983 | 0 | 53991.6155 | 62050.0037 | 53991.6155 | 43427.8002 | 0 | 45036.9215 | 52096.5234 | 45036.9215 | 36473.5309 | 0 | 270.9651 | 251.8005 | 210.0385 | 0.032395 | 0.032234 | 0.032073 | 109147.469 | 0 | 0 | 0 | 402.2207 | 14.3118 | 101427.7555 | 0 | 0 | 0 | 373.7727 | 13.2995 | 84605.6155 | 0 | 0 | 0 | 311.7812 | 11.0938 | 436589.876 | 405711.0219 | 338422.462 | 0 | 0 | 0 | 0 | 0 | 0 | 0 | 0 | 0 | 1608.8828 | 1495.0908 | 1247.1248 | 109147.469 | 27.6113 | 295180.84 | 0 | 0 | 0 | 0 | 0 | 0 | 0 | 0 | 0 | 402.2207 | 775.9934 | 1087.7746 | 14.3118 | 27.6113 | 38.705
| 40 | Residential | Single Family | Appliance | Electric | 01-169 | 01-169.01 | Appliance Recycling | [01-169]_Residential_Appliance_Refrigerator Recycle_Secondary_ADD_Electric_per unit | Existing Refrigerator meeting old standard | No Refrigerator | DEEMED | 978.7115 | 0 | 0 | 0 | 0.14639 | 0 | 200 | 4 | 1 | 0.3038 | 0.3448 | 0.1613 | 0.1901 | 1 | 1 | Additions on Existing | 13.1398 | 0.051088 | 3914.8461 | 0 | 0 | 0 | 15.2209 | 286.8757 | 0 | 0 | 0 | 247.3806 | 0 | 0 | 534.2563 | 122.3074 | 411.9489 | 4.3681 | 284.3963 | 0 | 0 | 0 | 244.7489 | 0 | 0 | 529.1453 | 122.3074 | 406.8379 | 4.3264 | 284.9634 | 0 | 0 | 0 | 247.8159 | 0 | 0 | 532.7793 | 122.3074 | 410.4719 | 4.3561 | per unit | 0.017903 | 7564.4003 | 0.005 | 2008595.3636 | 0 | 0 | 0 | 7401.8999 | 300.4369 | 1866532.6946 | 0 | 0 | 0 | 279.1878 | 1556961.8663 | 0 | 0 | 0 | 232.8836 | 2008595.3636 | 3875128.0581 | 5432089.9244 | 0 | 0 | 0 | 0 | 0 | 0 | 0 | 0 | 0 | 7401.8999 | 14280.2828 | 20017.8625 | 300.4369 | 579.6247 | 812.5083 | 2008595.3636 | 0 | 0 | 0 | 7401.8999 | 300.4369 | 1866532.6946 | 0 | 0 | 0 | 279.1878 | 1556961.8663 | 0 | 0 | 0 | 232.8836 | 2008595.3636 | 579.6247 | 5432089.9244 | 0 | 0 | 0 | 0 | 0 | 0 | 0 | 0 | 0 | 7401.8999 | 14280.2828 | 20017.8625 | 300.4369 | 579.6247 | 812.5083 | 136618.9039 | 596771.0385 | 136618.9039 | 644948.0363 | 86783.6199 | 126567.2759 | 547575.037 | 126567.2759 | 590475.3452 | 80398.5836 | 105764.507 | 460717.3407 | 105764.507 | 496807.2072 | 67184.1635 | 1117.0126 | 1034.8293 | 864.7434 | 0.14693 | 0.1462 | 0.14547 | 1093233.1297 | 0 | 0 | 0 | 4028.6871 | 163.521 | 1012799.3655 | 0 | 0 | 0 | 3732.2796 | 151.4901 | 846334.2898 | 0 | 0 | 0 | 3118.8371 | 126.591 | 4372932.5187 | 4051197.462 | 3385337.1593 | 0 | 0 | 0 | 0 | 0 | 0 | 0 | 0 | 0 | 16114.7483 | 14929.1184 | 12475.3483 | 1093233.1297 | 315.0111 | 2952366.785 | 0 | 0 | 0 | 0 | 0 | 0 | 0 | 0 | 0 | 4028.6871 | 7760.9667 | 10879.8037 | 163.521 | 315.0111 | 441.6021 | 1 | 1 | 1 | 1 | 1 | 1 | 1 | 150 | 384.2563 | 3.5617 | 150 | 379.1453 | 3.5276 | 150 | 382.7793 | 3.5519 | 2008595.3636 | 0 | 0 | 0 | 7401.8999 | 300.4369 | 1866532.6946 | 0 | 0 | 0 | 279.1878 | 1556961.8663 | 0 | 0 | 0 | 232.8836 | 2008595.3636 | 579.6247 | 5432089.9244 | 0 | 0 | 0 | 0 | 0 | 0 | 0 | 0 | 0 | 7401.8999 | 14280.2828 | 20017.8625 | 300.4369 | 579.6247 | 812.5083 | 208328.8678 | 742006.7459 | 208328.8678 | 801908.5426 | 69442.9559 | 193358.7729 | 682099.2119 | 193358.7729 | 735538.9496 | 64452.9243 | 161402.7786 | 573280.3746 | 161402.7786 | 618187.7622 | 53800.9262 | 1388.8591 | 1289.0585 | 1076.0185 | 0.18269 | 0.18178 | 0.18088 | 1359292.4334 | 0 | 0 | 0 | 5009.1455 | 203.317 | 1261616.4037 | 0 | 0 | 0 | 4649.1984 | 188.7071 | 1053111.7365 | 0 | 0 | 0 | 3880.8352 | 157.5199 | 5437169.7336 | 5046465.6149 | 4212446.9459 | 0 | 0 | 0 | 0 | 0 | 0 | 0 | 0 | 0 | 20036.5821 | 18596.7935 | 15523.3409 | 1359292.4334 | 392.0241 | 3674020.5736 | 0 | 0 | 0 | 0 | 0 | 0 | 0 | 0 | 0 | 5009.1455 | 9658.3439 | 13539.1791 | 203.317 | 392.0241 | 549.544 | 200 | 334.2563 | 2.6713 | 200 | 329.1453 | 2.6457 | 200 | 332.7793 | 2.6639 | 2008595.3636 | 0 | 0 | 0 | 7401.8999 | 300.4369 | 1866532.6946 | 0 | 0 | 0 | 279.1878 | 1556961.8663 | 0 | 0 | 0 | 232.8836 | 2008595.3636 | 579.6247 | 5432089.9244 | 0 | 0 | 0 | 0 | 0 | 0 | 0 | 0 | 0 | 7401.8999 | 14280.2828 | 20017.8625 | 300.4369 | 579.6247 | 812.5083 | 307842.8068 | 822334.808 | 307842.8068 | 888721.4449 | 0 | 286069.8945 | 756862.67 | 286069.8945 | 816159.8249 | 0 | 238624.2245 | 635670.2126 | 238624.2245 | 685464.8504 | 0 | 1539.214 | 1430.3495 | 1193.1211 | 0.20247 | 0.20146 | 0.20046 | 1506446.5227 | 0 | 0 | 0 | 5551.4249 | 225.3277 | 1399899.5209 | 0 | 0 | 0 | 5158.7872 | 209.3909 | 1167721.3997 | 0 | 0 | 0 | 4303.1847 | 174.6627 | 6025786.0907 | 5599598.0837 | 4670885.5988 | 0 | 0 | 0 | 0 | 0 | 0 | 0 | 0 | 0 | 22205.6996 | 20635.1489 | 17212.7389 | 1506446.5227 | 434.7185 | 4074067.4433 | 0 | 0 | 0 | 0 | 0 | 0 | 0 | 0 | 0 | 5551.4249 | 10710.2121 | 15013.3968 | 225.3277 | 434.7185 | 609.3812
| 41 | Residential | Multi-Family | Appliance | Electric | 01-169 | 01-169.02 | Appliance Recycling | [01-169]_Residential_Appliance_Refrigerator Recycle_Secondary_ADD_Electric_per unit | Existing Refrigerator meeting old standard | No Refrigerator | DEEMED | 978.7115 | 0 | 0 | 0 | 0.14639 | 0 | 200 | 4 | 1 | 0.3038 | 0.3448 | 0.1613 | 0.1901 | 1 | 1 | Additions on Existing | 13.1398 | 0.051088 | 3914.8461 | 0 | 0 | 0 | 15.2209 | 286.8757 | 0 | 0 | 0 | 247.3806 | 0 | 0 | 534.2563 | 122.3074 | 411.9489 | 4.3681 | 284.3963 | 0 | 0 | 0 | 244.7489 | 0 | 0 | 529.1453 | 122.3074 | 406.8379 | 4.3264 | 284.9634 | 0 | 0 | 0 | 247.8159 | 0 | 0 | 532.7793 | 122.3074 | 410.4719 | 4.3561 | per unit | 0.0017726 | 113.4787 | 0.005 | 30132.2965 | 0 | 0 | 0 | 111.0409 | 4.5071 | 28001.1184 | 0 | 0 | 0 | 4.1883 | 23357.0372 | 0 | 0 | 0 | 3.4936 | 30132.2965 | 58133.4148 | 81490.452 | 0 | 0 | 0 | 0 | 0 | 0 | 0 | 0 | 0 | 111.0409 | 214.2282 | 300.3015 | 4.5071 | 8.6953 | 12.189 | 30132.2965 | 0 | 0 | 0 | 111.0409 | 4.5071 | 28001.1184 | 0 | 0 | 0 | 4.1883 | 23357.0372 | 0 | 0 | 0 | 3.4936 | 30132.2965 | 8.6953 | 81490.452 | 0 | 0 | 0 | 0 | 0 | 0 | 0 | 0 | 0 | 111.0409 | 214.2282 | 300.3015 | 4.5071 | 8.6953 | 12.189 | 1754.6034 | 7664.3604 | 1754.6034 | 8283.1 | 1114.5664 | 1623.0185 | 7021.7549 | 1623.0185 | 7571.8812 | 1030.9804 | 1357.4705 | 5913.2332 | 1357.4705 | 6376.4409 | 862.298 | 14.3458 | 13.27 | 11.0988 | 0.12579 | 0.12516 | 0.12454 | 14040.448 | 0 | 0 | 0 | 51.7406 | 2.1001 | 12987.4966 | 0 | 0 | 0 | 47.8604 | 1.9426 | 10862.565 | 0 | 0 | 0 | 40.0298 | 1.6248 | 56161.792 | 51949.9863 | 43450.26 | 0 | 0 | 0 | 0 | 0 | 0 | 0 | 0 | 0 | 206.9625 | 191.4415 | 160.1191 | 14040.448 | 4.0427 | 37890.5096 | 0 | 0 | 0 | 0 | 0 | 0 | 0 | 0 | 0 | 51.7406 | 99.601 | 139.6308 | 2.1001 | 4.0427 | 5.6675 | 1 | 1 | 1 | 1 | 1 | 1 | 1 | 150 | 384.2563 | 3.5617 | 150 | 379.1453 | 3.5276 | 150 | 382.7793 | 3.5519 | 30132.2965 | 0 | 0 | 0 | 111.0409 | 4.5071 | 28001.1184 | 0 | 0 | 0 | 4.1883 | 23357.0372 | 0 | 0 | 0 | 3.4936 | 30132.2965 | 8.6953 | 81490.452 | 0 | 0 | 0 | 0 | 0 | 0 | 0 | 0 | 0 | 111.0409 | 214.2282 | 300.3015 | 4.5071 | 8.6953 | 12.189 | 2752.8906 | 9804.9945 | 2752.8906 | 10596.5464 | 917.6302 | 2553.2044 | 9006.7736 | 2553.2044 | 9712.4182 | 851.0681 | 2132.1411 | 7573.0705 | 2132.1411 | 8166.3 | 710.7137 | 18.3526 | 17.0214 | 14.2143 | 0.16092 | 0.16012 | 0.15933 | 17961.9053 | 0 | 0 | 0 | 66.1916 | 2.6867 | 16659.0038 | 0 | 0 | 0 | 61.3903 | 2.4918 | 13911.6736 | 0 | 0 | 0 | 51.2661 | 2.0808 | 71847.6211 | 66636.0153 | 55646.6944 | 0 | 0 | 0 | 0 | 0 | 0 | 0 | 0 | 0 | 264.7666 | 245.5612 | 205.0643 | 17961.9053 | 5.1784 | 48532.5827 | 0 | 0 | 0 | 0 | 0 | 0 | 0 | 0 | 0 | 66.1916 | 127.5819 | 178.848 | 2.6867 | 5.1784 | 7.2593 | 200 | 334.2563 | 2.6713 | 200 | 329.1453 | 2.6457 | 200 | 332.7793 | 2.6639 | 30132.2965 | 0 | 0 | 0 | 111.0409 | 4.5071 | 28001.1184 | 0 | 0 | 0 | 4.1883 | 23357.0372 | 0 | 0 | 0 | 3.4936 | 30132.2965 | 8.6953 | 81490.452 | 0 | 0 | 0 | 0 | 0 | 0 | 0 | 0 | 0 | 111.0409 | 214.2282 | 300.3015 | 4.5071 | 8.6953 | 12.189 | 4310.2808 | 11513.9735 | 4310.2808 | 12443.4903 | 0 | 4005.426 | 10597.2612 | 4005.426 | 11427.5141 | 0 | 3341.1124 | 8900.3772 | 3341.1124 | 9597.58 | 0 | 21.5514 | 20.0271 | 16.7056 | 0.18897 | 0.18803 | 0.1871 | 21092.6075 | 0 | 0 | 0 | 77.7286 | 3.1549 | 19600.7828 | 0 | 0 | 0 | 72.2311 | 2.9318 | 16349.926 | 0 | 0 | 0 | 60.2513 | 2.4456 | 84370.4301 | 78403.1314 | 65399.704 | 0 | 0 | 0 | 0 | 0 | 0 | 0 | 0 | 0 | 310.9145 | 288.9244 | 241.0053 | 21092.6075 | 6.0867 | 57043.3164 | 0 | 0 | 0 | 0 | 0 | 0 | 0 | 0 | 0 | 77.7286 | 149.9597 | 210.211 | 3.1549 | 6.0867 | 8.5323
| 42 | Residential | Low Income | Appliance | Electric | 01-169 | 01-169.03 | Appliance Recycling | [01-169]_Residential_Appliance_Refrigerator Recycle_Secondary_ADD_Electric_per unit | Existing Refrigerator meeting old standard | No Refrigerator | DEEMED | 978.7115 | 0 | 0 | 0 | 0.14639 | 0 | 200 | 4 | 1 | 0.3038 | 0.3448 | 0.1613 | 0.1901 | 0.87 | 1 | Additions on Existing | 15.1032 | 0.058721 | 3405.9161 | 0 | 0 | 0 | 13.2422 | 249.5819 | 0 | 0 | 0 | 247.3806 | 0 | 0 | 596.355 | 200 | 396.355 | 2.9818 | 247.4248 | 0 | 0 | 0 | 244.7489 | 0 | 0 | 590.6085 | 200 | 390.6085 | 2.953 | 247.9182 | 0 | 0 | 0 | 247.8159 | 0 | 0 | 594.8808 | 200 | 394.8808 | 2.9744 | per unit | 0.0019328 | 296.9559 | 0.005 | 68600.7881 | 0 | 0 | 0 | 252.8016 | 11.7943 | 63748.8347 | 0 | 0 | 0 | 10.9601 | 53175.8725 | 0 | 0 | 0 | 9.1423 | 68600.7881 | 132349.6227 | 185525.4953 | 0 | 0 | 0 | 0 | 0 | 0 | 0 | 0 | 0 | 252.8016 | 487.7232 | 683.6823 | 11.7943 | 22.7543 | 31.8967 | 68600.7881 | 0 | 0 | 0 | 252.8016 | 11.7943 | 63748.8347 | 0 | 0 | 0 | 10.9601 | 53175.8725 | 0 | 0 | 0 | 9.1423 | 68600.7881 | 22.7543 | 185525.4953 | 0 | 0 | 0 | 0 | 0 | 0 | 0 | 0 | 0 | 252.8016 | 487.7232 | 683.6823 | 11.7943 | 22.7543 | 31.8967 | 1933.5989 | 5765.5564 | 1933.5989 | 3566.6046 | 0 | 1796.8405 | 5306.1465 | 1796.8405 | 3275.4013 | 0 | 1498.8284 | 4458.1215 | 1498.8284 | 2750.898 | 0 | 9.668 | 8.9842 | 7.4941 | 0.032395 | 0.032234 | 0.032073 | 8232.0946 | 0 | 0 | 0 | 30.3362 | 1.4153 | 7649.8602 | 0 | 0 | 0 | 28.1906 | 1.3152 | 6381.1047 | 0 | 0 | 0 | 23.5151 | 1.0971 | 32928.3783 | 30599.4407 | 25524.4188 | 0 | 0 | 0 | 0 | 0 | 0 | 0 | 0 | 0 | 121.3448 | 112.7624 | 94.0604 | 8232.0946 | 2.7305 | 22263.0594 | 0 | 0 | 0 | 0 | 0 | 0 | 0 | 0 | 0 | 30.3362 | 58.5268 | 82.0419 | 1.4153 | 2.7305 | 3.8276 | 1 | 1 | 1 | 1 | 1 | 1 | 1 | 200 | 396.355 | 2.9818 | 200 | 390.6085 | 2.953 | 200 | 394.8808 | 2.9744 | 68600.7881 | 0 | 0 | 0 | 252.8016 | 11.7943 | 63748.8347 | 0 | 0 | 0 | 10.9601 | 53175.8725 | 0 | 0 | 0 | 9.1423 | 68600.7881 | 22.7543 | 185525.4953 | 0 | 0 | 0 | 0 | 0 | 0 | 0 | 0 | 0 | 252.8016 | 487.7232 | 683.6823 | 11.7943 | 22.7543 | 31.8967 | 1933.5989 | 5765.5564 | 1933.5989 | 3566.6046 | 0 | 1796.8405 | 5306.1465 | 1796.8405 | 3275.4013 | 0 | 1498.8284 | 4458.1215 | 1498.8284 | 2750.898 | 0 | 9.668 | 8.9842 | 7.4941 | 0.032395 | 0.032234 | 0.032073 | 8232.0946 | 0 | 0 | 0 | 30.3362 | 1.4153 | 7649.8602 | 0 | 0 | 0 | 28.1906 | 1.3152 | 6381.1047 | 0 | 0 | 0 | 23.5151 | 1.0971 | 32928.3783 | 30599.4407 | 25524.4188 | 0 | 0 | 0 | 0 | 0 | 0 | 0 | 0 | 0 | 121.3448 | 112.7624 | 94.0604 | 8232.0946 | 2.7305 | 22263.0594 | 0 | 0 | 0 | 0 | 0 | 0 | 0 | 0 | 0 | 30.3362 | 58.5268 | 82.0419 | 1.4153 | 2.7305 | 3.8276 | 200 | 396.355 | 2.9818 | 200 | 390.6085 | 2.953 | 200 | 394.8808 | 2.9744 | 68600.7881 | 0 | 0 | 0 | 252.8016 | 11.7943 | 63748.8347 | 0 | 0 | 0 | 10.9601 | 53175.8725 | 0 | 0 | 0 | 9.1423 | 68600.7881 | 22.7543 | 185525.4953 | 0 | 0 | 0 | 0 | 0 | 0 | 0 | 0 | 0 | 252.8016 | 487.7232 | 683.6823 | 11.7943 | 22.7543 | 31.8967 | 1933.5989 | 5765.5564 | 1933.5989 | 3566.6046 | 0 | 1796.8405 | 5306.1465 | 1796.8405 | 3275.4013 | 0 | 1498.8284 | 4458.1215 | 1498.8284 | 2750.898 | 0 | 9.668 | 8.9842 | 7.4941 | 0.032395 | 0.032234 | 0.032073 | 8232.0946 | 0 | 0 | 0 | 30.3362 | 1.4153 | 7649.8602 | 0 | 0 | 0 | 28.1906 | 1.3152 | 6381.1047 | 0 | 0 | 0 | 23.5151 | 1.0971 | 32928.3783 | 30599.4407 | 25524.4188 | 0 | 0 | 0 | 0 | 0 | 0 | 0 | 0 | 0 | 121.3448 | 112.7624 | 94.0604 | 8232.0946 | 2.7305 | 22263.0594 | 0 | 0 | 0 | 0 | 0 | 0 | 0 | 0 | 0 | 30.3362 | 58.5268 | 82.0419 | 1.4153 | 2.7305 | 3.8276
| 43 | Residential | Single Family | Behavioral | Electric | 01-156 | 01-156.01 | Misc Heating | [01-156]_Residential_Behavioral_Home Energy Report_NEW_Electric_per home | No Home Energy Report | Home Energy Report | ENGINEER | 29.74 | 0 | 0 | 0 | 0.0065428 | 0 | 6.17 | 3 | 0.72 | 0.27 | 0.4 | 0.13 | 0.2 | 1 | 1 | New Construction/Installs | 17.7868 | 0.069155 | 89.22 | 0 | 0 | 0 | 0.34689 | 6.5702 | 0 | 0 | 0 | 4.4998 | 0 | 0 | 11.07 | 6.17 | 4.9 | 1.7942 | 6.5867 | 0 | 0 | 0 | 4.4357 | 0 | 0 | 11.0224 | 6.17 | 4.8524 | 1.7865 | 6.6158 | 0 | 0 | 0 | 4.463 | 0 | 0 | 11.0787 | 6.17 | 4.9087 | 1.7956 | per home | 0.23322 | 37480.6086 | 0.005 | 1120246.6649 | 0 | 0 | 0 | 4128.235 | 177.4471 | 1125847.8982 | 0 | 0 | 0 | 178.3343 | 1131477.1377 | 0 | 0 | 0 | 179.226 | 1120246.6649 | 2246094.5631 | 3377571.7008 | 0 | 0 | 0 | 0 | 0 | 0 | 0 | 0 | 0 | 4128.235 | 8277.1111 | 12446.7317 | 177.4471 | 355.7814 | 535.0074 | 1120246.6649 | 0 | 0 | 0 | 4128.235 | 177.4471 | 1125847.8982 | 0 | 0 | 0 | 178.3343 | 1131477.1377 | 0 | 0 | 0 | 179.226 | 1120246.6649 | 355.7814 | 3377571.7008 | 0 | 0 | 0 | 0 | 0 | 0 | 0 | 0 | 0 | 4128.235 | 8277.1111 | 12446.7317 | 177.4471 | 355.7814 | 535.0074 | 232411.6316 | 416985.5609 | 232411.6316 | 501198.3674 | 0 | 233573.6897 | 417268.4775 | 233573.6897 | 500176.6275 | 0 | 234741.5582 | 421497.9431 | 234741.5582 | 504746.9991 | 0 | 37668.0116 | 37856.3517 | 38045.6334 | 1 | 0.99502 | 0.99007 | 1120246.6649 | 0 | 0 | 0 | 4128.235 | 177.4471 | 1125847.8982 | 0 | 0 | 0 | 4148.8762 | 178.3343 | 1131477.1377 | 0 | 0 | 0 | 4169.6205 | 179.226 | 3360739.9946 | 3377543.6946 | 3394431.4131 | 0 | 0 | 0 | 0 | 0 | 0 | 0 | 0 | 0 | 12384.705 | 12446.6285 | 12508.8616 | 1120246.6649 | 355.7814 | 3377571.7008 | 0 | 0 | 0 | 0 | 0 | 0 | 0 | 0 | 0 | 4128.235 | 8277.1111 | 12446.7317 | 177.4471 | 355.7814 | 535.0074 | 1 | 1 | 1 | 1 | 1 | 1 | 1 | 6.17 | 4.9 | 1.7942 | 6.17 | 4.8524 | 1.7865 | 6.17 | 4.9087 | 1.7956 | 1120246.6649 | 0 | 0 | 0 | 4128.235 | 177.4471 | 1125847.8982 | 0 | 0 | 0 | 178.3343 | 1131477.1377 | 0 | 0 | 0 | 179.226 | 1120246.6649 | 355.7814 | 3377571.7008 | 0 | 0 | 0 | 0 | 0 | 0 | 0 | 0 | 0 | 4128.235 | 8277.1111 | 12446.7317 | 177.4471 | 355.7814 | 535.0074 | 232411.6316 | 416985.5609 | 232411.6316 | 501198.3674 | 0 | 233573.6897 | 417268.4775 | 233573.6897 | 500176.6275 | 0 | 234741.5582 | 421497.9431 | 234741.5582 | 504746.9991 | 0 | 37668.0116 | 37856.3517 | 38045.6334 | 1 | 0.99502 | 0.99007 | 1120246.6649 | 0 | 0 | 0 | 4128.235 | 177.4471 | 1125847.8982 | 0 | 0 | 0 | 4148.8762 | 178.3343 | 1131477.1377 | 0 | 0 | 0 | 4169.6205 | 179.226 | 3360739.9946 | 3377543.6946 | 3394431.4131 | 0 | 0 | 0 | 0 | 0 | 0 | 0 | 0 | 0 | 12384.705 | 12446.6285 | 12508.8616 | 1120246.6649 | 355.7814 | 3377571.7008 | 0 | 0 | 0 | 0 | 0 | 0 | 0 | 0 | 0 | 4128.235 | 8277.1111 | 12446.7317 | 177.4471 | 355.7814 | 535.0074 | 6.17 | 4.9 | 1.7942 | 6.17 | 4.8524 | 1.7865 | 6.17 | 4.9087 | 1.7956 | 1120246.6649 | 0 | 0 | 0 | 4128.235 | 177.4471 | 1125847.8982 | 0 | 0 | 0 | 178.3343 | 1131477.1377 | 0 | 0 | 0 | 179.226 | 1120246.6649 | 355.7814 | 3377571.7008 | 0 | 0 | 0 | 0 | 0 | 0 | 0 | 0 | 0 | 4128.235 | 8277.1111 | 12446.7317 | 177.4471 | 355.7814 | 535.0074 | 232411.6316 | 416985.5609 | 232411.6316 | 501198.3674 | 0 | 233573.6897 | 417268.4775 | 233573.6897 | 500176.6275 | 0 | 234741.5582 | 421497.9431 | 234741.5582 | 504746.9991 | 0 | 37668.0116 | 37856.3517 | 38045.6334 | 1 | 0.99502 | 0.99007 | 1120246.6649 | 0 | 0 | 0 | 4128.235 | 177.4471 | 1125847.8982 | 0 | 0 | 0 | 4148.8762 | 178.3343 | 1131477.1377 | 0 | 0 | 0 | 4169.6205 | 179.226 | 3360739.9946 | 3377543.6946 | 3394431.4131 | 0 | 0 | 0 | 0 | 0 | 0 | 0 | 0 | 0 | 12384.705 | 12446.6285 | 12508.8616 | 1120246.6649 | 355.7814 | 3377571.7008 | 0 | 0 | 0 | 0 | 0 | 0 | 0 | 0 | 0 | 4128.235 | 8277.1111 | 12446.7317 | 177.4471 | 355.7814 | 535.0074
| 44 | Residential | Multi-Family | Behavioral | Electric | 01-156 | 01-156.02 | Misc Heating | [01-156]_Residential_Behavioral_Home Energy Report_NEW_Electric_per home | No Home Energy Report | Home Energy Report | ENGINEER | 29.74 | 0 | 0 | 0 | 0.0065428 | 0 | 6.17 | 3 | 0.72 | 0.27 | 0.4 | 0.13 | 0.2 | 1 | 1 | New Construction/Installs | 17.7868 | 0.069155 | 89.22 | 0 | 0 | 0 | 0.34689 | 6.5702 | 0 | 0 | 0 | 4.4998 | 0 | 0 | 11.07 | 6.17 | 4.9 | 1.7942 | 6.5867 | 0 | 0 | 0 | 4.4357 | 0 | 0 | 11.0224 | 6.17 | 4.8524 | 1.7865 | 6.6158 | 0 | 0 | 0 | 4.463 | 0 | 0 | 11.0787 | 6.17 | 4.9087 | 1.7956 | per home | 0.14001 | 4085.6184 | 0.005 | 122113.8226 | 0 | 0 | 0 | 450.0032 | 19.3428 | 122724.3917 | 0 | 0 | 0 | 19.4395 | 123338.0136 | 0 | 0 | 0 | 19.5367 | 122113.8226 | 244838.2142 | 368176.2279 | 0 | 0 | 0 | 0 | 0 | 0 | 0 | 0 | 0 | 450.0032 | 902.2564 | 1356.7708 | 19.3428 | 38.7824 | 58.3191 | 122113.8226 | 0 | 0 | 0 | 450.0032 | 19.3428 | 122724.3917 | 0 | 0 | 0 | 19.4395 | 123338.0136 | 0 | 0 | 0 | 19.5367 | 122113.8226 | 38.7824 | 368176.2279 | 0 | 0 | 0 | 0 | 0 | 0 | 0 | 0 | 0 | 450.0032 | 902.2564 | 1356.7708 | 19.3428 | 38.7824 | 58.3191 | 25334.3068 | 45454.0079 | 25334.3068 | 54633.7253 | 0 | 25460.9784 | 45484.8476 | 25460.9784 | 54522.3493 | 0 | 25588.2833 | 45945.8855 | 25588.2833 | 55020.5481 | 0 | 4106.0465 | 4126.5767 | 4147.2096 | 1 | 0.99502 | 0.99007 | 122113.8226 | 0 | 0 | 0 | 450.0032 | 19.3428 | 122724.3917 | 0 | 0 | 0 | 452.2532 | 19.4395 | 123338.0136 | 0 | 0 | 0 | 454.5145 | 19.5367 | 366341.4677 | 368173.175 | 370014.0409 | 0 | 0 | 0 | 0 | 0 | 0 | 0 | 0 | 0 | 1350.0095 | 1356.7596 | 1363.5434 | 122113.8226 | 38.7824 | 368176.2279 | 0 | 0 | 0 | 0 | 0 | 0 | 0 | 0 | 0 | 450.0032 | 902.2564 | 1356.7708 | 19.3428 | 38.7824 | 58.3191 | 1 | 1 | 1 | 1 | 1 | 1 | 1 | 6.17 | 4.9 | 1.7942 | 6.17 | 4.8524 | 1.7865 | 6.17 | 4.9087 | 1.7956 | 122113.8226 | 0 | 0 | 0 | 450.0032 | 19.3428 | 122724.3917 | 0 | 0 | 0 | 19.4395 | 123338.0136 | 0 | 0 | 0 | 19.5367 | 122113.8226 | 38.7824 | 368176.2279 | 0 | 0 | 0 | 0 | 0 | 0 | 0 | 0 | 0 | 450.0032 | 902.2564 | 1356.7708 | 19.3428 | 38.7824 | 58.3191 | 25334.3068 | 45454.0079 | 25334.3068 | 54633.7253 | 0 | 25460.9784 | 45484.8476 | 25460.9784 | 54522.3493 | 0 | 25588.2833 | 45945.8855 | 25588.2833 | 55020.5481 | 0 | 4106.0465 | 4126.5767 | 4147.2096 | 1 | 0.99502 | 0.99007 | 122113.8226 | 0 | 0 | 0 | 450.0032 | 19.3428 | 122724.3917 | 0 | 0 | 0 | 452.2532 | 19.4395 | 123338.0136 | 0 | 0 | 0 | 454.5145 | 19.5367 | 366341.4677 | 368173.175 | 370014.0409 | 0 | 0 | 0 | 0 | 0 | 0 | 0 | 0 | 0 | 1350.0095 | 1356.7596 | 1363.5434 | 122113.8226 | 38.7824 | 368176.2279 | 0 | 0 | 0 | 0 | 0 | 0 | 0 | 0 | 0 | 450.0032 | 902.2564 | 1356.7708 | 19.3428 | 38.7824 | 58.3191 | 6.17 | 4.9 | 1.7942 | 6.17 | 4.8524 | 1.7865 | 6.17 | 4.9087 | 1.7956 | 122113.8226 | 0 | 0 | 0 | 450.0032 | 19.3428 | 122724.3917 | 0 | 0 | 0 | 19.4395 | 123338.0136 | 0 | 0 | 0 | 19.5367 | 122113.8226 | 38.7824 | 368176.2279 | 0 | 0 | 0 | 0 | 0 | 0 | 0 | 0 | 0 | 450.0032 | 902.2564 | 1356.7708 | 19.3428 | 38.7824 | 58.3191 | 25334.3068 | 45454.0079 | 25334.3068 | 54633.7253 | 0 | 25460.9784 | 45484.8476 | 25460.9784 | 54522.3493 | 0 | 25588.2833 | 45945.8855 | 25588.2833 | 55020.5481 | 0 | 4106.0465 | 4126.5767 | 4147.2096 | 1 | 0.99502 | 0.99007 | 122113.8226 | 0 | 0 | 0 | 450.0032 | 19.3428 | 122724.3917 | 0 | 0 | 0 | 452.2532 | 19.4395 | 123338.0136 | 0 | 0 | 0 | 454.5145 | 19.5367 | 366341.4677 | 368173.175 | 370014.0409 | 0 | 0 | 0 | 0 | 0 | 0 | 0 | 0 | 0 | 1350.0095 | 1356.7596 | 1363.5434 | 122113.8226 | 38.7824 | 368176.2279 | 0 | 0 | 0 | 0 | 0 | 0 | 0 | 0 | 0 | 450.0032 | 902.2564 | 1356.7708 | 19.3428 | 38.7824 | 58.3191
| 45 | Residential | Low Income | Behavioral | Electric | 01-156 | 01-156.03 | Misc Heating | [01-156]_Residential_Behavioral_Home Energy Report_NEW_Electric_per home | No Home Energy Report | Home Energy Report | ENGINEER | 29.74 | 0 | 0 | 0 | 0.0065428 | 0 | 6.17 | 3 | 0.72 | 0.27 | 0.4 | 0.13 | 0.2 | 1 | 1 | New Construction/Installs | 17.7868 | 0.069155 | 89.22 | 0 | 0 | 0 | 0.34689 | 6.5702 | 0 | 0 | 0 | 4.4998 | 0 | 0 | 13.284 | 6.17 | 7.114 | 2.153 | 6.5867 | 0 | 0 | 0 | 4.4357 | 0 | 0 | 13.2269 | 6.17 | 7.0569 | 2.1437 | 6.6158 | 0 | 0 | 0 | 4.463 | 0 | 0 | 13.2945 | 6.17 | 7.1245 | 2.1547 | per home | 0.23129 | 16597.276 | 0.005 | 496071.0022 | 0 | 0 | 0 | 1828.0774 | 78.5776 | 498551.3572 | 0 | 0 | 0 | 78.9705 | 501044.114 | 0 | 0 | 0 | 79.3654 | 496071.0022 | 994622.3594 | 1495666.4733 | 0 | 0 | 0 | 0 | 0 | 0 | 0 | 0 | 0 | 1828.0774 | 3665.2953 | 5511.6992 | 78.5776 | 157.5482 | 236.9136 | 496071.0022 | 0 | 0 | 0 | 1828.0774 | 78.5776 | 498551.3572 | 0 | 0 | 0 | 78.9705 | 501044.114 | 0 | 0 | 0 | 79.3654 | 496071.0022 | 157.5482 | 1495666.4733 | 0 | 0 | 0 | 0 | 0 | 0 | 0 | 0 | 0 | 1828.0774 | 3665.2953 | 5511.6992 | 78.5776 | 157.5482 | 236.9136 | 20583.4437 | 44316.1925 | 20583.4437 | 32598.866 | 0 | 20686.361 | 44346.2602 | 20686.361 | 32532.4102 | 0 | 20789.7928 | 44795.7573 | 20789.7928 | 32829.6756 | 0 | 3336.0525 | 3352.7327 | 3369.4964 | 0.2 | 0.199 | 0.19801 | 99214.2004 | 0 | 0 | 0 | 365.6155 | 15.7155 | 99710.2714 | 0 | 0 | 0 | 367.4436 | 15.7941 | 100208.8228 | 0 | 0 | 0 | 369.2808 | 15.8731 | 297642.6013 | 299130.8143 | 300626.4684 | 0 | 0 | 0 | 0 | 0 | 0 | 0 | 0 | 0 | 1096.8465 | 1102.3307 | 1107.8424 | 99214.2004 | 31.5096 | 299133.2947 | 0 | 0 | 0 | 0 | 0 | 0 | 0 | 0 | 0 | 365.6155 | 733.0591 | 1102.3398 | 15.7155 | 31.5096 | 47.3827 | 1 | 1 | 1 | 1 | 1 | 1 | 1 | 6.17 | 7.114 | 2.153 | 6.17 | 7.0569 | 2.1437 | 6.17 | 7.1245 | 2.1547 | 496071.0022 | 0 | 0 | 0 | 1828.0774 | 78.5776 | 498551.3572 | 0 | 0 | 0 | 78.9705 | 501044.114 | 0 | 0 | 0 | 79.3654 | 496071.0022 | 157.5482 | 1495666.4733 | 0 | 0 | 0 | 0 | 0 | 0 | 0 | 0 | 0 | 1828.0774 | 3665.2953 | 5511.6992 | 78.5776 | 157.5482 | 236.9136 | 20583.4437 | 44316.1925 | 20583.4437 | 32598.866 | 0 | 20686.361 | 44346.2602 | 20686.361 | 32532.4102 | 0 | 20789.7928 | 44795.7573 | 20789.7928 | 32829.6756 | 0 | 3336.0525 | 3352.7327 | 3369.4964 | 0.2 | 0.199 | 0.19801 | 99214.2004 | 0 | 0 | 0 | 365.6155 | 15.7155 | 99710.2714 | 0 | 0 | 0 | 367.4436 | 15.7941 | 100208.8228 | 0 | 0 | 0 | 369.2808 | 15.8731 | 297642.6013 | 299130.8143 | 300626.4684 | 0 | 0 | 0 | 0 | 0 | 0 | 0 | 0 | 0 | 1096.8465 | 1102.3307 | 1107.8424 | 99214.2004 | 31.5096 | 299133.2947 | 0 | 0 | 0 | 0 | 0 | 0 | 0 | 0 | 0 | 365.6155 | 733.0591 | 1102.3398 | 15.7155 | 31.5096 | 47.3827 | 6.17 | 7.114 | 2.153 | 6.17 | 7.0569 | 2.1437 | 6.17 | 7.1245 | 2.1547 | 496071.0022 | 0 | 0 | 0 | 1828.0774 | 78.5776 | 498551.3572 | 0 | 0 | 0 | 78.9705 | 501044.114 | 0 | 0 | 0 | 79.3654 | 496071.0022 | 157.5482 | 1495666.4733 | 0 | 0 | 0 | 0 | 0 | 0 | 0 | 0 | 0 | 1828.0774 | 3665.2953 | 5511.6992 | 78.5776 | 157.5482 | 236.9136 | 20583.4437 | 44316.1925 | 20583.4437 | 32598.866 | 0 | 20686.361 | 44346.2602 | 20686.361 | 32532.4102 | 0 | 20789.7928 | 44795.7573 | 20789.7928 | 32829.6756 | 0 | 3336.0525 | 3352.7327 | 3369.4964 | 0.2 | 0.199 | 0.19801 | 99214.2004 | 0 | 0 | 0 | 365.6155 | 15.7155 | 99710.2714 | 0 | 0 | 0 | 367.4436 | 15.7941 | 100208.8228 | 0 | 0 | 0 | 369.2808 | 15.8731 | 297642.6013 | 299130.8143 | 300626.4684 | 0 | 0 | 0 | 0 | 0 | 0 | 0 | 0 | 0 | 1096.8465 | 1102.3307 | 1107.8424 | 99214.2004 | 31.5096 | 299133.2947 | 0 | 0 | 0 | 0 | 0 | 0 | 0 | 0 | 0 | 365.6155 | 733.0591 | 1102.3398 | 15.7155 | 31.5096 | 47.3827
| 46 | Residential | Single Family | Behavioral | Gas | 01-243 | 01-243.01 | Misc Heating | [01-243]_Residential_Behavioral_Home Energy Report_NEW_Gas_per home | No Home Energy Report | Home Energy Report | ENGINEER | 0 | 0.21016 | 0 | 0 | 0 | 0 | 5.49 | 4 | 0.72 | 0.27 | 0.4 | 0.13 | 0.2 | 1.08 | 1 | New Construction/Installs | 6.1899 | #NUM! | 0 | 0.88693 | 0 | 0 | 0.88693 | 0 | 7.4699 | 0 | 0 | 0 | 0.22173 | 0 | 7.6916 | 5.49 | 2.2016 | 1.401 | 0 | 7.5221 | 0 | 0 | 0 | 0.22173 | 0 | 7.7439 | 5.49 | 2.2539 | 1.4105 | 0 | 7.6095 | 0 | 0 | 0 | 0.22173 | 0 | 7.8313 | 5.49 | 2.3413 | 1.4265 | per home | 0.077746 | 32848.6224 | 0.005 | 0 | 6938.0506 | 0 | 0 | 6938.0506 | 0 | 0 | 6972.7408 | 0 | 0 | 0 | 0 | 7007.6045 | 0 | 0 | 0 | 0 | 0 | 0 | 6938.0506 | 13910.7914 | 20918.396 | 0 | 0 | 0 | 0 | 0 | 0 | 6938.0506 | 13910.7914 | 20918.396 | 0 | 0 | 0 | 0 | 6938.0506 | 0 | 0 | 6938.0506 | 0 | 0 | 6972.7408 | 0 | 0 | 0 | 0 | 7007.6045 | 0 | 0 | 0 | 0 | 0 | 0 | 6938.0506 | 13910.7914 | 20918.396 | 0 | 0 | 0 | 0 | 0 | 0 | 6938.0506 | 13910.7914 | 20918.396 | 0 | 0 | 0 | 181240.6316 | 253922.1966 | 181240.6316 | 293871.419 | 0 | 182146.8347 | 256925.1579 | 182146.8347 | 295676.0331 | 0 | 183057.5689 | 261124.0765 | 183057.5689 | 298823.7984 | 0 | 33012.8655 | 33177.9298 | 33343.8195 | 1 | 0.99502 | 0.99007 | 0 | 6938.0506 | 0 | 0 | 6938.0506 | 0 | 0 | 6972.7408 | 0 | 0 | 6972.7408 | 0 | 0 | 7007.6045 | 0 | 0 | 7007.6045 | 0 | 0 | 0 | 0 | 27752.2023 | 27890.9633 | 28030.4182 | 0 | 0 | 0 | 0 | 0 | 0 | 27752.2023 | 27890.9633 | 28030.4182 | 0 | 0 | 0 | 6938.0506 | 13910.7914 | 20918.396 | 0 | 0 | 0 | 0 | 0 | 0 | 6938.0506 | 13910.7914 | 20918.396 | 0 | 0 | 0 | 1 | 1 | 1 | 1 | 1 | 1 | 1 | 5.49 | 2.2016 | 1.401 | 5.49 | 2.2539 | 1.4105 | 5.49 | 2.3413 | 1.4265 | 0 | 6938.0506 | 0 | 0 | 6938.0506 | 0 | 0 | 6972.7408 | 0 | 0 | 0 | 0 | 7007.6045 | 0 | 0 | 0 | 0 | 0 | 0 | 6938.0506 | 13910.7914 | 20918.396 | 0 | 0 | 0 | 0 | 0 | 0 | 6938.0506 | 13910.7914 | 20918.396 | 0 | 0 | 0 | 181240.6316 | 253922.1966 | 181240.6316 | 293871.419 | 0 | 182146.8347 | 256925.1579 | 182146.8347 | 295676.0331 | 0 | 183057.5689 | 261124.0765 | 183057.5689 | 298823.7984 | 0 | 33012.8655 | 33177.9298 | 33343.8195 | 1 | 0.99502 | 0.99007 | 0 | 6938.0506 | 0 | 0 | 6938.0506 | 0 | 0 | 6972.7408 | 0 | 0 | 6972.7408 | 0 | 0 | 7007.6045 | 0 | 0 | 7007.6045 | 0 | 0 | 0 | 0 | 27752.2023 | 27890.9633 | 28030.4182 | 0 | 0 | 0 | 0 | 0 | 0 | 27752.2023 | 27890.9633 | 28030.4182 | 0 | 0 | 0 | 6938.0506 | 13910.7914 | 20918.396 | 0 | 0 | 0 | 0 | 0 | 0 | 6938.0506 | 13910.7914 | 20918.396 | 0 | 0 | 0 | 5.49 | 2.2016 | 1.401 | 5.49 | 2.2539 | 1.4105 | 5.49 | 2.3413 | 1.4265 | 0 | 6938.0506 | 0 | 0 | 6938.0506 | 0 | 0 | 6972.7408 | 0 | 0 | 0 | 0 | 7007.6045 | 0 | 0 | 0 | 0 | 0 | 0 | 6938.0506 | 13910.7914 | 20918.396 | 0 | 0 | 0 | 0 | 0 | 0 | 6938.0506 | 13910.7914 | 20918.396 | 0 | 0 | 0 | 181240.6316 | 253922.1966 | 181240.6316 | 293871.419 | 0 | 182146.8347 | 256925.1579 | 182146.8347 | 295676.0331 | 0 | 183057.5689 | 261124.0765 | 183057.5689 | 298823.7984 | 0 | 33012.8655 | 33177.9298 | 33343.8195 | 1 | 0.99502 | 0.99007 | 0 | 6938.0506 | 0 | 0 | 6938.0506 | 0 | 0 | 6972.7408 | 0 | 0 | 6972.7408 | 0 | 0 | 7007.6045 | 0 | 0 | 7007.6045 | 0 | 0 | 0 | 0 | 27752.2023 | 27890.9633 | 28030.4182 | 0 | 0 | 0 | 0 | 0 | 0 | 27752.2023 | 27890.9633 | 28030.4182 | 0 | 0 | 0 | 6938.0506 | 13910.7914 | 20918.396 | 0 | 0 | 0 | 0 | 0 | 0 | 6938.0506 | 13910.7914 | 20918.396 | 0 | 0 | 0
| 47 | Residential | Multi-Family | Behavioral | Gas | 01-243 | 01-243.02 | Misc Heating | [01-243]_Residential_Behavioral_Home Energy Report_NEW_Gas_per home | No Home Energy Report | Home Energy Report | ENGINEER | 0 | 0.21016 | 0 | 0 | 0 | 0 | 5.49 | 4 | 0.72 | 0.27 | 0.4 | 0.13 | 0.2 | 1.08 | 1 | New Construction/Installs | 6.1899 | #NUM! | 0 | 0.88693 | 0 | 0 | 0.88693 | 0 | 7.4699 | 0 | 0 | 0 | 0.22173 | 0 | 7.6916 | 5.49 | 2.2016 | 1.401 | 0 | 7.5221 | 0 | 0 | 0 | 0.22173 | 0 | 7.7439 | 5.49 | 2.2539 | 1.4105 | 0 | 7.6095 | 0 | 0 | 0 | 0.22173 | 0 | 7.8313 | 5.49 | 2.3413 | 1.4265 | per home | 0.069692 | 4461.4757 | 0.005 | 0 | 942.3209 | 0 | 0 | 942.3209 | 0 | 0 | 947.0325 | 0 | 0 | 0 | 0 | 951.7677 | 0 | 0 | 0 | 0 | 0 | 0 | 942.3209 | 1889.3535 | 2841.1212 | 0 | 0 | 0 | 0 | 0 | 0 | 942.3209 | 1889.3535 | 2841.1212 | 0 | 0 | 0 | 0 | 942.3209 | 0 | 0 | 942.3209 | 0 | 0 | 947.0325 | 0 | 0 | 0 | 0 | 951.7677 | 0 | 0 | 0 | 0 | 0 | 0 | 942.3209 | 1889.3535 | 2841.1212 | 0 | 0 | 0 | 0 | 0 | 0 | 942.3209 | 1889.3535 | 2841.1212 | 0 | 0 | 0 | 24615.9693 | 34487.5261 | 24615.9693 | 39913.4001 | 0 | 24739.0492 | 34895.3861 | 24739.0492 | 40158.5015 | 0 | 24862.7444 | 35465.6801 | 24862.7444 | 40586.0286 | 0 | 4483.7831 | 4506.202 | 4528.733 | 1 | 0.99502 | 0.99007 | 0 | 942.3209 | 0 | 0 | 942.3209 | 0 | 0 | 947.0325 | 0 | 0 | 947.0325 | 0 | 0 | 951.7677 | 0 | 0 | 951.7677 | 0 | 0 | 0 | 0 | 3769.2837 | 3788.1301 | 3807.0708 | 0 | 0 | 0 | 0 | 0 | 0 | 3769.2837 | 3788.1301 | 3807.0708 | 0 | 0 | 0 | 942.3209 | 1889.3535 | 2841.1212 | 0 | 0 | 0 | 0 | 0 | 0 | 942.3209 | 1889.3535 | 2841.1212 | 0 | 0 | 0 | 1 | 1 | 1 | 1 | 1 | 1 | 1 | 5.49 | 2.2016 | 1.401 | 5.49 | 2.2539 | 1.4105 | 5.49 | 2.3413 | 1.4265 | 0 | 942.3209 | 0 | 0 | 942.3209 | 0 | 0 | 947.0325 | 0 | 0 | 0 | 0 | 951.7677 | 0 | 0 | 0 | 0 | 0 | 0 | 942.3209 | 1889.3535 | 2841.1212 | 0 | 0 | 0 | 0 | 0 | 0 | 942.3209 | 1889.3535 | 2841.1212 | 0 | 0 | 0 | 24615.9693 | 34487.5261 | 24615.9693 | 39913.4001 | 0 | 24739.0492 | 34895.3861 | 24739.0492 | 40158.5015 | 0 | 24862.7444 | 35465.6801 | 24862.7444 | 40586.0286 | 0 | 4483.7831 | 4506.202 | 4528.733 | 1 | 0.99502 | 0.99007 | 0 | 942.3209 | 0 | 0 | 942.3209 | 0 | 0 | 947.0325 | 0 | 0 | 947.0325 | 0 | 0 | 951.7677 | 0 | 0 | 951.7677 | 0 | 0 | 0 | 0 | 3769.2837 | 3788.1301 | 3807.0708 | 0 | 0 | 0 | 0 | 0 | 0 | 3769.2837 | 3788.1301 | 3807.0708 | 0 | 0 | 0 | 942.3209 | 1889.3535 | 2841.1212 | 0 | 0 | 0 | 0 | 0 | 0 | 942.3209 | 1889.3535 | 2841.1212 | 0 | 0 | 0 | 5.49 | 2.2016 | 1.401 | 5.49 | 2.2539 | 1.4105 | 5.49 | 2.3413 | 1.4265 | 0 | 942.3209 | 0 | 0 | 942.3209 | 0 | 0 | 947.0325 | 0 | 0 | 0 | 0 | 951.7677 | 0 | 0 | 0 | 0 | 0 | 0 | 942.3209 | 1889.3535 | 2841.1212 | 0 | 0 | 0 | 0 | 0 | 0 | 942.3209 | 1889.3535 | 2841.1212 | 0 | 0 | 0 | 24615.9693 | 34487.5261 | 24615.9693 | 39913.4001 | 0 | 24739.0492 | 34895.3861 | 24739.0492 | 40158.5015 | 0 | 24862.7444 | 35465.6801 | 24862.7444 | 40586.0286 | 0 | 4483.7831 | 4506.202 | 4528.733 | 1 | 0.99502 | 0.99007 | 0 | 942.3209 | 0 | 0 | 942.3209 | 0 | 0 | 947.0325 | 0 | 0 | 947.0325 | 0 | 0 | 951.7677 | 0 | 0 | 951.7677 | 0 | 0 | 0 | 0 | 3769.2837 | 3788.1301 | 3807.0708 | 0 | 0 | 0 | 0 | 0 | 0 | 3769.2837 | 3788.1301 | 3807.0708 | 0 | 0 | 0 | 942.3209 | 1889.3535 | 2841.1212 | 0 | 0 | 0 | 0 | 0 | 0 | 942.3209 | 1889.3535 | 2841.1212 | 0 | 0 | 0
| 48 | Residential | Low Income | Behavioral | Gas | 01-243 | 01-243.03 | Misc Heating | [01-243]_Residential_Behavioral_Home Energy Report_NEW_Gas_per home | No Home Energy Report | Home Energy Report | ENGINEER | 0 | 0.21016 | 0 | 0 | 0 | 0 | 5.49 | 4 | 0.72 | 0.27 | 0.4 | 0.13 | 0.2 | 1.08 | 1 | New Construction/Installs | 6.1899 | #NUM! | 0 | 0.88693 | 0 | 0 | 0.88693 | 0 | 7.4699 | 0 | 0 | 0 | 0.22173 | 0 | 9.2299 | 5.49 | 3.7399 | 1.6812 | 0 | 7.5221 | 0 | 0 | 0 | 0.22173 | 0 | 9.2926 | 5.49 | 3.8026 | 1.6926 | 0 | 7.6095 | 0 | 0 | 0 | 0.22173 | 0 | 9.3975 | 5.49 | 3.9075 | 1.7118 | per home | 0.045329 | 6964.3241 | 0.005 | 0 | 1470.9546 | 0 | 0 | 1470.9546 | 0 | 0 | 1478.3094 | 0 | 0 | 0 | 0 | 1485.7009 | 0 | 0 | 0 | 0 | 0 | 0 | 1470.9546 | 2949.264 | 4434.9649 | 0 | 0 | 0 | 0 | 0 | 0 | 1470.9546 | 2949.264 | 4434.9649 | 0 | 0 | 0 | 0 | 1470.9546 | 0 | 0 | 1470.9546 | 0 | 0 | 1478.3094 | 0 | 0 | 0 | 0 | 1485.7009 | 0 | 0 | 0 | 0 | 0 | 0 | 1470.9546 | 2949.264 | 4434.9649 | 0 | 0 | 0 | 0 | 0 | 0 | 1470.9546 | 2949.264 | 4434.9649 | 0 | 0 | 0 | 38425.3099 | 64601.667 | 38425.3099 | 50864.7729 | 0 | 38617.4365 | 65365.666 | 38617.4365 | 51177.1248 | 0 | 38810.5237 | 66433.9347 | 38810.5237 | 51721.9562 | 0 | 6999.1457 | 7034.1414 | 7069.3121 | 1 | 0.99502 | 0.99007 | 0 | 1470.9546 | 0 | 0 | 1470.9546 | 0 | 0 | 1478.3094 | 0 | 0 | 1478.3094 | 0 | 0 | 1485.7009 | 0 | 0 | 1485.7009 | 0 | 0 | 0 | 0 | 5883.8185 | 5913.2376 | 5942.8038 | 0 | 0 | 0 | 0 | 0 | 0 | 5883.8185 | 5913.2376 | 5942.8038 | 0 | 0 | 0 | 1470.9546 | 2949.264 | 4434.9649 | 0 | 0 | 0 | 0 | 0 | 0 | 1470.9546 | 2949.264 | 4434.9649 | 0 | 0 | 0 | 1 | 1 | 1 | 1 | 1 | 1 | 1 | 5.49 | 3.7399 | 1.6812 | 5.49 | 3.8026 | 1.6926 | 5.49 | 3.9075 | 1.7118 | 0 | 1470.9546 | 0 | 0 | 1470.9546 | 0 | 0 | 1478.3094 | 0 | 0 | 0 | 0 | 1485.7009 | 0 | 0 | 0 | 0 | 0 | 0 | 1470.9546 | 2949.264 | 4434.9649 | 0 | 0 | 0 | 0 | 0 | 0 | 1470.9546 | 2949.264 | 4434.9649 | 0 | 0 | 0 | 38425.3099 | 64601.667 | 38425.3099 | 50864.7729 | 0 | 38617.4365 | 65365.666 | 38617.4365 | 51177.1248 | 0 | 38810.5237 | 66433.9347 | 38810.5237 | 51721.9562 | 0 | 6999.1457 | 7034.1414 | 7069.3121 | 1 | 0.99502 | 0.99007 | 0 | 1470.9546 | 0 | 0 | 1470.9546 | 0 | 0 | 1478.3094 | 0 | 0 | 1478.3094 | 0 | 0 | 1485.7009 | 0 | 0 | 1485.7009 | 0 | 0 | 0 | 0 | 5883.8185 | 5913.2376 | 5942.8038 | 0 | 0 | 0 | 0 | 0 | 0 | 5883.8185 | 5913.2376 | 5942.8038 | 0 | 0 | 0 | 1470.9546 | 2949.264 | 4434.9649 | 0 | 0 | 0 | 0 | 0 | 0 | 1470.9546 | 2949.264 | 4434.9649 | 0 | 0 | 0 | 5.49 | 3.7399 | 1.6812 | 5.49 | 3.8026 | 1.6926 | 5.49 | 3.9075 | 1.7118 | 0 | 1470.9546 | 0 | 0 | 1470.9546 | 0 | 0 | 1478.3094 | 0 | 0 | 0 | 0 | 1485.7009 | 0 | 0 | 0 | 0 | 0 | 0 | 1470.9546 | 2949.264 | 4434.9649 | 0 | 0 | 0 | 0 | 0 | 0 | 1470.9546 | 2949.264 | 4434.9649 | 0 | 0 | 0 | 38425.3099 | 64601.667 | 38425.3099 | 50864.7729 | 0 | 38617.4365 | 65365.666 | 38617.4365 | 51177.1248 | 0 | 38810.5237 | 66433.9347 | 38810.5237 | 51721.9562 | 0 | 6999.1457 | 7034.1414 | 7069.3121 | 1 | 0.99502 | 0.99007 | 0 | 1470.9546 | 0 | 0 | 1470.9546 | 0 | 0 | 1478.3094 | 0 | 0 | 1478.3094 | 0 | 0 | 1485.7009 | 0 | 0 | 1485.7009 | 0 | 0 | 0 | 0 | 5883.8185 | 5913.2376 | 5942.8038 | 0 | 0 | 0 | 0 | 0 | 0 | 5883.8185 | 5913.2376 | 5942.8038 | 0 | 0 | 0 | 1470.9546 | 2949.264 | 4434.9649 | 0 | 0 | 0 | 0 | 0 | 0 | 1470.9546 | 2949.264 | 4434.9649 | 0 | 0 | 0
| 49 | Residential | Single Family | Envelope | Electric | 01-145 | 01-145.01 | Air Sealing | [01-145]_Residential_Envelope_Air Sealing_ADD_Electric_per sf | leaky shell | reduced leaks | ENGINEER | 0.32885 | 0 | 0 | 0 | 2.4983e-05 | 0 | 0.23911 | 15 | 0.72 | 0.27 | 0.4 | 0.13 | 0.2 | 1 | 1 | Additions on Existing | 12.4677 | 0.048474 | 4.9327 | 0 | 0 | 0 | 0.019178 | 0.29338 | 0 | 0 | 0 | 0.079346 | 0 | 0 | 0.37272 | 0.12624 | 0.24648 | 2.9525 | 0.29265 | 0 | 0 | 0 | 0.079912 | 0 | 0 | 0.37256 | 0.12624 | 0.24632 | 2.9512 | 0.29344 | 0 | 0 | 0 | 0.080697 | 0 | 0 | 0.37414 | 0.12624 | 0.2479 | 2.9637 | per sf | 74.4805 | 31468989.9509 | 0.005 | 1461080.7781 | 0 | 0 | 0 | 5384.247 | 79.9195 | 1449260.1804 | 0 | 0 | 0 | 79.2729 | 1421050.8732 | 0 | 0 | 0 | 77.7299 | 1461080.7781 | 2910340.9584 | 4331391.8316 | 0 | 0 | 0 | 0 | 0 | 0 | 0 | 0 | 0 | 5384.247 | 10724.9338 | 15961.6662 | 79.9195 | 159.1923 | 236.9222 | 1461080.7781 | 0 | 0 | 0 | 5384.247 | 79.9195 | 1449260.1804 | 0 | 0 | 0 | 79.2729 | 1421050.8732 | 0 | 0 | 0 | 77.7299 | 1461080.7781 | 159.1923 | 4331391.8316 | 0 | 0 | 0 | 0 | 0 | 0 | 0 | 0 | 0 | 5384.247 | 10724.9338 | 15961.6662 | 79.9195 | 159.1923 | 236.9222 | 220746.3146 | 651748.6018 | 220746.3146 | 1085583.5161 | 197365.4636 | 219783.6862 | 648630.3172 | 219783.6862 | 1087551.8928 | 196504.7943 | 217217.3441 | 643762.4781 | 217217.3441 | 1088858.475 | 194210.2721 | 1748613.617 | 1740988.28 | 1720659.3299 | 0.05529 | 0.055015 | 0.054741 | 575026.6605 | 0 | 0 | 0 | 2119.0379 | 31.4533 | 572519.0899 | 0 | 0 | 0 | 2109.7973 | 31.3161 | 565833.9719 | 0 | 0 | 0 | 2085.1618 | 30.9505 | 8625399.907 | 8587786.3481 | 8487509.5792 | 0 | 0 | 0 | 0 | 0 | 0 | 0 | 0 | 0 | 31785.569 | 31646.9588 | 31277.4276 | 575026.6605 | 62.7694 | 1713379.7223 | 0 | 0 | 0 | 0 | 0 | 0 | 0 | 0 | 0 | 2119.0379 | 4228.8352 | 6313.997 | 31.4533 | 62.7694 | 93.7199 | 1 | 1 | 1 | 1 | 1 | 1 | 1 | 0.17933 | 0.19339 | 2.0784 | 0.17933 | 0.19323 | 2.0775 | 0.17933 | 0.1948 | 2.0863 | 1461080.7781 | 0 | 0 | 0 | 5384.247 | 79.9195 | 1449260.1804 | 0 | 0 | 0 | 79.2729 | 1421050.8732 | 0 | 0 | 0 | 77.7299 | 1461080.7781 | 159.1923 | 4331391.8316 | 0 | 0 | 0 | 0 | 0 | 0 | 0 | 0 | 0 | 5384.247 | 10724.9338 | 15961.6662 | 79.9195 | 159.1923 | 236.9222 | 498235.7152 | 1035526.6946 | 498235.7152 | 1724822.5881 | 166078.5717 | 494893.8685 | 1028143.3251 | 494893.8685 | 1723877.515 | 164964.6228 | 486674.4833 | 1015335.4128 | 486674.4833 | 1717336.14 | 162224.8278 | 2778273.822 | 2759638.9372 | 2713805.8064 | 0.087847 | 0.08741 | 0.086975 | 913627.5174 | 0 | 0 | 0 | 3366.8202 | 49.9744 | 907499.488 | 0 | 0 | 0 | 3344.2377 | 49.6392 | 892427.3921 | 0 | 0 | 0 | 3288.6953 | 48.8148 | 13704412.7605 | 13612492.3203 | 13386410.8814 | 0 | 0 | 0 | 0 | 0 | 0 | 0 | 0 | 0 | 50502.3027 | 50163.5656 | 49330.43 | 913627.5174 | 99.6136 | 2713554.3975 | 0 | 0 | 0 | 0 | 0 | 0 | 0 | 0 | 0 | 3366.8202 | 6711.0579 | 9999.7532 | 49.9744 | 99.6136 | 148.4283 | 0.23911 | 0.13361 | 1.5588 | 0.23911 | 0.13345 | 1.5581 | 0.23911 | 0.13503 | 1.5647 | 1461080.7781 | 0 | 0 | 0 | 5384.247 | 79.9195 | 1449260.1804 | 0 | 0 | 0 | 79.2729 | 1421050.8732 | 0 | 0 | 0 | 77.7299 | 1461080.7781 | 159.1923 | 4331391.8316 | 0 | 0 | 0 | 0 | 0 | 0 | 0 | 0 | 0 | 5384.247 | 10724.9338 | 15961.6662 | 79.9195 | 159.1923 | 236.9222 | 849901.5774 | 1324818.3707 | 849901.5774 | 2206680.5836 | 0 | 843025.6094 | 1313540.9555 | 843025.6094 | 2202400.8355 | 0 | 826616.4313 | 1293410.1196 | 826616.4313 | 2187671.1027 | 0 | 3554431.013 | 3525674.5611 | 3457048.6248 | 0.11239 | 0.11183 | 0.11127 | 1168864.6225 | 0 | 0 | 0 | 4307.3976 | 63.9356 | 1159408.1443 | 0 | 0 | 0 | 4272.5494 | 63.4183 | 1136840.6985 | 0 | 0 | 0 | 4189.3859 | 62.1839 | 17532969.337 | 17391122.1643 | 17052610.4781 | 0 | 0 | 0 | 0 | 0 | 0 | 0 | 0 | 0 | 64610.9644 | 64088.2416 | 62840.788 | 1168864.6225 | 127.3539 | 3465113.4653 | 0 | 0 | 0 | 0 | 0 | 0 | 0 | 0 | 0 | 4307.3976 | 8579.9471 | 12769.3329 | 63.9356 | 127.3539 | 189.5378
| 50 | Residential | Multi-Family | Envelope | Electric | 01-145 | 01-145.02 | Air Sealing | [01-145]_Residential_Envelope_Air Sealing_ADD_Electric_per sf | leaky shell | reduced leaks | ENGINEER | 0.30293 | 0 | 0 | 0 | 1.7828e-05 | 0 | 0.23911 | 15 | 0.72 | 0.27 | 0.4 | 0.13 | 0.2 | 1 | 1 | Additions on Existing | 13.5344 | 0.052622 | 4.5439 | 0 | 0 | 0 | 0.017667 | 0.27025 | 0 | 0 | 0 | 0.056623 | 0 | 0 | 0.32688 | 0.12624 | 0.20064 | 2.5893 | 0.26959 | 0 | 0 | 0 | 0.057027 | 0 | 0 | 0.32661 | 0.12624 | 0.20037 | 2.5872 | 0.27031 | 0 | 0 | 0 | 0.057586 | 0 | 0 | 0.3279 | 0.12624 | 0.20166 | 2.5974 | per sf | 58.4603 | 3742457.4027 | 0.005 | 160064.6176 | 0 | 0 | 0 | 589.8561 | 6.7825 | 158769.6451 | 0 | 0 | 0 | 6.7277 | 155679.2534 | 0 | 0 | 0 | 6.5967 | 160064.6176 | 318834.2627 | 474513.5161 | 0 | 0 | 0 | 0 | 0 | 0 | 0 | 0 | 0 | 589.8561 | 1174.9401 | 1748.6357 | 6.7825 | 13.5102 | 20.1069 | 160064.6176 | 0 | 0 | 0 | 589.8561 | 6.7825 | 158769.6451 | 0 | 0 | 0 | 6.7277 | 155679.2534 | 0 | 0 | 0 | 6.5967 | 160064.6176 | 13.5102 | 474513.5161 | 0 | 0 | 0 | 0 | 0 | 0 | 0 | 0 | 0 | 589.8561 | 1174.9401 | 1748.6357 | 6.7825 | 13.5102 | 20.1069 | 14642.7809 | 37914.7926 | 14642.7809 | 66334.643 | 13091.8573 | 14622.412 | 37831.5188 | 14622.412 | 66653.1387 | 13073.6458 | 14544.2512 | 37777.4485 | 14544.2512 | 67160.7221 | 13003.7636 | 115990.9111 | 115829.5614 | 115210.4207 | 0.030839 | 0.030686 | 0.030533 | 35137.0371 | 0 | 0 | 0 | 129.4839 | 1.4889 | 35088.1595 | 0 | 0 | 0 | 129.3038 | 1.4868 | 34900.6037 | 0 | 0 | 0 | 128.6127 | 1.4789 | 527055.5559 | 526322.3926 | 523509.0556 | 0 | 0 | 0 | 0 | 0 | 0 | 0 | 0 | 0 | 1942.259 | 1939.5572 | 1929.1898 | 35137.0371 | 2.9757 | 105125.8003 | 0 | 0 | 0 | 0 | 0 | 0 | 0 | 0 | 0 | 129.4839 | 258.7877 | 387.4004 | 1.4889 | 2.9757 | 4.4546 | 1 | 1 | 1 | 1 | 1 | 1 | 1 | 0.17933 | 0.14754 | 1.8227 | 0.17933 | 0.14728 | 1.8213 | 0.17933 | 0.14857 | 1.8284 | 160064.6176 | 0 | 0 | 0 | 589.8561 | 6.7825 | 158769.6451 | 0 | 0 | 0 | 6.7277 | 155679.2534 | 0 | 0 | 0 | 6.5967 | 160064.6176 | 13.5102 | 474513.5161 | 0 | 0 | 0 | 0 | 0 | 0 | 0 | 0 | 0 | 589.8561 | 1174.9401 | 1748.6357 | 6.7825 | 13.5102 | 20.1069 | 48616.9331 | 88616.0677 | 48616.9331 | 155040.1523 | 16205.6444 | 48332.12 | 88025.8853 | 48332.12 | 155087.6549 | 16110.7067 | 47615.186 | 87061.5783 | 47615.186 | 154778.0142 | 15871.7287 | 271098.8966 | 269510.7148 | 265512.9306 | 0.072078 | 0.07172 | 0.071363 | 82123.7792 | 0 | 0 | 0 | 302.6354 | 3.4799 | 81642.6725 | 0 | 0 | 0 | 300.8624 | 3.4595 | 80431.6269 | 0 | 0 | 0 | 296.3996 | 3.4082 | 1231856.6884 | 1224640.0882 | 1206474.4029 | 0 | 0 | 0 | 0 | 0 | 0 | 0 | 0 | 0 | 4539.5305 | 4512.9365 | 4445.9939 | 82123.7792 | 6.9394 | 244198.0786 | 0 | 0 | 0 | 0 | 0 | 0 | 0 | 0 | 0 | 302.6354 | 603.4978 | 899.8974 | 3.4799 | 6.9394 | 10.3476 | 0.23911 | 0.087767 | 1.3671 | 0.23911 | 0.087503 | 1.366 | 0.23911 | 0.088789 | 1.3713 | 160064.6176 | 0 | 0 | 0 | 589.8561 | 6.7825 | 158769.6451 | 0 | 0 | 0 | 6.7277 | 155679.2534 | 0 | 0 | 0 | 6.5967 | 160064.6176 | 13.5102 | 474513.5161 | 0 | 0 | 0 | 0 | 0 | 0 | 0 | 0 | 0 | 589.8561 | 1174.9401 | 1748.6357 | 6.7825 | 13.5102 | 20.1069 | 94757.5828 | 129538.8843 | 94757.5828 | 226637.5488 | 0 | 93990.9645 | 128387.2587 | 93990.9645 | 226197.9964 | 0 | 92161.4656 | 126383.8807 | 92161.4656 | 224685.1764 | 0 | 396292.112 | 393085.9856 | 385434.714 | 0.10536 | 0.10484 | 0.10432 | 120048.4632 | 0 | 0 | 0 | 442.3921 | 5.0869 | 119077.2338 | 0 | 0 | 0 | 438.813 | 5.0457 | 116759.44 | 0 | 0 | 0 | 430.2717 | 4.9475 | 1800726.9482 | 1786158.5074 | 1751391.6003 | 0 | 0 | 0 | 0 | 0 | 0 | 0 | 0 | 0 | 6635.8814 | 6582.195 | 6454.0751 | 120048.4632 | 10.1326 | 355885.1371 | 0 | 0 | 0 | 0 | 0 | 0 | 0 | 0 | 0 | 442.3921 | 881.2051 | 1311.4768 | 5.0869 | 10.1326 | 15.0802
| 51 | Residential | Low Income | Envelope | Electric | 01-145 | 01-145.03 | Air Sealing | [01-145]_Residential_Envelope_Air Sealing_ADD_Electric_per sf | leaky shell | reduced leaks | ENGINEER | 0.334 | 0 | 0 | 0 | 7.9732e-06 | 0 | 0.23911 | 15 | 0.72 | 0.27 | 0.4 | 0.13 | 0.2 | 0.87 | 1 | Additions on Existing | 14.1098 | 0.054859 | 4.3586 | 0 | 0 | 0 | 0.016946 | 0.25923 | 0 | 0 | 0 | 0.025323 | 0 | 0 | 0.34147 | 0.23911 | 0.10236 | 1.4281 | 0.25859 | 0 | 0 | 0 | 0.025504 | 0 | 0 | 0.34092 | 0.23911 | 0.10181 | 1.4258 | 0.25929 | 0 | 0 | 0 | 0.025754 | 0 | 0 | 0.34205 | 0.23911 | 0.10294 | 1.4305 | per sf | 111.36 | 17109458.7193 | 0.005 | 701928.6499 | 0 | 0 | 0 | 2586.686 | 13.8675 | 696249.8289 | 0 | 0 | 0 | 13.7553 | 682697.5865 | 0 | 0 | 0 | 13.4876 | 701928.6499 | 1398178.4789 | 2080876.0654 | 0 | 0 | 0 | 0 | 0 | 0 | 0 | 0 | 0 | 2586.686 | 5152.445 | 7668.2624 | 13.8675 | 27.6229 | 41.1105 | 701928.6499 | 0 | 0 | 0 | 2586.686 | 13.8675 | 696249.8289 | 0 | 0 | 0 | 13.7553 | 682697.5865 | 0 | 0 | 0 | 13.4876 | 701928.6499 | 27.6229 | 2080876.0654 | 0 | 0 | 0 | 0 | 0 | 0 | 0 | 0 | 0 | 2586.686 | 5152.445 | 7668.2624 | 13.8675 | 27.6229 | 41.1105 | 69312.7869 | 98983.9875 | 69312.7869 | 116783.6763 | 0 | 68752.0249 | 98024.5819 | 68752.0249 | 116557.1802 | 0 | 67413.7924 | 96436.926 | 67413.7924 | 115777.6417 | 0 | 289877.7056 | 287532.5048 | 281935.7922 | 0.016858 | 0.016774 | 0.016691 | 84231.438 | 0 | 0 | 0 | 310.4023 | 1.6641 | 83549.9795 | 0 | 0 | 0 | 307.8911 | 1.6506 | 81923.7104 | 0 | 0 | 0 | 301.8981 | 1.6185 | 1263471.5699 | 1253249.6921 | 1228855.6557 | 0 | 0 | 0 | 0 | 0 | 0 | 0 | 0 | 0 | 4656.0349 | 4618.3661 | 4528.4713 | 84231.438 | 3.3147 | 249705.1278 | 0 | 0 | 0 | 0 | 0 | 0 | 0 | 0 | 0 | 310.4023 | 618.2934 | 920.1915 | 1.6641 | 3.3147 | 4.9333 | 1 | 1 | 1 | 1 | 1 | 1 | 1 | 0.23911 | 0.10236 | 1.4281 | 0.23911 | 0.10181 | 1.4258 | 0.23911 | 0.10294 | 1.4305 | 701928.6499 | 0 | 0 | 0 | 2586.686 | 13.8675 | 696249.8289 | 0 | 0 | 0 | 13.7553 | 682697.5865 | 0 | 0 | 0 | 13.4876 | 701928.6499 | 27.6229 | 2080876.0654 | 0 | 0 | 0 | 0 | 0 | 0 | 0 | 0 | 0 | 2586.686 | 5152.445 | 7668.2624 | 13.8675 | 27.6229 | 41.1105 | 69312.7869 | 98983.9875 | 69312.7869 | 116783.6763 | 0 | 68752.0249 | 98024.5819 | 68752.0249 | 116557.1802 | 0 | 67413.7924 | 96436.926 | 67413.7924 | 115777.6417 | 0 | 289877.7056 | 287532.5048 | 281935.7922 | 0.016858 | 0.016774 | 0.016691 | 84231.438 | 0 | 0 | 0 | 310.4023 | 1.6641 | 83549.9795 | 0 | 0 | 0 | 307.8911 | 1.6506 | 81923.7104 | 0 | 0 | 0 | 301.8981 | 1.6185 | 1263471.5699 | 1253249.6921 | 1228855.6557 | 0 | 0 | 0 | 0 | 0 | 0 | 0 | 0 | 0 | 4656.0349 | 4618.3661 | 4528.4713 | 84231.438 | 3.3147 | 249705.1278 | 0 | 0 | 0 | 0 | 0 | 0 | 0 | 0 | 0 | 310.4023 | 618.2934 | 920.1915 | 1.6641 | 3.3147 | 4.9333 | 0.23911 | 0.10236 | 1.4281 | 0.23911 | 0.10181 | 1.4258 | 0.23911 | 0.10294 | 1.4305 | 701928.6499 | 0 | 0 | 0 | 2586.686 | 13.8675 | 696249.8289 | 0 | 0 | 0 | 13.7553 | 682697.5865 | 0 | 0 | 0 | 13.4876 | 701928.6499 | 27.6229 | 2080876.0654 | 0 | 0 | 0 | 0 | 0 | 0 | 0 | 0 | 0 | 2586.686 | 5152.445 | 7668.2624 | 13.8675 | 27.6229 | 41.1105 | 69312.7869 | 98983.9875 | 69312.7869 | 116783.6763 | 0 | 68752.0249 | 98024.5819 | 68752.0249 | 116557.1802 | 0 | 67413.7924 | 96436.926 | 67413.7924 | 115777.6417 | 0 | 289877.7056 | 287532.5048 | 281935.7922 | 0.016858 | 0.016774 | 0.016691 | 84231.438 | 0 | 0 | 0 | 310.4023 | 1.6641 | 83549.9795 | 0 | 0 | 0 | 307.8911 | 1.6506 | 81923.7104 | 0 | 0 | 0 | 301.8981 | 1.6185 | 1263471.5699 | 1253249.6921 | 1228855.6557 | 0 | 0 | 0 | 0 | 0 | 0 | 0 | 0 | 0 | 4656.0349 | 4618.3661 | 4528.4713 | 84231.438 | 3.3147 | 249705.1278 | 0 | 0 | 0 | 0 | 0 | 0 | 0 | 0 | 0 | 310.4023 | 618.2934 | 920.1915 | 1.6641 | 3.3147 | 4.9333
| 52 | Residential | Single Family | Envelope | Gas | 01-227 | 01-227.01 | Air Sealing | [01-227]_Residential_Envelope_Air Sealing_ADD_Gas_per sf | leaky shell | reduced leaks | ENGINEER | 0.01764 | 0.0010243 | 0 | 0 | 2.4983e-05 | 0 | 0.23911 | 15 | 0.72 | 0.27 | 0.4 | 0.13 | 0.2 | 1 | 1 | Additions on Existing | 13.8697 | 0.90366 | 0.2646 | 0.016211 | 0 | 0 | 0.01724 | 0.015737 | 0.12845 | 0 | 0 | 0.079346 | 0.0010807 | 0 | 0.22461 | 0.12824 | 0.096375 | 1.7515 | 0.015699 | 0.1298 | 0 | 0 | 0.079912 | 0.0010807 | 0 | 0.22649 | 0.12824 | 0.098252 | 1.7662 | 0.015741 | 0.13132 | 0 | 0 | 0.080697 | 0.0010807 | 0 | 0.22884 | 0.12824 | 0.1006 | 1.7845 | per sf | 121.2237 | 51218578.3886 | 0.005 | 127563.6455 | 7407.4244 | 0 | 0 | 7877.5108 | 130.076 | 126531.616 | 7347.496 | 0 | 0 | 129.0237 | 124068.7254 | 7204.4798 | 0 | 0 | 126.5123 | 127563.6455 | 254095.2615 | 378163.987 | 7407.4244 | 14754.9204 | 21959.4002 | 0 | 0 | 0 | 0 | 0 | 0 | 7877.5108 | 15691.2901 | 23352.977 | 130.076 | 259.0997 | 385.6119 | 127563.6455 | 7407.4244 | 0 | 0 | 7877.5108 | 130.076 | 126531.616 | 7347.496 | 0 | 0 | 129.0237 | 124068.7254 | 7204.4798 | 0 | 0 | 126.5123 | 127563.6455 | 259.0997 | 378163.987 | 7407.4244 | 14754.9204 | 21959.4002 | 0 | 0 | 0 | 0 | 0 | 0 | 7877.5108 | 15691.2901 | 23352.977 | 130.076 | 259.0997 | 385.6119 | 94753.7923 | 165963.0818 | 94753.7923 | 128260.2363 | 81920.1389 | 94669.7555 | 167201.7443 | 94669.7555 | 128722.5776 | 81847.4842 | 93783.3812 | 167354.8725 | 93783.3812 | 128368.0412 | 81081.1623 | 738880.0269 | 738224.7168 | 731312.864 | 0.014354 | 0.014283 | 0.014212 | 13033.9494 | 756.8614 | 0 | 0 | 804.8929 | 13.2907 | 13022.3896 | 756.1901 | 0 | 0 | 804.1791 | 13.2789 | 12900.4636 | 749.11 | 0 | 0 | 796.6497 | 13.1545 | 195509.2408 | 195335.8444 | 193506.9533 | 11352.9205 | 11342.8516 | 11236.6507 | 0 | 0 | 0 | 0 | 0 | 0 | 12073.394 | 12062.6862 | 11949.7456 | 13033.9494 | 26.5695 | 38956.8026 | 756.8614 | 1513.0515 | 2262.1615 | 0 | 0 | 0 | 0 | 0 | 0 | 804.8929 | 1609.072 | 2405.7217 | 13.2907 | 26.5695 | 39.7241 | 1 | 1 | 1 | 1 | 1 | 1 | 1 | 0.17933 | 0.045282 | 1.2525 | 0.17933 | 0.047159 | 1.263 | 0.17933 | 0.049509 | 1.2761 | 127563.6455 | 7407.4244 | 0 | 0 | 7877.5108 | 130.076 | 126531.616 | 7347.496 | 0 | 0 | 129.0237 | 124068.7254 | 7204.4798 | 0 | 0 | 126.5123 | 127563.6455 | 259.0997 | 378163.987 | 7407.4244 | 14754.9204 | 21959.4002 | 0 | 0 | 0 | 0 | 0 | 0 | 7877.5108 | 15691.2901 | 23352.977 | 130.076 | 259.0997 | 385.6119 | 488325.6205 | 611627.868 | 488325.6205 | 472680.6347 | 162775.2068 | 485726.3545 | 613456.9354 | 485726.3545 | 472278.3145 | 161908.7848 | 478196.7609 | 610213.7219 | 478196.7609 | 468058.9159 | 159398.9203 | 2723012.9166 | 2708518.828 | 2666532.1293 | 0.0529 | 0.052637 | 0.052375 | 48034.3374 | 2789.28 | 0 | 0 | 2966.2919 | 48.9804 | 47778.6596 | 2774.4332 | 0 | 0 | 2950.5029 | 48.7197 | 47038.0083 | 2731.4247 | 0 | 0 | 2904.765 | 47.9644 | 720515.0616 | 716679.8946 | 705570.124 | 41839.1998 | 41616.4975 | 40971.3703 | 0 | 0 | 0 | 0 | 0 | 0 | 44494.3788 | 44257.5436 | 43571.4755 | 48034.3374 | 97.7 | 142851.0053 | 2789.28 | 5563.7132 | 8295.1378 | 0 | 0 | 0 | 0 | 0 | 0 | 2966.2919 | 5916.7948 | 8821.5599 | 48.9804 | 97.7 | 145.6645 | 0.23911 | -0.014496 | 0.93938 | 0.23911 | -0.012619 | 0.94723 | 0.23911 | -0.010269 | 0.95705 | 127563.6455 | 7407.4244 | 0 | 0 | 7877.5108 | 130.076 | 126531.616 | 7347.496 | 0 | 0 | 129.0237 | 124068.7254 | 7204.4798 | 0 | 0 | 126.5123 | 127563.6455 | 259.0997 | 378163.987 | 7407.4244 | 14754.9204 | 21959.4002 | 0 | 0 | 0 | 0 | 0 | 0 | 7877.5108 | 15691.2901 | 23352.977 | 130.076 | 259.0997 | 385.6119 | 1383290.364 | 1299428.446 | 1383290.364 | 1004229.3602 | 0 | 1372099.1149 | 1299688.1531 | 1372099.1149 | 1000582.9177 | 0 | 1345391.719 | 1287613.0007 | 1345391.719 | 987651.9055 | 0 | 5785152.4231 | 5738348.7415 | 5626653.9302 | 0.11239 | 0.11183 | 0.11127 | 102050.9164 | 5925.9395 | 0 | 0 | 6302.0086 | 104.0608 | 101225.2928 | 5877.9968 | 0 | 0 | 6251.0234 | 103.2189 | 99254.9803 | 5763.5838 | 0 | 0 | 6129.3496 | 101.2098 | 1530763.7466 | 1518379.392 | 1488824.7052 | 88889.0928 | 88169.9524 | 86453.7573 | 0 | 0 | 0 | 0 | 0 | 0 | 94530.1294 | 93765.3513 | 91940.2438 | 102050.9164 | 207.2797 | 302531.1896 | 5925.9395 | 11803.9364 | 17567.5202 | 0 | 0 | 0 | 0 | 0 | 0 | 6302.0086 | 12553.032 | 18682.3816 | 104.0608 | 207.2797 | 308.4895
| 53 | Residential | Multi-Family | Envelope | Gas | 01-227 | 01-227.02 | Air Sealing | [01-227]_Residential_Envelope_Air Sealing_ADD_Gas_per sf | leaky shell | reduced leaks | ENGINEER | 0.014781 | 0.00086554 | 0 | 0 | 2.073e-05 | 0 | 0.23911 | 15 | 0.72 | 0.27 | 0.4 | 0.13 | 0.2 | 1 | 1 | Additions on Existing | 16.4225 | 1.0785 | 0.22171 | 0.013698 | 0 | 0 | 0.01456 | 0.013186 | 0.10854 | 0 | 0 | 0.06584 | 0.0009132 | 0 | 0.18848 | 0.12824 | 0.060238 | 1.4697 | 0.013154 | 0.10968 | 0 | 0 | 0.06631 | 0.0009132 | 0 | 0.19006 | 0.12824 | 0.061816 | 1.482 | 0.013189 | 0.11097 | 0 | 0 | 0.066961 | 0.0009132 | 0 | 0.19203 | 0.12824 | 0.06379 | 1.4974 | per sf | 40.7086 | 2606043.7016 | 0.005 | 5438.4654 | 318.4696 | 0 | 0 | 338.5109 | 5.4918 | 5394.4665 | 315.8931 | 0 | 0 | 5.4474 | 5289.4653 | 309.7443 | 0 | 0 | 5.3414 | 5438.4654 | 10832.932 | 16122.3972 | 318.4696 | 634.3627 | 944.107 | 0 | 0 | 0 | 0 | 0 | 0 | 338.5109 | 674.2832 | 1003.5198 | 5.4918 | 10.9393 | 16.2806 | 5438.4654 | 318.4696 | 0 | 0 | 338.5109 | 5.4918 | 5394.4665 | 315.8931 | 0 | 0 | 5.4474 | 5289.4653 | 309.7443 | 0 | 0 | 5.3414 | 5438.4654 | 10.9393 | 16122.3972 | 318.4696 | 634.3627 | 944.107 | 0 | 0 | 0 | 0 | 0 | 0 | 338.5109 | 674.2832 | 1003.5198 | 5.4918 | 10.9393 | 16.2806 | 1035.0209 | 1521.2019 | 1035.0209 | 1181.9334 | 894.8355 | 1037.0728 | 1536.9783 | 1037.0728 | 1189.5973 | 896.6095 | 1032.3055 | 1545.7994 | 1032.3055 | 1192.0161 | 892.4879 | 8070.9836 | 8086.9837 | 8049.8089 | 0.0030816 | 0.0030663 | 0.003051 | 119.2954 | 6.9858 | 0 | 0 | 7.4254 | 0.12047 | 119.5319 | 6.9996 | 0 | 0 | 7.4401 | 0.12071 | 118.9825 | 6.9675 | 0 | 0 | 7.4059 | 0.12015 | 1789.4316 | 1792.979 | 1784.7369 | 104.7868 | 104.9946 | 104.5119 | 0 | 0 | 0 | 0 | 0 | 0 | 111.3811 | 111.6019 | 111.0889 | 119.2954 | 0.24117 | 357.8098 | 6.9858 | 13.9854 | 20.9529 | 0 | 0 | 0 | 0 | 0 | 0 | 7.4254 | 14.8655 | 22.2715 | 0.12047 | 0.24117 | 0.36132 | 1 | 1 | 1 | 1 | 1 | 1 | 1 | 0.17933 | 0.009145 | 1.051 | 0.17933 | 0.010723 | 1.0598 | 0.17933 | 0.012696 | 1.0708 | 5438.4654 | 318.4696 | 0 | 0 | 338.5109 | 5.4918 | 5394.4665 | 315.8931 | 0 | 0 | 5.4474 | 5289.4653 | 309.7443 | 0 | 0 | 5.3414 | 5438.4654 | 10.9393 | 16122.3972 | 318.4696 | 634.3627 | 944.107 | 0 | 0 | 0 | 0 | 0 | 0 | 338.5109 | 674.2832 | 1003.5198 | 5.4918 | 10.9393 | 16.2806 | 12700.4159 | 13348.0715 | 12700.4159 | 10371.0968 | 4233.472 | 12665.8667 | 13423.2068 | 12665.8667 | 10389.3532 | 4221.9556 | 12516.3099 | 13402.4461 | 12516.3099 | 10335.0608 | 4172.1033 | 70820.3608 | 70627.7066 | 69793.7442 | 0.02704 | 0.026906 | 0.026772 | 1046.7802 | 61.2981 | 0 | 0 | 65.1556 | 1.0571 | 1043.9327 | 61.1314 | 0 | 0 | 64.9784 | 1.0542 | 1031.606 | 60.4095 | 0 | 0 | 64.2111 | 1.0417 | 15701.7035 | 15658.9898 | 15474.0906 | 919.4717 | 916.9704 | 906.143 | 0 | 0 | 0 | 0 | 0 | 0 | 977.3342 | 974.6756 | 963.1667 | 1046.7802 | 2.1112 | 3122.3189 | 61.2981 | 122.4295 | 182.839 | 0 | 0 | 0 | 0 | 0 | 0 | 65.1556 | 130.134 | 194.3451 | 1.0571 | 2.1112 | 3.153 | 0.23911 | -0.050633 | 0.78825 | 0.23911 | -0.049055 | 0.79485 | 0.23911 | -0.047081 | 0.8031 | 5438.4654 | 318.4696 | 0 | 0 | 338.5109 | 5.4918 | 5394.4665 | 315.8931 | 0 | 0 | 5.4474 | 5289.4653 | 309.7443 | 0 | 0 | 5.3414 | 5438.4654 | 10.9393 | 16122.3972 | 318.4696 | 634.3627 | 944.107 | 0 | 0 | 0 | 0 | 0 | 0 | 338.5109 | 674.2832 | 1003.5198 | 5.4918 | 10.9393 | 16.2806 | 65984.0248 | 52011.6518 | 65984.0248 | 40411.6712 | 0 | 65450.1935 | 52022.781 | 65450.1935 | 40264.823 | 0 | 64176.23 | 51539.8591 | 64176.23 | 39744.0568 | 0 | 275956.2639 | 273723.6919 | 268395.7626 | 0.10536 | 0.10484 | 0.10432 | 4078.8491 | 238.8522 | 0 | 0 | 253.8832 | 4.1189 | 4045.8499 | 236.9198 | 0 | 0 | 251.8292 | 4.0856 | 3967.099 | 232.3082 | 0 | 0 | 246.9275 | 4.006 | 61182.736 | 60687.7486 | 59506.4843 | 3582.7829 | 3553.7971 | 3484.6237 | 0 | 0 | 0 | 0 | 0 | 0 | 3808.2482 | 3777.4382 | 3703.9118 | 4078.8491 | 8.2044 | 12091.7979 | 238.8522 | 475.772 | 708.0802 | 0 | 0 | 0 | 0 | 0 | 0 | 253.8832 | 505.7124 | 752.6399 | 4.1189 | 8.2044 | 12.2105
| 54 | Residential | Low Income | Envelope | Gas | 01-227 | 01-227.03 | Air Sealing | [01-227]_Residential_Envelope_Air Sealing_ADD_Gas_per sf | leaky shell | reduced leaks | ENGINEER | 0.012156 | 0.001076 | 0 | 0 | 6.857e-06 | 0 | 0.23911 | 15 | 0.72 | 0.27 | 0.4 | 0.13 | 0.2 | 0.87 | 1 | Additions on Existing | 13.5512 | 1.5073 | 0.15864 | 0.017028 | 0 | 0 | 0.017645 | 0.009435 | 0.13493 | 0 | 0 | 0.021778 | 0.0011352 | 0 | 0.20073 | 0.23911 | -0.038382 | 0.83948 | 0.0094117 | 0.13634 | 0 | 0 | 0.021933 | 0.0011352 | 0 | 0.20259 | 0.23911 | -0.036521 | 0.84726 | 0.0094371 | 0.13794 | 0 | 0 | 0.022149 | 0.0011352 | 0 | 0.2048 | 0.23911 | -0.034312 | 0.8565 | per sf | 78.9664 | 12132477.579 | 0.005 | 18115.8029 | 1843.1042 | 0 | 0 | 1909.863 | 8.4569 | 17969.2405 | 1828.193 | 0 | 0 | 8.3885 | 17619.4759 | 1792.6079 | 0 | 0 | 8.2252 | 18115.8029 | 36085.0434 | 53704.5193 | 1843.1042 | 3671.2972 | 5463.9051 | 0 | 0 | 0 | 0 | 0 | 0 | 1909.863 | 3804.2746 | 5661.8123 | 8.4569 | 16.8454 | 25.0706 | 18115.8029 | 1843.1042 | 0 | 0 | 1909.863 | 8.4569 | 17969.2405 | 1828.193 | 0 | 0 | 8.3885 | 17619.4759 | 1792.6079 | 0 | 0 | 8.2252 | 18115.8029 | 16.8454 | 53704.5193 | 1843.1042 | 3671.2972 | 5463.9051 | 0 | 0 | 0 | 0 | 0 | 0 | 1909.863 | 3804.2746 | 5661.8123 | 8.4569 | 16.8454 | 25.0706 | 245751.7348 | 206304.0167 | 245751.7348 | 138712.5084 | 0 | 243763.5269 | 206531.475 | 243763.5269 | 138184.6721 | 0 | 239018.7611 | 204719.5686 | 239018.7611 | 136309.9658 | 0 | 1027774.9931 | 1019459.9739 | 999616.5669 | 0.084291 | 0.083872 | 0.083455 | 10869.4818 | 1105.8625 | 0 | 0 | 1145.9178 | 5.0741 | 10781.5443 | 1096.9158 | 0 | 0 | 1136.647 | 5.0331 | 10571.6856 | 1075.5647 | 0 | 0 | 1114.5226 | 4.9351 | 163042.2265 | 161723.1642 | 158575.2833 | 16587.9382 | 16453.7366 | 16133.4708 | 0 | 0 | 0 | 0 | 0 | 0 | 17188.7671 | 17049.7047 | 16717.8385 | 10869.4818 | 10.1072 | 32222.7116 | 1105.8625 | 2202.7783 | 3278.343 | 0 | 0 | 0 | 0 | 0 | 0 | 1145.9178 | 2282.5648 | 3397.0874 | 5.0741 | 10.1072 | 15.0423 | 1 | 1 | 1 | 1 | 1 | 1 | 1 | 0.23911 | -0.038382 | 0.83948 | 0.23911 | -0.036521 | 0.84726 | 0.23911 | -0.034312 | 0.8565 | 18115.8029 | 1843.1042 | 0 | 0 | 1909.863 | 8.4569 | 17969.2405 | 1828.193 | 0 | 0 | 8.3885 | 17619.4759 | 1792.6079 | 0 | 0 | 8.2252 | 18115.8029 | 16.8454 | 53704.5193 | 1843.1042 | 3671.2972 | 5463.9051 | 0 | 0 | 0 | 0 | 0 | 0 | 1909.863 | 3804.2746 | 5661.8123 | 8.4569 | 16.8454 | 25.0706 | 245751.7348 | 206304.0167 | 245751.7348 | 138712.5084 | 0 | 243763.5269 | 206531.475 | 243763.5269 | 138184.6721 | 0 | 239018.7611 | 204719.5686 | 239018.7611 | 136309.9658 | 0 | 1027774.9931 | 1019459.9739 | 999616.5669 | 0.084291 | 0.083872 | 0.083455 | 10869.4818 | 1105.8625 | 0 | 0 | 1145.9178 | 5.0741 | 10781.5443 | 1096.9158 | 0 | 0 | 1136.647 | 5.0331 | 10571.6856 | 1075.5647 | 0 | 0 | 1114.5226 | 4.9351 | 163042.2265 | 161723.1642 | 158575.2833 | 16587.9382 | 16453.7366 | 16133.4708 | 0 | 0 | 0 | 0 | 0 | 0 | 17188.7671 | 17049.7047 | 16717.8385 | 10869.4818 | 10.1072 | 32222.7116 | 1105.8625 | 2202.7783 | 3278.343 | 0 | 0 | 0 | 0 | 0 | 0 | 1145.9178 | 2282.5648 | 3397.0874 | 5.0741 | 10.1072 | 15.0423 | 0.23911 | -0.038382 | 0.83948 | 0.23911 | -0.036521 | 0.84726 | 0.23911 | -0.034312 | 0.8565 | 18115.8029 | 1843.1042 | 0 | 0 | 1909.863 | 8.4569 | 17969.2405 | 1828.193 | 0 | 0 | 8.3885 | 17619.4759 | 1792.6079 | 0 | 0 | 8.2252 | 18115.8029 | 16.8454 | 53704.5193 | 1843.1042 | 3671.2972 | 5463.9051 | 0 | 0 | 0 | 0 | 0 | 0 | 1909.863 | 3804.2746 | 5661.8123 | 8.4569 | 16.8454 | 25.0706 | 245751.7348 | 206304.0167 | 245751.7348 | 138712.5084 | 0 | 243763.5269 | 206531.475 | 243763.5269 | 138184.6721 | 0 | 239018.7611 | 204719.5686 | 239018.7611 | 136309.9658 | 0 | 1027774.9931 | 1019459.9739 | 999616.5669 | 0.084291 | 0.083872 | 0.083455 | 10869.4818 | 1105.8625 | 0 | 0 | 1145.9178 | 5.0741 | 10781.5443 | 1096.9158 | 0 | 0 | 1136.647 | 5.0331 | 10571.6856 | 1075.5647 | 0 | 0 | 1114.5226 | 4.9351 | 163042.2265 | 161723.1642 | 158575.2833 | 16587.9382 | 16453.7366 | 16133.4708 | 0 | 0 | 0 | 0 | 0 | 0 | 17188.7671 | 17049.7047 | 16717.8385 | 10869.4818 | 10.1072 | 32222.7116 | 1105.8625 | 2202.7783 | 3278.343 | 0 | 0 | 0 | 0 | 0 | 0 | 1145.9178 | 2282.5648 | 3397.0874 | 5.0741 | 10.1072 | 15.0423
| 55 | Residential | Single Family | Envelope | Oil | 01-228 | 01-228.01 | Air Sealing | [01-228]_Residential_Envelope_Air Sealing_ADD_Oil_per sf | leaky shell | reduced leaks | ENGINEER | 0.020997 | 0 | 0.0016399 | 0 | 2.4983e-05 | 0 | 0.23911 | 20 | 0.72 | 0.27 | 0.4 | 0.13 | 0.2 | 1 | 1 | Additions on Existing | 6.5986 | 0.5694 | 0.41994 | 0 | 0.034604 | 0 | 0.036237 | 0.023491 | 0 | 0.6482 | 0 | 0.097521 | 0.0017302 | 0 | 0.77094 | 0.12624 | 0.6447 | 6.1069 | 0.023572 | 0 | 0.66273 | 0 | 0.098006 | 0.0017302 | 0 | 0.78603 | 0.12624 | 0.65979 | 6.2265 | 0.023754 | 0 | 0.67516 | 0 | 0.098795 | 0.0017302 | 0 | 0.79944 | 0.12624 | 0.67319 | 6.3326 | per sf | 369.8373 | 156261017.8783 | 0.005 | 463235.2191 | 0 | 36179.8444 | 0 | 37886.9183 | 396.8445 | 459487.5022 | 0 | 35887.1382 | 0 | 393.6339 | 450543.7499 | 0 | 35188.6085 | 0 | 385.972 | 463235.2191 | 922722.7213 | 1373266.4712 | 0 | 0 | 0 | 36179.8444 | 72066.9827 | 107255.5912 | 0 | 0 | 0 | 37886.9183 | 75467.3197 | 112316.2327 | 396.8445 | 790.4784 | 1176.4503 | 463235.2191 | 0 | 36179.8444 | 0 | 37886.9183 | 396.8445 | 459487.5022 | 0 | 35887.1382 | 0 | 393.6339 | 450543.7499 | 0 | 35188.6085 | 0 | 385.972 | 463235.2191 | 790.4784 | 1373266.4712 | 0 | 0 | 0 | 36179.8444 | 72066.9827 | 107255.5912 | 0 | 0 | 0 | 37886.9183 | 75467.3197 | 112316.2327 | 396.8445 | 790.4784 | 1176.4503 | 1034163.2407 | 6315516.732 | 1034163.2407 | 5727381.5437 | 924627.4752 | 1040423.0031 | 6478152.1615 | 1040423.0031 | 5886925.175 | 930224.2205 | 1032398.5127 | 6537793.3869 | 1032398.5127 | 5950652.8804 | 923049.6623 | 8191991.4653 | 8241577.3705 | 8178012.3985 | 0.052164 | 0.051905 | 0.051646 | 172005.809 | 0 | 13434.0895 | 0 | 14067.9503 | 147.354 | 173046.9555 | 0 | 13515.4057 | 0 | 14153.1032 | 148.2459 | 171712.293 | 0 | 13411.1652 | 0 | 14043.9443 | 147.1025 | 3440116.1798 | 3460939.111 | 3434245.8595 | 0 | 0 | 0 | 268681.7908 | 270308.1145 | 268223.3039 | 0 | 0 | 0 | 281359.0059 | 283062.0645 | 280878.8862 | 172005.809 | 295.5999 | 516765.0575 | 0 | 0 | 0 | 13434.0895 | 26949.4953 | 40360.6605 | 0 | 0 | 0 | 14067.9503 | 28221.0535 | 42264.9978 | 147.354 | 295.5999 | 442.7024 | 1 | 1 | 1 | 1 | 1 | 1 | 1 | 0.17933 | 0.59161 | 4.2989 | 0.17933 | 0.6067 | 4.3831 | 0.17933 | 0.6201 | 4.4578 | 463235.2191 | 0 | 36179.8444 | 0 | 37886.9183 | 396.8445 | 459487.5022 | 0 | 35887.1382 | 0 | 393.6339 | 450543.7499 | 0 | 35188.6085 | 0 | 385.972 | 463235.2191 | 790.4784 | 1373266.4712 | 0 | 0 | 0 | 36179.8444 | 72066.9827 | 107255.5912 | 0 | 0 | 0 | 37886.9183 | 75467.3197 | 112316.2327 | 396.8445 | 790.4784 | 1176.4503 | 2421075.316 | 10408014.5258 | 2421075.316 | 9438763.7357 | 807025.1053 | 2414039.4964 | 10580967.1691 | 2414039.4964 | 9615297.7656 | 804679.8321 | 2377556.7719 | 10598746.7149 | 2377556.7719 | 9646903.6163 | 792518.924 | 13500457.6481 | 13461224.3437 | 13257788.5095 | 0.085967 | 0.085539 | 0.085114 | 283466.743 | 0 | 22139.4709 | 0 | 23184.0778 | 242.8404 | 282642.9682 | 0 | 22075.132 | 0 | 23116.7032 | 242.1347 | 278371.4616 | 0 | 21741.5165 | 0 | 22767.3467 | 238.4753 | 5669334.8603 | 5652859.364 | 5567429.2329 | 0 | 0 | 0 | 442789.4185 | 441502.6405 | 434830.3308 | 0 | 0 | 0 | 463681.5553 | 462334.0632 | 455346.9338 | 283466.743 | 484.975 | 844481.1729 | 0 | 0 | 0 | 22139.4709 | 44214.603 | 65956.1195 | 0 | 0 | 0 | 23184.0778 | 46300.7809 | 69068.1276 | 242.8404 | 484.975 | 723.4504 | 0.23911 | 0.53183 | 3.2242 | 0.23911 | 0.54692 | 3.2873 | 0.23911 | 0.56033 | 3.3434 | 463235.2191 | 0 | 36179.8444 | 0 | 37886.9183 | 396.8445 | 459487.5022 | 0 | 35887.1382 | 0 | 393.6339 | 450543.7499 | 0 | 35188.6085 | 0 | 385.972 | 463235.2191 | 790.4784 | 1373266.4712 | 0 | 0 | 0 | 36179.8444 | 72066.9827 | 107255.5912 | 0 | 0 | 0 | 37886.9183 | 75467.3197 | 112316.2327 | 396.8445 | 790.4784 | 1176.4503 | 4220233.4994 | 13606841.7428 | 4220233.4994 | 12339698.8043 | 0 | 4186090.4984 | 13761027.7905 | 4186090.4984 | 12505130.9254 | 0 | 4104609.813 | 13723243.2106 | 4104609.813 | 12490798.0271 | 0 | 17649724.6635 | 17506932.9039 | 17166167.0049 | 0.11239 | 0.11183 | 0.11127 | 370588.1753 | 0 | 28943.8756 | 0 | 30309.5347 | 317.4756 | 367590.0017 | 0 | 28709.7106 | 0 | 30064.3211 | 314.9071 | 360434.9999 | 0 | 28150.8868 | 0 | 29479.1303 | 308.7776 | 7411763.5059 | 7351800.035 | 7208699.9979 | 0 | 0 | 0 | 578877.511 | 574194.212 | 563017.7365 | 0 | 0 | 0 | 606190.6933 | 601286.4222 | 589582.6069 | 370588.1753 | 632.3827 | 1098613.1769 | 0 | 0 | 0 | 28943.8756 | 57653.5862 | 85804.473 | 0 | 0 | 0 | 30309.5347 | 60373.8558 | 89852.9861 | 317.4756 | 632.3827 | 941.1603
| 56 | Residential | Multi-Family | Envelope | Oil | 01-228 | 01-228.02 | Air Sealing | [01-228]_Residential_Envelope_Air Sealing_ADD_Oil_per sf | leaky shell | reduced leaks | ENGINEER | 0.019254 | 0 | 0.0015957 | 0 | 2.073e-05 | 0 | 0.23911 | 20 | 0.72 | 0.27 | 0.4 | 0.13 | 0.2 | 1 | 1 | Additions on Existing | 6.7991 | 0.62093 | 0.38508 | 0 | 0.033671 | 0 | 0.035168 | 0.021542 | 0 | 0.63072 | 0 | 0.080922 | 0.0016835 | 0 | 0.73487 | 0.12624 | 0.60863 | 5.8211 | 0.021615 | 0 | 0.64486 | 0 | 0.081324 | 0.0016835 | 0 | 0.74948 | 0.12624 | 0.62324 | 5.9369 | 0.021782 | 0 | 0.65695 | 0 | 0.081979 | 0.0016835 | 0 | 0.7624 | 0.12624 | 0.63616 | 6.0392 | per sf | 35.6917 | 2284880.3166 | 0.005 | 6211.3175 | 0 | 514.7657 | 0 | 537.6551 | 4.815 | 6161.066 | 0 | 510.6011 | 0 | 4.7761 | 6041.1432 | 0 | 500.6624 | 0 | 4.6831 | 6211.3175 | 12372.3835 | 18413.5266 | 0 | 0 | 0 | 514.7657 | 1025.3667 | 1526.0292 | 0 | 0 | 0 | 537.6551 | 1070.9604 | 1593.8851 | 4.815 | 9.5911 | 14.2742 | 6211.3175 | 0 | 514.7657 | 0 | 537.6551 | 4.815 | 6161.066 | 0 | 510.6011 | 0 | 4.7761 | 6041.1432 | 0 | 500.6624 | 0 | 4.6831 | 6211.3175 | 9.5911 | 18413.5266 | 0 | 0 | 0 | 514.7657 | 1025.3667 | 1526.0292 | 0 | 0 | 0 | 537.6551 | 1070.9604 | 1593.8851 | 4.815 | 9.5911 | 14.2742 | 8537.7634 | 49699.5668 | 8537.7634 | 45815.74 | 7633.4666 | 8676.9416 | 51514.2238 | 8676.9416 | 47573.573 | 7757.9035 | 8686.2364 | 52458.2447 | 8686.2364 | 48514.4542 | 7766.2138 | 67630.7975 | 68733.2799 | 68806.9077 | 0.029452 | 0.029305 | 0.02916 | 1302.1694 | 0 | 107.9179 | 0 | 112.7165 | 1.0094 | 1323.3967 | 0 | 109.6771 | 0 | 114.554 | 1.0259 | 1324.8143 | 0 | 109.7946 | 0 | 114.6767 | 1.027 | 26043.3878 | 26467.9337 | 26496.2864 | 0 | 0 | 0 | 2158.3573 | 2193.5417 | 2195.8914 | 0 | 0 | 0 | 2254.3301 | 2291.079 | 2293.5332 | 1302.1694 | 2.0354 | 3950.3804 | 0 | 0 | 0 | 107.9179 | 217.5949 | 327.3895 | 0 | 0 | 0 | 112.7165 | 227.2705 | 341.9471 | 1.0094 | 2.0354 | 3.0624 | 1 | 1 | 1 | 1 | 1 | 1 | 1 | 0.17933 | 0.55553 | 4.0978 | 0.17933 | 0.57015 | 4.1793 | 0.17933 | 0.58307 | 4.2513 | 6211.3175 | 0 | 514.7657 | 0 | 537.6551 | 4.815 | 6161.066 | 0 | 510.6011 | 0 | 4.7761 | 6041.1432 | 0 | 500.6624 | 0 | 4.6831 | 6211.3175 | 9.5911 | 18413.5266 | 0 | 0 | 0 | 514.7657 | 1025.3667 | 1526.0292 | 0 | 0 | 0 | 537.6551 | 1070.9604 | 1593.8851 | 4.815 | 9.5911 | 14.2742 | 29232.2861 | 119787.3798 | 29232.2861 | 110426.4646 | 9744.0954 | 29231.5591 | 122166.5366 | 29231.5591 | 112821.2408 | 9743.853 | 28859.3349 | 122689.7335 | 28859.3349 | 113465.9669 | 9619.7783 | 163005.7674 | 163001.7135 | 160926.1083 | 0.070986 | 0.070633 | 0.070282 | 3138.5275 | 0 | 260.1069 | 0 | 271.6727 | 2.433 | 3138.4495 | 0 | 260.1004 | 0 | 271.6659 | 2.4329 | 3098.4856 | 0 | 256.7884 | 0 | 268.2066 | 2.402 | 62770.5508 | 62768.9897 | 61969.712 | 0 | 0 | 0 | 5202.1371 | 5202.0078 | 5135.7673 | 0 | 0 | 0 | 5433.4537 | 5433.3185 | 5364.1326 | 3138.5275 | 4.8659 | 9375.4626 | 0 | 0 | 0 | 260.1069 | 520.2072 | 776.9956 | 0 | 0 | 0 | 271.6727 | 543.3386 | 811.5452 | 2.433 | 4.8659 | 7.2679 | 0.23911 | 0.49576 | 3.0733 | 0.23911 | 0.51037 | 3.1345 | 0.23911 | 0.52329 | 3.1885 | 6211.3175 | 0 | 514.7657 | 0 | 537.6551 | 4.815 | 6161.066 | 0 | 510.6011 | 0 | 4.7761 | 6041.1432 | 0 | 500.6624 | 0 | 4.6831 | 6211.3175 | 9.5911 | 18413.5266 | 0 | 0 | 0 | 514.7657 | 1025.3667 | 1526.0292 | 0 | 0 | 0 | 537.6551 | 1070.9604 | 1593.8851 | 4.815 | 9.5911 | 14.2742 | 57852.2913 | 177799.3272 | 57852.2913 | 163905.0051 | 0 | 57384.2483 | 179868.1398 | 57384.2483 | 166108.8812 | 0 | 56267.2854 | 179406.8956 | 56267.2854 | 165919.1548 | 0 | 241947.99 | 239990.5556 | 235319.2292 | 0.10536 | 0.10484 | 0.10432 | 4658.4881 | 0 | 386.0743 | 0 | 403.2413 | 3.6113 | 4620.7995 | 0 | 382.9508 | 0 | 399.979 | 3.5821 | 4530.8574 | 0 | 375.4968 | 0 | 392.1935 | 3.5123 | 93169.7623 | 92415.99 | 90617.1473 | 0 | 0 | 0 | 7721.4852 | 7659.016 | 7509.9361 | 0 | 0 | 0 | 8064.8263 | 7999.5793 | 7843.8705 | 4658.4881 | 7.1933 | 13810.145 | 0 | 0 | 0 | 386.0743 | 769.0251 | 1144.5219 | 0 | 0 | 0 | 403.2413 | 803.2203 | 1195.4138 | 3.6113 | 7.1933 | 10.7057
| 57 | Residential | Low Income | Envelope | Oil | 01-228 | 01-228.03 | Air Sealing | [01-228]_Residential_Envelope_Air Sealing_ADD_Oil_per sf | leaky shell | reduced leaks | ENGINEER | 0.01434 | 0 | 0.0015504 | 0 | 6.857e-06 | 0 | 0.23911 | 20 | 0.72 | 0.27 | 0.4 | 0.13 | 0.2 | 0.87 | 1 | Additions on Existing | 7.0983 | 0.9583 | 0.24951 | 0 | 0.032715 | 0 | 0.033686 | 0.013958 | 0 | 0.61282 | 0 | 0.026766 | 0.0016358 | 0 | 0.78622 | 0.23911 | 0.54711 | 3.2881 | 0.014006 | 0 | 0.62656 | 0 | 0.0269 | 0.0016358 | 0 | 0.80292 | 0.23911 | 0.56381 | 3.3579 | 0.014114 | 0 | 0.63831 | 0 | 0.027116 | 0.0016358 | 0 | 0.81741 | 0.23911 | 0.5783 | 3.4186 | per sf | 459.7026 | 70629182.2696 | 0.005 | 124407.5465 | 0 | 15460.701 | 0 | 15919.1568 | 49.2318 | 123401.0508 | 0 | 15335.6191 | 0 | 48.8335 | 120999.0955 | 0 | 15037.1171 | 0 | 47.883 | 124407.5465 | 247808.5974 | 368807.6929 | 0 | 0 | 0 | 15460.701 | 30796.3202 | 45833.4372 | 0 | 0 | 0 | 15919.1568 | 31709.5227 | 47192.5351 | 49.2318 | 98.0653 | 145.9483 | 124407.5465 | 0 | 15460.701 | 0 | 15919.1568 | 49.2318 | 123401.0508 | 0 | 15335.6191 | 0 | 48.8335 | 120999.0955 | 0 | 15037.1171 | 0 | 47.883 | 124407.5465 | 98.0653 | 368807.6929 | 0 | 0 | 0 | 15460.701 | 30796.3202 | 45833.4372 | 0 | 0 | 0 | 15919.1568 | 31709.5227 | 47192.5351 | 49.2318 | 98.0653 | 145.9483 | 286128.5992 | 940819.667 | 286128.5992 | 906595.6117 | 0 | 283813.7299 | 953031.8901 | 283813.7299 | 919149.431 | 0 | 278289.4018 | 951349.4426 | 278289.4018 | 918136.6749 | 0 | 1196637.8152 | 1186956.6433 | 1163852.9763 | 0.016858 | 0.016774 | 0.016691 | 14928.9056 | 0 | 1855.2841 | 0 | 1910.2988 | 5.9078 | 14808.1261 | 0 | 1840.2743 | 0 | 1894.8439 | 5.86 | 14519.8915 | 0 | 1804.454 | 0 | 1857.9615 | 5.746 | 298578.1117 | 296162.522 | 290397.8293 | 0 | 0 | 0 | 37105.6824 | 36805.4859 | 36089.0809 | 0 | 0 | 0 | 38205.9764 | 37896.8782 | 37159.2296 | 14928.9056 | 11.7678 | 44256.9231 | 0 | 0 | 0 | 1855.2841 | 3695.5584 | 5500.0125 | 0 | 0 | 0 | 1910.2988 | 3805.1427 | 5663.1042 | 5.9078 | 11.7678 | 17.5138 | 1 | 1 | 1 | 1 | 1 | 1 | 1 | 0.23911 | 0.54711 | 3.2881 | 0.23911 | 0.56381 | 3.3579 | 0.23911 | 0.5783 | 3.4186 | 124407.5465 | 0 | 15460.701 | 0 | 15919.1568 | 49.2318 | 123401.0508 | 0 | 15335.6191 | 0 | 48.8335 | 120999.0955 | 0 | 15037.1171 | 0 | 47.883 | 124407.5465 | 98.0653 | 368807.6929 | 0 | 0 | 0 | 15460.701 | 30796.3202 | 45833.4372 | 0 | 0 | 0 | 15919.1568 | 31709.5227 | 47192.5351 | 49.2318 | 98.0653 | 145.9483 | 286128.5992 | 940819.667 | 286128.5992 | 906595.6117 | 0 | 283813.7299 | 953031.8901 | 283813.7299 | 919149.431 | 0 | 278289.4018 | 951349.4426 | 278289.4018 | 918136.6749 | 0 | 1196637.8152 | 1186956.6433 | 1163852.9763 | 0.016858 | 0.016774 | 0.016691 | 14928.9056 | 0 | 1855.2841 | 0 | 1910.2988 | 5.9078 | 14808.1261 | 0 | 1840.2743 | 0 | 1894.8439 | 5.86 | 14519.8915 | 0 | 1804.454 | 0 | 1857.9615 | 5.746 | 298578.1117 | 296162.522 | 290397.8293 | 0 | 0 | 0 | 37105.6824 | 36805.4859 | 36089.0809 | 0 | 0 | 0 | 38205.9764 | 37896.8782 | 37159.2296 | 14928.9056 | 11.7678 | 44256.9231 | 0 | 0 | 0 | 1855.2841 | 3695.5584 | 5500.0125 | 0 | 0 | 0 | 1910.2988 | 3805.1427 | 5663.1042 | 5.9078 | 11.7678 | 17.5138 | 0.23911 | 0.54711 | 3.2881 | 0.23911 | 0.56381 | 3.3579 | 0.23911 | 0.5783 | 3.4186 | 124407.5465 | 0 | 15460.701 | 0 | 15919.1568 | 49.2318 | 123401.0508 | 0 | 15335.6191 | 0 | 48.8335 | 120999.0955 | 0 | 15037.1171 | 0 | 47.883 | 124407.5465 | 98.0653 | 368807.6929 | 0 | 0 | 0 | 15460.701 | 30796.3202 | 45833.4372 | 0 | 0 | 0 | 15919.1568 | 31709.5227 | 47192.5351 | 49.2318 | 98.0653 | 145.9483 | 286128.5992 | 940819.667 | 286128.5992 | 906595.6117 | 0 | 283813.7299 | 953031.8901 | 283813.7299 | 919149.431 | 0 | 278289.4018 | 951349.4426 | 278289.4018 | 918136.6749 | 0 | 1196637.8152 | 1186956.6433 | 1163852.9763 | 0.016858 | 0.016774 | 0.016691 | 14928.9056 | 0 | 1855.2841 | 0 | 1910.2988 | 5.9078 | 14808.1261 | 0 | 1840.2743 | 0 | 1894.8439 | 5.86 | 14519.8915 | 0 | 1804.454 | 0 | 1857.9615 | 5.746 | 298578.1117 | 296162.522 | 290397.8293 | 0 | 0 | 0 | 37105.6824 | 36805.4859 | 36089.0809 | 0 | 0 | 0 | 38205.9764 | 37896.8782 | 37159.2296 | 14928.9056 | 11.7678 | 44256.9231 | 0 | 0 | 0 | 1855.2841 | 3695.5584 | 5500.0125 | 0 | 0 | 0 | 1910.2988 | 3805.1427 | 5663.1042 | 5.9078 | 11.7678 | 17.5138
| 58 | Residential | Single Family | Envelope | Electric | 01-121 | 01-121.01 | Insulation | [01-121]_Residential_Envelope_Insulation - Attic_ADD_Electric_per sf | R-22.5 | R-49 | ENGINEER | 0.47548 | 0 | 0 | 0 | 1.9985e-05 | 0 | 1.5294 | 20 | 0 | 0.27 | 0.4 | 0.13 | 0.2 | 1 | 1 | Additions on Existing | 41.365 | 0.16083 | 9.5095 | 0 | 0 | 0 | 0.036973 | 0.53197 | 0 | 0 | 0 | 0.058586 | 0 | 0 | 0.59055 | 0.80745 | -0.2169 | 0.73138 | 0.53378 | 0 | 0 | 0 | 0.058361 | 0 | 0 | 0.59214 | 0.80745 | -0.21531 | 0.73334 | 0.53791 | 0 | 0 | 0 | 0.058305 | 0 | 0 | 0.59621 | 0.80745 | -0.21124 | 0.73839 | per sf | 65.9374 | 27859393.7872 | 0.005 | 1870238.3943 | 0 | 0 | 0 | 6892.0389 | 0 | 1855107.5843 | 0 | 0 | 0 | 0 | 1818998.6092 | 0 | 0 | 0 | 0 | 1870238.3943 | 3725345.9786 | 5544344.5878 | 0 | 0 | 0 | 0 | 0 | 0 | 0 | 0 | 0 | 6892.0389 | 13728.319 | 20431.5335 | 0 | 0 | 0 | 1870238.3943 | 0 | 0 | 0 | 6892.0389 | 0 | 1855107.5843 | 0 | 0 | 0 | 0 | 1818998.6092 | 0 | 0 | 0 | 0 | 1870238.3943 | 0 | 5544344.5878 | 0 | 0 | 0 | 0 | 0 | 0 | 0 | 0 | 0 | 6892.0389 | 13728.319 | 20431.5335 | 0 | 0 | 0 | 601858.206 | 440184.1867 | 601858.206 | 859972.9464 | 538111.0172 | 605308.4605 | 443899.2154 | 605308.4605 | 875462.234 | 541195.8301 | 604848.8215 | 446611.5506 | 604848.8215 | 890290.065 | 540784.8748 | 745377.3124 | 749650.3146 | 749081.0701 | 0.026622 | 0.026489 | 0.026358 | 354408.5391 | 0 | 0 | 0 | 1306.0353 | 0 | 356440.2463 | 0 | 0 | 0 | 1313.5224 | 0 | 356169.5846 | 0 | 0 | 0 | 1312.525 | 0 | 7088170.7821 | 7128804.9265 | 7123391.6921 | 0 | 0 | 0 | 0 | 0 | 0 | 0 | 0 | 0 | 26120.7067 | 26270.4481 | 26250.4997 | 354408.5391 | 0 | 1067018.37 | 0 | 0 | 0 | 0 | 0 | 0 | 0 | 0 | 0 | 1306.0353 | 2619.5577 | 3932.0827 | 0 | 0 | 0 | 1 | 1 | 1 | 1 | 1 | 1 | 1 | 1.147 | -0.55649 | 0.51485 | 1.147 | -0.5549 | 0.51623 | 1.147 | -0.55083 | 0.51978 | 1870238.3943 | 0 | 0 | 0 | 6892.0389 | 0 | 1855107.5843 | 0 | 0 | 0 | 0 | 1818998.6092 | 0 | 0 | 0 | 0 | 1870238.3943 | 0 | 5544344.5878 | 0 | 0 | 0 | 0 | 0 | 0 | 0 | 0 | 0 | 6892.0389 | 13728.319 | 20431.5335 | 0 | 0 | 0 | 2221955.5916 | 1143972.0712 | 2221955.5916 | 2234939.5148 | 740651.8639 | 2216609.2387 | 1144291.2281 | 2216609.2387 | 2256781.9904 | 738869.7462 | 2191722.3697 | 1139222.2246 | 2191722.3697 | 2270962.8243 | 730574.1232 | 1937122.8081 | 1932461.805 | 1910765.187 | 0.069186 | 0.068842 | 0.068499 | 921054.1468 | 0 | 0 | 0 | 3394.1881 | 0 | 918837.9547 | 0 | 0 | 0 | 3386.0212 | 0 | 908521.7477 | 0 | 0 | 0 | 3348.0048 | 0 | 18421082.9363 | 18376759.0941 | 18170434.9533 | 0 | 0 | 0 | 0 | 0 | 0 | 0 | 0 | 0 | 67883.7629 | 67720.4246 | 66960.0969 | 921054.1468 | 0 | 2748413.8492 | 0 | 0 | 0 | 0 | 0 | 0 | 0 | 0 | 0 | 3394.1881 | 6780.2094 | 10128.2142 | 0 | 0 | 0 | 1.5294 | -0.93883 | 0.38614 | 1.5294 | -0.93724 | 0.38718 | 1.5294 | -0.93317 | 0.38984 | 1870238.3943 | 0 | 0 | 0 | 6892.0389 | 0 | 1855107.5843 | 0 | 0 | 0 | 0 | 1818998.6092 | 0 | 0 | 0 | 0 | 1870238.3943 | 0 | 5544344.5878 | 0 | 0 | 0 | 0 | 0 | 0 | 0 | 0 | 0 | 6892.0389 | 13728.319 | 20431.5335 | 0 | 0 | 0 | 5414126.8531 | 2090594.182 | 5414126.8531 | 4084323.0917 | 0 | 5370324.8836 | 2079262.1729 | 5370324.8836 | 4100740.5369 | 0 | 5265793.519 | 2052806.4217 | 5265793.519 | 4092131.4284 | 0 | 3540066.9076 | 3511426.6658 | 3443078.0595 | 0.12644 | 0.12581 | 0.12518 | 1683214.5549 | 0 | 0 | 0 | 6202.835 | 0 | 1669596.8258 | 0 | 0 | 0 | 6152.6521 | 0 | 1637098.7483 | 0 | 0 | 0 | 6032.8931 | 0 | 33664291.0975 | 33391936.5167 | 32741974.9657 | 0 | 0 | 0 | 0 | 0 | 0 | 0 | 0 | 0 | 124056.6998 | 123053.0425 | 120657.8611 | 1683214.5549 | 0 | 4989910.129 | 0 | 0 | 0 | 0 | 0 | 0 | 0 | 0 | 0 | 6202.835 | 12355.4871 | 18388.3802 | 0 | 0 | 0
| 59 | Residential | Multi-Family | Envelope | Electric | 01-121 | 01-121.02 | Insulation | [01-121]_Residential_Envelope_Insulation - Attic_ADD_Electric_per sf | R-22.5 | R-49 | ENGINEER | 0.49236 | 0 | 0 | 0 | 1.6583e-05 | 0 | 1.5294 | 20 | 0 | 0.27 | 0.4 | 0.13 | 0.2 | 1 | 1 | Additions on Existing | 39.9465 | 0.15531 | 9.8472 | 0 | 0 | 0 | 0.038286 | 0.55086 | 0 | 0 | 0 | 0.048614 | 0 | 0 | 0.59947 | 0.80745 | -0.20798 | 0.74242 | 0.55274 | 0 | 0 | 0 | 0.048427 | 0 | 0 | 0.60116 | 0.80745 | -0.20629 | 0.74452 | 0.55701 | 0 | 0 | 0 | 0.048381 | 0 | 0 | 0.60539 | 0.80745 | -0.20207 | 0.74975 | per sf | 48.0241 | 3074365.951 | 0.005 | 213715.1023 | 0 | 0 | 0 | 787.5642 | 0 | 211986.0807 | 0 | 0 | 0 | 0 | 207859.8509 | 0 | 0 | 0 | 0 | 213715.1023 | 425701.1829 | 633561.0338 | 0 | 0 | 0 | 0 | 0 | 0 | 0 | 0 | 0 | 787.5642 | 1568.7567 | 2334.7437 | 0 | 0 | 0 | 213715.1023 | 0 | 0 | 0 | 787.5642 | 0 | 211986.0807 | 0 | 0 | 0 | 0 | 207859.8509 | 0 | 0 | 0 | 0 | 213715.1023 | 0 | 633561.0338 | 0 | 0 | 0 | 0 | 0 | 0 | 0 | 0 | 0 | 787.5642 | 1568.7567 | 2334.7437 | 0 | 0 | 0 | 27536.7866 | 20443.8602 | 27536.7866 | 40743.4881 | 24620.1648 | 27897.5445 | 20770.1633 | 27897.5445 | 41781.2083 | 24942.7122 | 28215.9409 | 21154.9176 | 28215.9409 | 43006.4475 | 25227.3849 | 34103.2086 | 34549.9929 | 34944.3141 | 0.011038 | 0.010983 | 0.010928 | 16791.0399 | 0 | 0 | 0 | 61.8769 | 0 | 17011.0184 | 0 | 0 | 0 | 62.6875 | 0 | 17205.1662 | 0 | 0 | 0 | 63.403 | 0 | 335820.7987 | 340220.3682 | 344103.3241 | 0 | 0 | 0 | 0 | 0 | 0 | 0 | 0 | 0 | 1237.5374 | 1253.7503 | 1268.0595 | 16791.0399 | 0 | 51007.2245 | 0 | 0 | 0 | 0 | 0 | 0 | 0 | 0 | 0 | 61.8769 | 124.5644 | 187.9674 | 0 | 0 | 0 | 1 | 1 | 1 | 1 | 1 | 1 | 1 | 1.147 | -0.54757 | 0.52262 | 1.147 | -0.54588 | 0.5241 | 1.147 | -0.54165 | 0.52778 | 213715.1023 | 0 | 0 | 0 | 787.5642 | 0 | 211986.0807 | 0 | 0 | 0 | 0 | 207859.8509 | 0 | 0 | 0 | 0 | 213715.1023 | 0 | 633561.0338 | 0 | 0 | 0 | 0 | 0 | 0 | 0 | 0 | 0 | 787.5642 | 1568.7567 | 2334.7437 | 0 | 0 | 0 | 171340.1542 | 89546.4956 | 171340.1542 | 178461.2365 | 57113.3847 | 171373.5754 | 89816.8018 | 171373.5754 | 180675.2527 | 57124.5251 | 170057.4715 | 89753.6905 | 170057.4715 | 182462.889 | 56685.8238 | 149376.037 | 149405.1739 | 148257.7815 | 0.048346 | 0.048105 | 0.047866 | 73546.7161 | 0 | 0 | 0 | 271.0279 | 0 | 73561.0619 | 0 | 0 | 0 | 271.0808 | 0 | 72996.1323 | 0 | 0 | 0 | 268.999 | 0 | 1470934.3213 | 1471221.238 | 1459922.646 | 0 | 0 | 0 | 0 | 0 | 0 | 0 | 0 | 0 | 5420.5584 | 5421.6158 | 5379.9792 | 73546.7161 | 0 | 220103.9103 | 0 | 0 | 0 | 0 | 0 | 0 | 0 | 0 | 0 | 271.0279 | 542.1087 | 811.1077 | 0 | 0 | 0 | 1.5294 | -0.92992 | 0.39197 | 1.5294 | -0.92822 | 0.39307 | 1.5294 | -0.924 | 0.39584 | 213715.1023 | 0 | 0 | 0 | 787.5642 | 0 | 211986.0807 | 0 | 0 | 0 | 0 | 207859.8509 | 0 | 0 | 0 | 0 | 213715.1023 | 0 | 633561.0338 | 0 | 0 | 0 | 0 | 0 | 0 | 0 | 0 | 0 | 787.5642 | 1568.7567 | 2334.7437 | 0 | 0 | 0 | 531079.8259 | 208166.3409 | 531079.8259 | 414864.0586 | 0 | 526783.225 | 207065.1108 | 526783.225 | 416531.6564 | 0 | 516529.5866 | 204462.2161 | 516529.5866 | 415657.1884 | 0 | 347250.4742 | 344441.1099 | 337736.6925 | 0.11239 | 0.11183 | 0.11127 | 170972.0818 | 0 | 0 | 0 | 630.0514 | 0 | 169588.8645 | 0 | 0 | 0 | 624.954 | 0 | 166287.8807 | 0 | 0 | 0 | 612.7895 | 0 | 3419441.6363 | 3391777.2904 | 3325757.6145 | 0 | 0 | 0 | 0 | 0 | 0 | 0 | 0 | 0 | 12601.0271 | 12499.0809 | 12255.7909 | 170972.0818 | 0 | 506848.8271 | 0 | 0 | 0 | 0 | 0 | 0 | 0 | 0 | 0 | 630.0514 | 1255.0054 | 1867.7949 | 0 | 0 | 0
| 60 | Residential | Low Income | Envelope | Electric | 01-121 | 01-121.03 | Insulation | [01-121]_Residential_Envelope_Insulation - Attic_ADD_Electric_per sf | R-22.5 | R-49 | ENGINEER | 0.51487 | 0 | 0 | 0 | 6.3782e-06 | 0 | 1.5294 | 20 | 0 | 0.27 | 0.4 | 0.13 | 0.2 | 0.87 | 1 | Additions on Existing | 43.9084 | 0.17072 | 8.9587 | 0 | 0 | 0 | 0.034831 | 0.50115 | 0 | 0 | 0 | 0.018698 | 0 | 0 | 0.62382 | 1.5294 | -0.90557 | 0.40789 | 0.50286 | 0 | 0 | 0 | 0.018626 | 0 | 0 | 0.62578 | 1.5294 | -0.9036 | 0.40917 | 0.50675 | 0 | 0 | 0 | 0.018608 | 0 | 0 | 0.63043 | 1.5294 | -0.89896 | 0.41221 | per sf | 50.7474 | 7796875.9816 | 0.005 | 493095.8026 | 0 | 0 | 0 | 1817.1135 | 0 | 489106.5042 | 0 | 0 | 0 | 0 | 479586.2291 | 0 | 0 | 0 | 0 | 493095.8026 | 982202.3068 | 1461788.5359 | 0 | 0 | 0 | 0 | 0 | 0 | 0 | 0 | 0 | 1817.1135 | 3619.526 | 5386.8552 | 0 | 0 | 0 | 493095.8026 | 0 | 0 | 0 | 1817.1135 | 0 | 489106.5042 | 0 | 0 | 0 | 0 | 479586.2291 | 0 | 0 | 0 | 0 | 493095.8026 | 0 | 1461788.5359 | 0 | 0 | 0 | 0 | 0 | 0 | 0 | 0 | 0 | 1817.1135 | 3619.526 | 5386.8552 | 0 | 0 | 0 | 218865.9664 | 89273.0291 | 218865.9664 | 114232.0414 | 0 | 217095.2727 | 88829.7528 | 217095.2727 | 114691.2113 | 0 | 212869.5945 | 87747.0216 | 212869.5945 | 114450.4282 | 0 | 143107.1318 | 141949.3506 | 139186.3596 | 0.018263 | 0.018172 | 0.018082 | 64102.4543 | 0 | 0 | 0 | 236.2248 | 0 | 63583.8455 | 0 | 0 | 0 | 234.3136 | 0 | 62346.2098 | 0 | 0 | 0 | 229.7528 | 0 | 1282049.0867 | 1271676.911 | 1246924.1957 | 0 | 0 | 0 | 0 | 0 | 0 | 0 | 0 | 0 | 4724.4951 | 4686.2725 | 4595.0559 | 64102.4543 | 0 | 190032.5097 | 0 | 0 | 0 | 0 | 0 | 0 | 0 | 0 | 0 | 236.2248 | 470.5384 | 700.2912 | 0 | 0 | 0 | 1 | 1 | 1 | 1 | 1 | 1 | 1 | 1.5294 | -0.90557 | 0.40789 | 1.5294 | -0.9036 | 0.40917 | 1.5294 | -0.89896 | 0.41221 | 493095.8026 | 0 | 0 | 0 | 1817.1135 | 0 | 489106.5042 | 0 | 0 | 0 | 0 | 479586.2291 | 0 | 0 | 0 | 0 | 493095.8026 | 0 | 1461788.5359 | 0 | 0 | 0 | 0 | 0 | 0 | 0 | 0 | 0 | 1817.1135 | 3619.526 | 5386.8552 | 0 | 0 | 0 | 218865.9664 | 89273.0291 | 218865.9664 | 114232.0414 | 0 | 217095.2727 | 88829.7528 | 217095.2727 | 114691.2113 | 0 | 212869.5945 | 87747.0216 | 212869.5945 | 114450.4282 | 0 | 143107.1318 | 141949.3506 | 139186.3596 | 0.018263 | 0.018172 | 0.018082 | 64102.4543 | 0 | 0 | 0 | 236.2248 | 0 | 63583.8455 | 0 | 0 | 0 | 234.3136 | 0 | 62346.2098 | 0 | 0 | 0 | 229.7528 | 0 | 1282049.0867 | 1271676.911 | 1246924.1957 | 0 | 0 | 0 | 0 | 0 | 0 | 0 | 0 | 0 | 4724.4951 | 4686.2725 | 4595.0559 | 64102.4543 | 0 | 190032.5097 | 0 | 0 | 0 | 0 | 0 | 0 | 0 | 0 | 0 | 236.2248 | 470.5384 | 700.2912 | 0 | 0 | 0 | 1.5294 | -0.90557 | 0.40789 | 1.5294 | -0.9036 | 0.40917 | 1.5294 | -0.89896 | 0.41221 | 493095.8026 | 0 | 0 | 0 | 1817.1135 | 0 | 489106.5042 | 0 | 0 | 0 | 0 | 479586.2291 | 0 | 0 | 0 | 0 | 493095.8026 | 0 | 1461788.5359 | 0 | 0 | 0 | 0 | 0 | 0 | 0 | 0 | 0 | 1817.1135 | 3619.526 | 5386.8552 | 0 | 0 | 0 | 218865.9664 | 89273.0291 | 218865.9664 | 114232.0414 | 0 | 217095.2727 | 88829.7528 | 217095.2727 | 114691.2113 | 0 | 212869.5945 | 87747.0216 | 212869.5945 | 114450.4282 | 0 | 143107.1318 | 141949.3506 | 139186.3596 | 0.018263 | 0.018172 | 0.018082 | 64102.4543 | 0 | 0 | 0 | 236.2248 | 0 | 63583.8455 | 0 | 0 | 0 | 234.3136 | 0 | 62346.2098 | 0 | 0 | 0 | 229.7528 | 0 | 1282049.0867 | 1271676.911 | 1246924.1957 | 0 | 0 | 0 | 0 | 0 | 0 | 0 | 0 | 0 | 4724.4951 | 4686.2725 | 4595.0559 | 64102.4543 | 0 | 190032.5097 | 0 | 0 | 0 | 0 | 0 | 0 | 0 | 0 | 0 | 236.2248 | 470.5384 | 700.2912 | 0 | 0 | 0
| 61 | Residential | Single Family | Envelope | Gas | 01-218 | 01-218.01 | Insulation | [01-218]_Residential_Envelope_Insulation - Attic_ADD_Gas_per sf | R-22.5 | R-49 | ENGINEER | 0.035284 | 0.0029161 | 0 | 0 | 1.9985e-05 | 0 | 1.5294 | 20 | 0.72 | 0.27 | 0.4 | 0.13 | 0.2 | 1 | 1 | Additions on Existing | 23.7941 | 2.1673 | 0.70568 | 0.061532 | 0 | 0 | 0.064276 | 0.039476 | 0.46216 | 0 | 0 | 0.078013 | 0.0030766 | 0 | 0.58273 | 0.82024 | -0.23751 | 0.71044 | 0.039611 | 0.46733 | 0 | 0 | 0.078401 | 0.0030766 | 0 | 0.58842 | 0.82024 | -0.23182 | 0.71737 | 0.039917 | 0.47307 | 0 | 0 | 0.079032 | 0.0030766 | 0 | 0.59509 | 0.82024 | -0.22515 | 0.72551 | per sf | 107.319 | 45343639.7792 | 0.005 | 225887.0912 | 18668.5714 | 0 | 0 | 19500.9907 | 92.1196 | 224059.5944 | 18517.5368 | 0 | 0 | 91.3743 | 219698.3582 | 18157.0999 | 0 | 0 | 89.5958 | 225887.0912 | 449946.6856 | 669645.0438 | 18668.5714 | 37186.1082 | 55343.2082 | 0 | 0 | 0 | 0 | 0 | 0 | 19500.9907 | 38844.2124 | 57810.9255 | 92.1196 | 183.4939 | 273.0897 | 225887.0912 | 18668.5714 | 0 | 0 | 19500.9907 | 92.1196 | 224059.5944 | 18517.5368 | 0 | 0 | 91.3743 | 219698.3582 | 18157.0999 | 0 | 0 | 89.5958 | 225887.0912 | 183.4939 | 669645.0438 | 18668.5714 | 37186.1082 | 55343.2082 | 0 | 0 | 0 | 0 | 0 | 0 | 19500.9907 | 38844.2124 | 57810.9255 | 92.1196 | 183.4939 | 273.0897 | 393020.1325 | 279215.2903 | 393020.1325 | 279031.7073 | 339788.657 | 393843.3301 | 282533.2513 | 393843.3301 | 281099.9678 | 340500.359 | 390105.9825 | 283025.0219 | 390105.9825 | 280342.6181 | 337269.2056 | 479152.4498 | 480156.0553 | 475599.6494 | 0.010515 | 0.010462 | 0.01041 | 16906.412 | 1397.2404 | 0 | 0 | 1459.5424 | 6.8946 | 16941.8232 | 1400.1669 | 0 | 0 | 1462.5995 | 6.9091 | 16781.055 | 1386.8802 | 0 | 0 | 1448.7202 | 6.8435 | 338128.2403 | 338836.4645 | 335621.1005 | 27944.8071 | 28003.3387 | 27737.6031 | 0 | 0 | 0 | 0 | 0 | 0 | 29190.8477 | 29251.9892 | 28974.4046 | 16906.412 | 13.8037 | 50629.2903 | 1397.2404 | 2797.4073 | 4184.2874 | 0 | 0 | 0 | 0 | 0 | 0 | 1459.5424 | 2922.1418 | 4370.8621 | 6.8946 | 13.8037 | 20.6473 | 1 | 1 | 1 | 1 | 1 | 1 | 1 | 1.147 | -0.56431 | 0.50803 | 1.147 | -0.55862 | 0.51299 | 1.147 | -0.55195 | 0.51881 | 0 | 0 | 0 | 0 | 0 | 0 | 0 | 0 | 0 | 0 | 0 | 0 | 0 | 0 | 0 | 0 | 0 | 0 | 0 | 0 | 0 | 0 | 0 | 0 | 0 | 0 | 0 | 0 | 0 | 0 | 0 | 0 | 0 | 0 | 0 |  |  |  |  | 0 |  |  |  |  | 0 |  |  |  |  | 0 | 0 | 0 | 0 | 0 | 0 | 0 | 0 | 0 | 0 | 0 | 0 | 0 | 0 | 0 | 0 | 0 | 0 | 0 | 0 | 0 | 0 | 0 | 0 | 0 | 0 | 0 | 0 | 0 | 0 | 0 | 0 | 0 | 0 | 0 | 0 | 0 | 0 | 0 | 0 | 0 | 0 | 0 | 0 | 0 | 0 | 0 | 0 | 0 | 0 | 0 | 0 | 0 | 0 | 0 | 0 | 0 | 1.5294 | -0.94666 | 0.38102 | 1.5294 | -0.94097 | 0.38474 | 1.5294 | -0.93429 | 0.3891 | 0 | 0 | 0 | 0 | 0 | 0 | 0 | 0 | 0 | 0 | 0 | 0 | 0 | 0 | 0 | 0 | 0 | 0 | 0 | 0 | 0 | 0 | 0 | 0 | 0 | 0 | 0 | 0 | 0 | 0 | 0 | 0 | 0 | 0 | 0 |  |  |  |  | 0 |  |  |  |  | 0 |  |  |  |  | 0 | 0 | 0 | 0 | 0 | 0 | 0 | 0 | 0 | 0 | 0 | 0 | 0 | 0 | 0 | 0 | 0 | 0 | 0 | 0 | 0 | 0 | 0 | 0 | 0 | 0 | 0 | 0 | 0 | 0 | 0 | 0 | 0 | 0 | 0 | 0 | 0 | 0 | 0 | 0 | 0 | 0 | 0 | 0 | 0 | 0 | 0 | 0 | 0 | 0 | 0 | 0 | 0 | 0 | 0 | 0 | 0
| 62 | Residential | Multi-Family | Envelope | Gas | 01-218 | 01-218.02 | Insulation | [01-218]_Residential_Envelope_Insulation - Attic_ADD_Gas_per sf | R-22.5 | R-49 | ENGINEER | 0.034166 | 0.0029161 | 0 | 0 | 1.6583e-05 | 0 | 1.5294 | 20 | 0.72 | 0.27 | 0.4 | 0.13 | 0.2 | 1 | 1 | Additions on Existing | 23.8263 | 2.2382 | 0.68331 | 0.061532 | 0 | 0 | 0.064189 | 0.038225 | 0.46216 | 0 | 0 | 0.064734 | 0.0030766 | 0 | 0.5682 | 0.82024 | -0.25204 | 0.69272 | 0.038355 | 0.46733 | 0 | 0 | 0.065056 | 0.0030766 | 0 | 0.57382 | 0.82024 | -0.24642 | 0.69957 | 0.038652 | 0.47307 | 0 | 0 | 0.06558 | 0.0030766 | 0 | 0.58037 | 0.82024 | -0.23987 | 0.70757 | per sf | 33.4414 | 2140821.1666 | 0.005 | 10326.8189 | 881.4042 | 0 | 0 | 919.4597 | 3.609 | 10243.2718 | 874.2733 | 0 | 0 | 3.5798 | 10043.8903 | 857.2559 | 0 | 0 | 3.5101 | 10326.8189 | 20570.0907 | 30613.981 | 881.4042 | 1755.6775 | 2612.9334 | 0 | 0 | 0 | 0 | 0 | 0 | 919.4597 | 1831.4806 | 2725.7494 | 3.609 | 7.1887 | 10.6988 | 10326.8189 | 881.4042 | 0 | 0 | 919.4597 | 3.609 | 10243.2718 | 874.2733 | 0 | 0 | 3.5798 | 10043.8903 | 857.2559 | 0 | 0 | 3.5101 | 10326.8189 | 7.1887 | 30613.981 | 881.4042 | 1755.6775 | 2612.9334 | 0 | 0 | 0 | 0 | 0 | 0 | 919.4597 | 1831.4806 | 2725.7494 | 3.609 | 7.1887 | 10.6988 | 4616.0534 | 3197.6359 | 4616.0534 | 3261.9775 | 3990.8454 | 4642.5293 | 3247.7958 | 4642.5293 | 3297.9903 | 4013.7353 | 4615.1383 | 3265.511 | 4615.1383 | 3300.8561 | 3990.0542 | 5627.6844 | 5659.9627 | 5626.5688 | 0.0026157 | 0.0026027 | 0.0025897 | 192.2731 | 16.4107 | 0 | 0 | 17.1192 | 0.067195 | 193.3759 | 16.5048 | 0 | 0 | 17.2174 | 0.06758 | 192.235 | 16.4074 | 0 | 0 | 17.1159 | 0.067181 | 3845.4627 | 3867.5188 | 3844.7004 | 328.214 | 330.0965 | 328.149 | 0 | 0 | 0 | 0 | 0 | 0 | 342.385 | 344.3488 | 342.3171 | 192.2731 | 0.13477 | 577.8841 | 16.4107 | 32.9155 | 49.323 | 0 | 0 | 0 | 0 | 0 | 0 | 17.1192 | 34.3367 | 51.4525 | 0.067195 | 0.13477 | 0.20196 | 1 | 1 | 1 | 1 | 1 | 1 | 1 | 1.147 | -0.57884 | 0.49536 | 1.147 | -0.57322 | 0.50026 | 1.147 | -0.56667 | 0.50598 | 0 | 0 | 0 | 0 | 0 | 0 | 0 | 0 | 0 | 0 | 0 | 0 | 0 | 0 | 0 | 0 | 0 | 0 | 0 | 0 | 0 | 0 | 0 | 0 | 0 | 0 | 0 | 0 | 0 | 0 | 0 | 0 | 0 | 0 | 0 |  |  |  |  | 0 |  |  |  |  | 0 |  |  |  |  | 0 | 0 | 0 | 0 | 0 | 0 | 0 | 0 | 0 | 0 | 0 | 0 | 0 | 0 | 0 | 0 | 0 | 0 | 0 | 0 | 0 | 0 | 0 | 0 | 0 | 0 | 0 | 0 | 0 | 0 | 0 | 0 | 0 | 0 | 0 | 0 | 0 | 0 | 0 | 0 | 0 | 0 | 0 | 0 | 0 | 0 | 0 | 0 | 0 | 0 | 0 | 0 | 0 | 0 | 0 | 0 | 0 | 1.5294 | -0.96119 | 0.37152 | 1.5294 | -0.95557 | 0.3752 | 1.5294 | -0.94901 | 0.37948 | 0 | 0 | 0 | 0 | 0 | 0 | 0 | 0 | 0 | 0 | 0 | 0 | 0 | 0 | 0 | 0 | 0 | 0 | 0 | 0 | 0 | 0 | 0 | 0 | 0 | 0 | 0 | 0 | 0 | 0 | 0 | 0 | 0 | 0 | 0 |  |  |  |  | 0 |  |  |  |  | 0 |  |  |  |  | 0 | 0 | 0 | 0 | 0 | 0 | 0 | 0 | 0 | 0 | 0 | 0 | 0 | 0 | 0 | 0 | 0 | 0 | 0 | 0 | 0 | 0 | 0 | 0 | 0 | 0 | 0 | 0 | 0 | 0 | 0 | 0 | 0 | 0 | 0 | 0 | 0 | 0 | 0 | 0 | 0 | 0 | 0 | 0 | 0 | 0 | 0 | 0 | 0 | 0 | 0 | 0 | 0 | 0 | 0 | 0 | 0
| 63 | Residential | Low Income | Envelope | Gas | 01-218 | 01-218.03 | Insulation | [01-218]_Residential_Envelope_Insulation - Attic_ADD_Gas_per sf | R-22.5 | R-49 | ENGINEER | 0.03081 | 0.0029161 | 0 | 0 | 6.3782e-06 | 0 | 1.5294 | 20 | 0.72 | 0.27 | 0.4 | 0.13 | 0.2 | 0.87 | 1 | Additions on Existing | 24.0407 | 2.8528 | 0.5361 | 0.061532 | 0 | 0 | 0.063617 | 0.02999 | 0.46216 | 0 | 0 | 0.024898 | 0.0030766 | 0 | 0.62415 | 1.5294 | -0.90523 | 0.40811 | 0.030092 | 0.46733 | 0 | 0 | 0.025021 | 0.0030766 | 0 | 0.63063 | 1.5294 | -0.89876 | 0.41234 | 0.030325 | 0.47307 | 0 | 0 | 0.025223 | 0.0030766 | 0 | 0.63803 | 1.5294 | -0.89136 | 0.41718 | per sf | 35.9854 | 5528837.8543 | 0.005 | 20924.1207 | 2276.2951 | 0 | 0 | 2353.4028 | 3.5848 | 20754.8381 | 2257.8791 | 0 | 0 | 3.5558 | 20350.8529 | 2213.9304 | 0 | 0 | 3.4866 | 20924.1207 | 41678.9588 | 62029.8117 | 2276.2951 | 4534.1742 | 6748.1046 | 0 | 0 | 0 | 0 | 0 | 0 | 2353.4028 | 4687.7659 | 6976.6914 | 3.5848 | 7.1406 | 10.6271 | 20924.1207 | 2276.2951 | 0 | 0 | 2353.4028 | 3.5848 | 20754.8381 | 2257.8791 | 0 | 0 | 3.5558 | 20350.8529 | 2213.9304 | 0 | 0 | 3.4866 | 20924.1207 | 7.1406 | 62029.8117 | 2276.2951 | 4534.1742 | 6748.1046 | 0 | 0 | 0 | 0 | 0 | 0 | 2353.4028 | 4687.7659 | 6976.6914 | 3.5848 | 7.1406 | 10.6271 | 775999.5433 | 316690.0683 | 775999.5433 | 229996.6434 | 0 | 769721.4658 | 317386.6067 | 769721.4658 | 229269.6575 | 0 | 754739.1254 | 314861.3937 | 754739.1254 | 226229.3184 | 0 | 507393.0438 | 503288.0764 | 493491.7623 | 0.091316 | 0.090861 | 0.090409 | 13600.6785 | 1479.5918 | 0 | 0 | 1529.7118 | 2.3301 | 13490.6447 | 1467.6214 | 0 | 0 | 1517.336 | 2.3113 | 13228.0544 | 1439.0547 | 0 | 0 | 1487.8016 | 2.2663 | 272013.5692 | 269812.8949 | 264561.0878 | 29591.8361 | 29352.4289 | 28781.0949 | 0 | 0 | 0 | 0 | 0 | 0 | 30594.2367 | 30346.7198 | 29756.0322 | 13600.6785 | 4.6414 | 40319.3776 | 1479.5918 | 2947.2132 | 4386.268 | 0 | 0 | 0 | 0 | 0 | 0 | 1529.7118 | 3047.0478 | 4534.8494 | 2.3301 | 4.6414 | 6.9076 | 1 | 1 | 1 | 1 | 1 | 1 | 1 | 1.5294 | -0.90523 | 0.40811 | 1.5294 | -0.89876 | 0.41234 | 1.5294 | -0.89136 | 0.41718 | 20924.1207 | 2276.2951 | 0 | 0 | 2353.4028 | 3.5848 | 20754.8381 | 2257.8791 | 0 | 0 | 3.5558 | 20350.8529 | 2213.9304 | 0 | 0 | 3.4866 | 20924.1207 | 7.1406 | 62029.8117 | 2276.2951 | 4534.1742 | 6748.1046 | 0 | 0 | 0 | 0 | 0 | 0 | 2353.4028 | 4687.7659 | 6976.6914 | 3.5848 | 7.1406 | 10.6271 | 775999.5433 | 316690.0683 | 775999.5433 | 229996.6434 | 0 | 769721.4658 | 317386.6067 | 769721.4658 | 229269.6575 | 0 | 754739.1254 | 314861.3937 | 754739.1254 | 226229.3184 | 0 | 507393.0438 | 503288.0764 | 493491.7623 | 0.091316 | 0.090861 | 0.090409 | 13600.6785 | 1479.5918 | 0 | 0 | 1529.7118 | 2.3301 | 13490.6447 | 1467.6214 | 0 | 0 | 1517.336 | 2.3113 | 13228.0544 | 1439.0547 | 0 | 0 | 1487.8016 | 2.2663 | 272013.5692 | 269812.8949 | 264561.0878 | 29591.8361 | 29352.4289 | 28781.0949 | 0 | 0 | 0 | 0 | 0 | 0 | 30594.2367 | 30346.7198 | 29756.0322 | 13600.6785 | 4.6414 | 40319.3776 | 1479.5918 | 2947.2132 | 4386.268 | 0 | 0 | 0 | 0 | 0 | 0 | 1529.7118 | 3047.0478 | 4534.8494 | 2.3301 | 4.6414 | 6.9076 | 1.5294 | -0.90523 | 0.40811 | 1.5294 | -0.89876 | 0.41234 | 1.5294 | -0.89136 | 0.41718 | 20924.1207 | 2276.2951 | 0 | 0 | 2353.4028 | 3.5848 | 20754.8381 | 2257.8791 | 0 | 0 | 3.5558 | 20350.8529 | 2213.9304 | 0 | 0 | 3.4866 | 20924.1207 | 7.1406 | 62029.8117 | 2276.2951 | 4534.1742 | 6748.1046 | 0 | 0 | 0 | 0 | 0 | 0 | 2353.4028 | 4687.7659 | 6976.6914 | 3.5848 | 7.1406 | 10.6271 | 775999.5433 | 316690.0683 | 775999.5433 | 229996.6434 | 0 | 769721.4658 | 317386.6067 | 769721.4658 | 229269.6575 | 0 | 754739.1254 | 314861.3937 | 754739.1254 | 226229.3184 | 0 | 507393.0438 | 503288.0764 | 493491.7623 | 0.091316 | 0.090861 | 0.090409 | 13600.6785 | 1479.5918 | 0 | 0 | 1529.7118 | 2.3301 | 13490.6447 | 1467.6214 | 0 | 0 | 1517.336 | 2.3113 | 13228.0544 | 1439.0547 | 0 | 0 | 1487.8016 | 2.2663 | 272013.5692 | 269812.8949 | 264561.0878 | 29591.8361 | 29352.4289 | 28781.0949 | 0 | 0 | 0 | 0 | 0 | 0 | 30594.2367 | 30346.7198 | 29756.0322 | 13600.6785 | 4.6414 | 40319.3776 | 1479.5918 | 2947.2132 | 4386.268 | 0 | 0 | 0 | 0 | 0 | 0 | 1529.7118 | 3047.0478 | 4534.8494 | 2.3301 | 4.6414 | 6.9076
| 64 | Residential | Single Family | Envelope | Oil | 01-219 | 01-219.01 | Insulation | [01-219]_Residential_Envelope_Insulation - Attic_ADD_Oil_per sf | R-22.5 | R-49 | ENGINEER | 0.035874 | 0 | 0.002976 | 0 | 1.9985e-05 | 0 | 1.5294 | 20 | 0.72 | 0.27 | 0.4 | 0.13 | 0.2 | 1 | 1 | Additions on Existing | 23.3186 | 2.1316 | 0.71748 | 0 | 0.062797 | 0 | 0.065586 | 0.040136 | 0 | 1.1763 | 0 | 0.078013 | 0.0031398 | 0 | 1.2976 | 0.80745 | 0.49014 | 1.607 | 0.040273 | 0 | 1.2027 | 0 | 0.078401 | 0.0031398 | 0 | 1.3245 | 0.80745 | 0.51703 | 1.6403 | 0.040585 | 0 | 1.2252 | 0 | 0.079032 | 0.0031398 | 0 | 1.348 | 0.80745 | 0.54053 | 1.6694 | per sf | 327.4158 | 138337367.5943 | 0.005 | 700677.5852 | 0 | 58125.9002 | 0 | 60707.976 | 281.0446 | 695008.8857 | 0 | 57655.6436 | 0 | 278.7708 | 681480.7977 | 0 | 56533.3981 | 0 | 273.3447 | 700677.5852 | 1395686.4708 | 2077167.2686 | 0 | 0 | 0 | 58125.9002 | 115781.5439 | 172314.942 | 0 | 0 | 0 | 60707.976 | 120924.8055 | 179969.537 | 281.0446 | 559.8154 | 833.1601 | 700677.5852 | 0 | 58125.9002 | 0 | 60707.976 | 281.0446 | 695008.8857 | 0 | 57655.6436 | 0 | 278.7708 | 681480.7977 | 0 | 56533.3981 | 0 | 273.3447 | 700677.5852 | 559.8154 | 2077167.2686 | 0 | 0 | 0 | 58125.9002 | 115781.5439 | 172314.942 | 0 | 0 | 0 | 60707.976 | 120924.8055 | 179969.537 | 281.0446 | 559.8154 | 833.1601 | 3297627.6473 | 5299346.5256 | 3297627.6473 | 5159510.6466 | 2948351.871 | 3344948.4049 | 5486798.289 | 3344948.4049 | 5347183.6276 | 2990660.5422 | 3342023.1226 | 5579273.4773 | 3342023.1226 | 5442338.6317 | 2988045.0979 | 4083979.9285 | 4142584.7938 | 4138961.9487 | 0.029375 | 0.029229 | 0.029083 | 146509.2407 | 0 | 12153.9231 | 0 | 12693.8262 | 58.7654 | 148611.6394 | 0 | 12328.3312 | 0 | 12875.9818 | 59.6087 | 148481.673 | 0 | 12317.5496 | 0 | 12864.7213 | 59.5566 | 2930184.8131 | 2972232.7881 | 2969633.4596 | 0 | 0 | 0 | 243078.4625 | 246566.6237 | 246350.992 | 0 | 0 | 0 | 253876.5232 | 257519.6359 | 257294.4254 | 146509.2407 | 118.3742 | 443602.553 | 0 | 0 | 0 | 12153.9231 | 24482.2543 | 36799.8039 | 0 | 0 | 0 | 12693.8262 | 25569.808 | 38434.5292 | 58.7654 | 118.3742 | 177.9308 | 1 | 1 | 1 | 1 | 1 | 1 | 1 | 1.147 | 0.15055 | 1.1313 | 1.147 | 0.17745 | 1.1547 | 1.147 | 0.20095 | 1.1752 | 700677.5852 | 0 | 58125.9002 | 0 | 60707.976 | 281.0446 | 695008.8857 | 0 | 57655.6436 | 0 | 278.7708 | 681480.7977 | 0 | 56533.3981 | 0 | 273.3447 | 700677.5852 | 559.8154 | 2077167.2686 | 0 | 0 | 0 | 58125.9002 | 115781.5439 | 172314.942 | 0 | 0 | 0 | 60707.976 | 120924.8055 | 179969.537 | 281.0446 | 559.8154 | 833.1601 | 11512543.3997 | 13023621.9287 | 11512543.3997 | 12679962.6472 | 3837514.4666 | 11531344.4287 | 13315249.6016 | 11531344.4287 | 12976435.6035 | 3843781.4762 | 11400615.5471 | 13397886.559 | 11400615.5471 | 13069055.6573 | 3800205.1824 | 10036748.9268 | 10053139.8494 | 9939169.1206 | 0.072192 | 0.071833 | 0.071475 | 360059.6696 | 0 | 29869.362 | 0 | 31196.2224 | 144.4214 | 360647.6798 | 0 | 29918.1414 | 0 | 31247.1687 | 144.6572 | 356559.0787 | 0 | 29578.9645 | 0 | 30892.9248 | 143.0173 | 7201193.3929 | 7212953.5957 | 7131181.5732 | 0 | 0 | 0 | 597387.24 | 598362.8276 | 591579.2904 | 0 | 0 | 0 | 623924.4477 | 624943.373 | 617858.4968 | 360059.6696 | 289.0786 | 1077266.4281 | 0 | 0 | 0 | 29869.362 | 59787.5034 | 89366.4679 | 0 | 0 | 0 | 31196.2224 | 62443.391 | 93336.3159 | 144.4214 | 289.0786 | 432.0959 | 1.5294 | -0.23179 | 0.84844 | 1.5294 | -0.2049 | 0.86603 | 1.5294 | -0.1814 | 0.88139 | 700677.5852 | 0 | 58125.9002 | 0 | 60707.976 | 281.0446 | 695008.8857 | 0 | 57655.6436 | 0 | 278.7708 | 681480.7977 | 0 | 56533.3981 | 0 | 273.3447 | 700677.5852 | 559.8154 | 2077167.2686 | 0 | 0 | 0 | 58125.9002 | 115781.5439 | 172314.942 | 0 | 0 | 0 | 60707.976 | 120924.8055 | 179969.537 | 281.0446 | 559.8154 | 833.1601 | 26884147.6737 | 22809619.2358 | 26884147.6737 | 22207733.1092 | 0 | 26666646.5611 | 23093993.3236 | 26666646.5611 | 22506353.7042 | 0 | 26147590.2628 | 23046285.0899 | 26147590.2628 | 22480648.8104 | 0 | 17578398.9001 | 17436184.1881 | 17096795.3864 | 0.12644 | 0.12581 | 0.12518 | 630609.8266 | 0 | 52313.3102 | 0 | 54637.1784 | 252.9401 | 625507.9971 | 0 | 51890.0793 | 0 | 54195.1466 | 250.8938 | 613332.718 | 0 | 50880.0583 | 0 | 53140.2584 | 246.0102 | 12612196.5329 | 12510159.942 | 12266654.3593 | 0 | 0 | 0 | 1046266.2042 | 1037801.5853 | 1017601.1657 | 0 | 0 | 0 | 1092743.5672 | 1083902.932 | 1062805.167 | 630609.8266 | 503.8339 | 1869450.5417 | 0 | 0 | 0 | 52313.3102 | 104203.3895 | 155083.4478 | 0 | 0 | 0 | 54637.1784 | 108832.325 | 161972.5833 | 252.9401 | 503.8339 | 749.8441
| 65 | Residential | Multi-Family | Envelope | Oil | 01-219 | 01-219.02 | Insulation | [01-219]_Residential_Envelope_Insulation - Attic_ADD_Oil_per sf | R-22.5 | R-49 | ENGINEER | 0.034756 | 0 | 0.002976 | 0 | 1.6583e-05 | 0 | 1.5294 | 20 | 0.72 | 0.27 | 0.4 | 0.13 | 0.2 | 1 | 1 | Additions on Existing | 23.3496 | 2.2002 | 0.69511 | 0 | 0.062797 | 0 | 0.0655 | 0.038885 | 0 | 1.1763 | 0 | 0.064734 | 0.0031398 | 0 | 1.2831 | 0.80745 | 0.47561 | 1.589 | 0.039018 | 0 | 1.2027 | 0 | 0.065056 | 0.0031398 | 0 | 1.3099 | 0.80745 | 0.50243 | 1.6222 | 0.039319 | 0 | 1.2252 | 0 | 0.06558 | 0.0031398 | 0 | 1.3333 | 0.80745 | 0.52582 | 1.6512 | per sf | 29.3201 | 1876990.8356 | 0.005 | 9210.5552 | 0 | 788.6646 | 0 | 822.6065 | 3.1642 | 9136.039 | 0 | 782.284 | 0 | 3.1386 | 8958.2094 | 0 | 767.0572 | 0 | 3.0775 | 9210.5552 | 18346.5942 | 27304.8036 | 0 | 0 | 0 | 788.6646 | 1570.9486 | 2338.0058 | 0 | 0 | 0 | 822.6065 | 1638.5579 | 2438.6271 | 3.1642 | 6.3028 | 9.3803 | 9210.5552 | 0 | 788.6646 | 0 | 822.6065 | 3.1642 | 9136.039 | 0 | 782.284 | 0 | 3.1386 | 8958.2094 | 0 | 767.0572 | 0 | 3.0775 | 9210.5552 | 6.3028 | 27304.8036 | 0 | 0 | 0 | 788.6646 | 1570.9486 | 2338.0058 | 0 | 0 | 0 | 822.6065 | 1638.5579 | 2438.6271 | 3.1642 | 6.3028 | 9.3803 | 18454.3294 | 29324.354 | 18454.3294 | 28811.857 | 16499.6969 | 18990.5332 | 30807.2368 | 18990.5332 | 30293.3718 | 16979.1074 | 19206.5235 | 31713.868 | 19206.5235 | 31210.4868 | 17172.2206 | 22854.9487 | 23519.0157 | 23786.5111 | 0.012116 | 0.012056 | 0.011996 | 794.3403 | 0 | 68.0163 | 0 | 70.9436 | 0.27289 | 817.4205 | 0 | 69.9926 | 0 | 73.0049 | 0.28082 | 826.7175 | 0 | 70.7887 | 0 | 73.8352 | 0.28401 | 15886.8065 | 16348.4091 | 16534.3491 | 0 | 0 | 0 | 1360.3264 | 1399.8517 | 1415.773 | 0 | 0 | 0 | 1418.8711 | 1460.0974 | 1476.7039 | 794.3403 | 0.55371 | 2438.4782 | 0 | 0 | 0 | 68.0163 | 138.0089 | 208.7976 | 0 | 0 | 0 | 70.9436 | 143.9484 | 217.7836 | 0.27289 | 0.55371 | 0.83772 | 1 | 1 | 1 | 1 | 1 | 1 | 1 | 1.147 | 0.13602 | 1.1186 | 1.147 | 0.16285 | 1.142 | 1.147 | 0.18623 | 1.1624 | 9210.5552 | 0 | 788.6646 | 0 | 822.6065 | 3.1642 | 9136.039 | 0 | 782.284 | 0 | 3.1386 | 8958.2094 | 0 | 767.0572 | 0 | 3.0775 | 9210.5552 | 6.3028 | 27304.8036 | 0 | 0 | 0 | 788.6646 | 1570.9486 | 2338.0058 | 0 | 0 | 0 | 822.6065 | 1638.5579 | 2438.6271 | 3.1642 | 6.3028 | 9.3803 | 108477.1134 | 121341.1487 | 108477.1134 | 119220.4891 | 36159.0378 | 109142.9228 | 124638.1417 | 109142.9228 | 122559.1764 | 36380.9743 | 108314.2189 | 125899.9973 | 108314.2189 | 123901.6383 | 36104.7396 | 94571.4177 | 95151.877 | 94429.4047 | 0.050134 | 0.049885 | 0.049636 | 3286.8982 | 0 | 281.4445 | 0 | 293.5571 | 1.1292 | 3307.0725 | 0 | 283.172 | 0 | 295.3589 | 1.1361 | 3281.9625 | 0 | 281.0219 | 0 | 293.1163 | 1.1275 | 65737.965 | 66141.4506 | 65639.2497 | 0 | 0 | 0 | 5628.8903 | 5663.4392 | 5620.4376 | 0 | 0 | 0 | 5871.1421 | 5907.1779 | 5862.3257 | 3286.8982 | 2.2653 | 9875.9333 | 0 | 0 | 0 | 281.4445 | 564.6165 | 845.6384 | 0 | 0 | 0 | 293.5571 | 588.916 | 882.0323 | 1.1292 | 2.2653 | 3.3928 | 1.5294 | -0.24632 | 0.83894 | 1.5294 | -0.2195 | 0.85648 | 1.5294 | -0.19611 | 0.87177 | 9210.5552 | 0 | 788.6646 | 0 | 822.6065 | 3.1642 | 9136.039 | 0 | 782.284 | 0 | 3.1386 | 8958.2094 | 0 | 767.0572 | 0 | 3.0775 | 9210.5552 | 6.3028 | 27304.8036 | 0 | 0 | 0 | 788.6646 | 1570.9486 | 2338.0058 | 0 | 0 | 0 | 822.6065 | 1638.5579 | 2438.6271 | 3.1642 | 6.3028 | 9.3803 | 324239.8537 | 272017.9981 | 324239.8537 | 267263.9838 | 0 | 321616.6525 | 275457.8645 | 321616.6525 | 270863.2247 | 0 | 315356.5047 | 274918.082 | 315356.5047 | 270554.4201 | 0 | 212006.6277 | 210291.4282 | 206198.1842 | 0.11239 | 0.11183 | 0.11127 | 7368.4442 | 0 | 630.9317 | 0 | 658.0852 | 2.5314 | 7308.8312 | 0 | 625.8272 | 0 | 652.7611 | 2.5109 | 7166.5675 | 0 | 613.6457 | 0 | 640.0553 | 2.462 | 147368.8838 | 146176.6237 | 143331.3504 | 0 | 0 | 0 | 12618.6333 | 12516.5446 | 12272.9148 | 0 | 0 | 0 | 13161.7042 | 13055.2219 | 12801.1069 | 7368.4442 | 5.0422 | 21843.8429 | 0 | 0 | 0 | 630.9317 | 1256.7589 | 1870.4046 | 0 | 0 | 0 | 658.0852 | 1310.8463 | 1950.9017 | 2.5314 | 5.0422 | 7.5043
| 66 | Residential | Low Income | Envelope | Oil | 01-219 | 01-219.03 | Insulation | [01-219]_Residential_Envelope_Insulation - Attic_ADD_Oil_per sf | R-22.5 | R-49 | ENGINEER | 0.031401 | 0 | 0.002976 | 0 | 6.3782e-06 | 0 | 1.5294 | 20 | 0.72 | 0.27 | 0.4 | 0.13 | 0.2 | 0.87 | 1 | Additions on Existing | 23.5576 | 2.7992 | 0.54637 | 0 | 0.062797 | 0 | 0.064921 | 0.030564 | 0 | 1.1763 | 0 | 0.024898 | 0.0031398 | 0 | 1.4819 | 1.5294 | -0.047498 | 0.96894 | 0.030668 | 0 | 1.2027 | 0 | 0.025021 | 0.0031398 | 0 | 1.5138 | 1.5294 | -0.015582 | 0.98981 | 0.030905 | 0 | 1.2252 | 0 | 0.025223 | 0.0031398 | 0 | 1.5414 | 1.5294 | 0.012015 | 1.0079 | per sf | 209.489 | 32186113.1831 | 0.005 | 124142.8419 | 0 | 13523.7994 | 0 | 13981.2797 | 20.8688 | 123138.4877 | 0 | 13414.3876 | 0 | 20.7 | 120741.6431 | 0 | 13153.2816 | 0 | 20.2971 | 124142.8419 | 247281.3296 | 368022.9728 | 0 | 0 | 0 | 13523.7994 | 26938.187 | 40091.4686 | 0 | 0 | 0 | 13981.2797 | 27849.4465 | 41447.6746 | 20.8688 | 41.5688 | 61.8658 | 124142.8419 | 0 | 13523.7994 | 0 | 13981.2797 | 20.8688 | 123138.4877 | 0 | 13414.3876 | 0 | 20.7 | 120741.6431 | 0 | 13153.2816 | 0 | 20.2971 | 124142.8419 | 41.5688 | 368022.9728 | 0 | 0 | 0 | 13523.7994 | 26938.187 | 40091.4686 | 0 | 0 | 0 | 13981.2797 | 27849.4465 | 41447.6746 | 20.8688 | 41.5688 | 61.8658 | 903495.8083 | 875436.236 | 903495.8083 | 862652.3377 | 0 | 896186.2464 | 887055.3824 | 896186.2464 | 874562.7843 | 0 | 878742.3164 | 885645.962 | 878742.3164 | 873595.6007 | 0 | 590757.4202 | 585978.009 | 574572.1663 | 0.018263 | 0.018172 | 0.018082 | 16138.5694 | 0 | 1758.0939 | 0 | 1817.5664 | 2.7129 | 16008.0034 | 0 | 1743.8704 | 0 | 1802.8617 | 2.691 | 15696.4136 | 0 | 1709.9266 | 0 | 1767.7697 | 2.6386 | 322771.389 | 320160.0681 | 313928.2721 | 0 | 0 | 0 | 35161.8783 | 34877.4078 | 34198.5321 | 0 | 0 | 0 | 36351.3272 | 36057.2337 | 35355.3931 | 16138.5694 | 5.4039 | 47842.9865 | 0 | 0 | 0 | 1758.0939 | 3501.9643 | 5211.8909 | 0 | 0 | 0 | 1817.5664 | 3620.428 | 5388.1977 | 2.7129 | 5.4039 | 8.0426 | 1 | 1 | 1 | 1 | 1 | 1 | 1 | 1.5294 | -0.047498 | 0.96894 | 1.5294 | -0.015582 | 0.98981 | 1.5294 | 0.012015 | 1.0079 | 124142.8419 | 0 | 13523.7994 | 0 | 13981.2797 | 20.8688 | 123138.4877 | 0 | 13414.3876 | 0 | 20.7 | 120741.6431 | 0 | 13153.2816 | 0 | 20.2971 | 124142.8419 | 41.5688 | 368022.9728 | 0 | 0 | 0 | 13523.7994 | 26938.187 | 40091.4686 | 0 | 0 | 0 | 13981.2797 | 27849.4465 | 41447.6746 | 20.8688 | 41.5688 | 61.8658 | 903495.8083 | 875436.236 | 903495.8083 | 862652.3377 | 0 | 896186.2464 | 887055.3824 | 896186.2464 | 874562.7843 | 0 | 878742.3164 | 885645.962 | 878742.3164 | 873595.6007 | 0 | 590757.4202 | 585978.009 | 574572.1663 | 0.018263 | 0.018172 | 0.018082 | 16138.5694 | 0 | 1758.0939 | 0 | 1817.5664 | 2.7129 | 16008.0034 | 0 | 1743.8704 | 0 | 1802.8617 | 2.691 | 15696.4136 | 0 | 1709.9266 | 0 | 1767.7697 | 2.6386 | 322771.389 | 320160.0681 | 313928.2721 | 0 | 0 | 0 | 35161.8783 | 34877.4078 | 34198.5321 | 0 | 0 | 0 | 36351.3272 | 36057.2337 | 35355.3931 | 16138.5694 | 5.4039 | 47842.9865 | 0 | 0 | 0 | 1758.0939 | 3501.9643 | 5211.8909 | 0 | 0 | 0 | 1817.5664 | 3620.428 | 5388.1977 | 2.7129 | 5.4039 | 8.0426 | 1.5294 | -0.047498 | 0.96894 | 1.5294 | -0.015582 | 0.98981 | 1.5294 | 0.012015 | 1.0079 | 124142.8419 | 0 | 13523.7994 | 0 | 13981.2797 | 20.8688 | 123138.4877 | 0 | 13414.3876 | 0 | 20.7 | 120741.6431 | 0 | 13153.2816 | 0 | 20.2971 | 124142.8419 | 41.5688 | 368022.9728 | 0 | 0 | 0 | 13523.7994 | 26938.187 | 40091.4686 | 0 | 0 | 0 | 13981.2797 | 27849.4465 | 41447.6746 | 20.8688 | 41.5688 | 61.8658 | 903495.8083 | 875436.236 | 903495.8083 | 862652.3377 | 0 | 896186.2464 | 887055.3824 | 896186.2464 | 874562.7843 | 0 | 878742.3164 | 885645.962 | 878742.3164 | 873595.6007 | 0 | 590757.4202 | 585978.009 | 574572.1663 | 0.018263 | 0.018172 | 0.018082 | 16138.5694 | 0 | 1758.0939 | 0 | 1817.5664 | 2.7129 | 16008.0034 | 0 | 1743.8704 | 0 | 1802.8617 | 2.691 | 15696.4136 | 0 | 1709.9266 | 0 | 1767.7697 | 2.6386 | 322771.389 | 320160.0681 | 313928.2721 | 0 | 0 | 0 | 35161.8783 | 34877.4078 | 34198.5321 | 0 | 0 | 0 | 36351.3272 | 36057.2337 | 35355.3931 | 16138.5694 | 5.4039 | 47842.9865 | 0 | 0 | 0 | 1758.0939 | 3501.9643 | 5211.8909 | 0 | 0 | 0 | 1817.5664 | 3620.428 | 5388.1977 | 2.7129 | 5.4039 | 8.0426
| 67 | Residential | Single Family | Envelope | Electric | 01-127 | 01-127.01 | Insulation | [01-127]_Residential_Envelope_Insulation - Basement_ADD_Electric_per sf | R-5 | R-18 | ENGINEER | 1.4819 | 0 | 0 | 0 | 2.8176e-05 | 0 | 2.6807 | 20 | 0.72 | 0.27 | 0.4 | 0.13 | 0.2 | 1 | 1 | Additions on Existing | 23.2626 | 0.090445 | 29.6386 | 0 | 0 | 0 | 0.11524 | 1.658 | 0 | 0 | 0 | 0.10999 | 0 | 0 | 1.768 | 1.4153 | 0.3527 | 1.2492 | 1.6637 | 0 | 0 | 0 | 0.11053 | 0 | 0 | 1.7742 | 1.4153 | 0.3589 | 1.2536 | 1.6765 | 0 | 0 | 0 | 0.11142 | 0 | 0 | 1.7879 | 1.4153 | 0.37265 | 1.2633 | per sf | 13.805 | 5832789.7442 | 0.005 | 1220398.9568 | 0 | 0 | 0 | 4497.3074 | 16.7063 | 1210525.5499 | 0 | 0 | 0 | 16.5712 | 1186963.1229 | 0 | 0 | 0 | 16.2486 | 1220398.9568 | 2430924.5067 | 3617887.6296 | 0 | 0 | 0 | 0 | 0 | 0 | 0 | 0 | 0 | 4497.3074 | 8958.2303 | 13332.3229 | 16.7063 | 33.2775 | 49.5261 | 1220398.9568 | 0 | 0 | 0 | 4497.3074 | 16.7063 | 1210525.5499 | 0 | 0 | 0 | 16.5712 | 1186963.1229 | 0 | 0 | 0 | 16.2486 | 1220398.9568 | 33.2775 | 3617887.6296 | 0 | 0 | 0 | 0 | 0 | 0 | 0 | 0 | 0 | 4497.3074 | 8958.2303 | 13332.3229 | 16.7063 | 33.2775 | 49.5261 | 207836.538 | 259630.927 | 207836.538 | 528064.3452 | 185823.0556 | 209262.7897 | 262329.7915 | 209262.7897 | 538179.3442 | 187098.2426 | 209728.1314 | 264950.7587 | 209728.1314 | 548928.4223 | 187514.2966 | 146851.3779 | 147859.1267 | 148187.9239 | 0.025052 | 0.024927 | 0.024803 | 217623.7217 | 0 | 0 | 0 | 801.9679 | 2.9791 | 219117.1367 | 0 | 0 | 0 | 807.4713 | 2.9995 | 219604.3917 | 0 | 0 | 0 | 809.2669 | 3.0062 | 4352474.4337 | 4382342.7344 | 4392087.8335 | 0 | 0 | 0 | 0 | 0 | 0 | 0 | 0 | 0 | 16039.3579 | 16149.426 | 16185.3378 | 217623.7217 | 5.9787 | 656345.2501 | 0 | 0 | 0 | 0 | 0 | 0 | 0 | 0 | 0 | 801.9679 | 1609.4392 | 2418.7061 | 2.9791 | 5.9787 | 8.9849 | 1 | 1 | 1 | 1 | 1 | 1 | 1 | 2.0105 | -0.24252 | 0.87938 | 2.0105 | -0.23631 | 0.88246 | 2.0105 | -0.22256 | 0.8893 | 1220398.9568 | 0 | 0 | 0 | 4497.3074 | 16.7063 | 1210525.5499 | 0 | 0 | 0 | 16.5712 | 1186963.1229 | 0 | 0 | 0 | 16.2486 | 1220398.9568 | 33.2775 | 3617887.6296 | 0 | 0 | 0 | 0 | 0 | 0 | 0 | 0 | 0 | 4497.3074 | 8958.2303 | 13332.3229 | 16.7063 | 33.2775 | 49.5261 | 775055.5931 | 681564.8354 | 775055.5931 | 1386237.3513 | 258351.8644 | 773042.2184 | 682179.4187 | 773042.2184 | 1399516.5019 | 257680.7395 | 764041.5619 | 679462.1363 | 764041.5619 | 1407718.4765 | 254680.5206 | 385503.9011 | 384502.4712 | 380025.6463 | 0.065764 | 0.065437 | 0.065111 | 571290.4767 | 0 | 0 | 0 | 2105.2697 | 7.8205 | 569806.426 | 0 | 0 | 0 | 2099.8008 | 7.8002 | 563172.077 | 0 | 0 | 0 | 2075.3525 | 7.7094 | 11425809.5345 | 11396128.5203 | 11263441.5397 | 0 | 0 | 0 | 0 | 0 | 0 | 0 | 0 | 0 | 42105.3935 | 41996.0156 | 41507.0492 | 571290.4767 | 15.6208 | 1704268.9797 | 0 | 0 | 0 | 0 | 0 | 0 | 0 | 0 | 0 | 2105.2697 | 4205.0705 | 6280.4229 | 7.8205 | 15.6208 | 23.3301 | 2.6807 | -0.91268 | 0.65953 | 2.6807 | -0.90648 | 0.66185 | 2.6807 | -0.89273 | 0.66697 | 1220398.9568 | 0 | 0 | 0 | 4497.3074 | 16.7063 | 1210525.5499 | 0 | 0 | 0 | 16.5712 | 1186963.1229 | 0 | 0 | 0 | 16.2486 | 1220398.9568 | 33.2775 | 3617887.6296 | 0 | 0 | 0 | 0 | 0 | 0 | 0 | 0 | 0 | 4497.3074 | 8958.2303 | 13332.3229 | 16.7063 | 33.2775 | 49.5261 | 1766063.9334 | 1164774.9059 | 1766063.9334 | 2369040.1802 | 0 | 1751775.9272 | 1159405.1288 | 1751775.9272 | 2378562.8322 | 0 | 1717678.2641 | 1145648.4185 | 1717678.2641 | 2373569.2693 | 0 | 658815.1953 | 653485.1755 | 640765.3311 | 0.11239 | 0.11183 | 0.11127 | 976319.1655 | 0 | 0 | 0 | 3597.846 | 13.3651 | 968420.4399 | 0 | 0 | 0 | 3568.7383 | 13.2569 | 949570.4983 | 0 | 0 | 0 | 3499.2741 | 12.9989 | 19526383.3092 | 19368408.7977 | 18991409.967 | 0 | 0 | 0 | 0 | 0 | 0 | 0 | 0 | 0 | 71956.9191 | 71374.7653 | 69985.4822 | 976319.1655 | 26.622 | 2894310.1037 | 0 | 0 | 0 | 0 | 0 | 0 | 0 | 0 | 0 | 3597.846 | 7166.5842 | 10665.8583 | 13.3651 | 26.622 | 39.6209
| 68 | Residential | Multi-Family | Envelope | Electric | 01-127 | 01-127.02 | Insulation | [01-127]_Residential_Envelope_Insulation - Basement_ADD_Electric_per sf | R-5 | R-18 | ENGINEER | 1.5369 | 0 | 0 | 0 | 2.338e-05 | 0 | 2.6807 | 20 | 0.72 | 0.27 | 0.4 | 0.13 | 0.2 | 1 | 1 | Additions on Existing | 22.4307 | 0.08721 | 30.7379 | 0 | 0 | 0 | 0.11951 | 1.7195 | 0 | 0 | 0 | 0.091264 | 0 | 0 | 1.8108 | 1.4153 | 0.39547 | 1.2794 | 1.7254 | 0 | 0 | 0 | 0.091718 | 0 | 0 | 1.8171 | 1.4153 | 0.40179 | 1.2839 | 1.7387 | 0 | 0 | 0 | 0.092457 | 0 | 0 | 1.8312 | 1.4153 | 0.41587 | 1.2938 | per sf | 0 | 0 | 0.005 | 0 | 0 | 0 | 0 | 0 | 0 | 0 | 0 | 0 | 0 | 0 | 0 | 0 | 0 | 0 | 0 | 0 | 0 | 0 | 0 | 0 | 0 | 0 | 0 | 0 | 0 | 0 | 0 | 0 | 0 | 0 | 0 | 0 | 0 | 0 | 0 | 0 | 0 | 0 | 0 | 0 | 0 | 0 | 0 | 0 | 0 | 0 | 0 | 0 | 0 | 0 | 0 | 0 | 0 | 0 | 0 | 0 | 0 | 0 | 0 | 0 | 0 | 0 | 0 | 0 | 0 | 0 | 0 | 0 | 0 | 0 | 0 | 0 | 0 | 0 | 0 | 0 | 0 | 0 | 0 | 0 | 0 | 0 | 0 | 0 | 0 | #NUM! | #NUM! | #NUM! | 0 | 0 | 0 | 0 | 0 | 0 | 0 | 0 | 0 | 0 | 0 | 0 | 0 | 0 | 0 | 0 | 0 | 0 | 0 | 0 | 0 | 0 | 0 | 0 | 0 | 0 | 0 | 0 | 0 | 0 | 0 | 0 | 0 | 0 | 0 | 0 | 0 | 0 | 0 | 0 | 0 | 0 | 0 | 0 | 0 | 0 | 0 | 0 | 0 | 0 | 0 | 1 | 1 | 1 | 1 | 1 | 1 | 1 | 2.0105 | -0.19974 | 0.90065 | 2.0105 | -0.19342 | 0.90379 | 2.0105 | -0.17935 | 0.91079 | 0 | 0 | 0 | 0 | 0 | 0 | 0 | 0 | 0 | 0 | 0 | 0 | 0 | 0 | 0 | 0 | 0 | 0 | 0 | 0 | 0 | 0 | 0 | 0 | 0 | 0 | 0 | 0 | 0 | 0 | 0 | 0 | 0 | 0 | 0 | 0 | 0 | 0 | 0 | 0 | 0 | 0 | 0 | 0 | 0 | 0 | 0 | 0 | 0 | 0 | 0 | 0 | #NUM! | #NUM! | #NUM! | 0 | 0 | 0 | 0 | 0 | 0 | 0 | 0 | 0 | 0 | 0 | 0 | 0 | 0 | 0 | 0 | 0 | 0 | 0 | 0 | 0 | 0 | 0 | 0 | 0 | 0 | 0 | 0 | 0 | 0 | 0 | 0 | 0 | 0 | 0 | 0 | 0 | 0 | 0 | 0 | 0 | 0 | 0 | 0 | 0 | 0 | 0 | 0 | 0 | 0 | 0 | 2.6807 | -0.86991 | 0.67549 | 2.6807 | -0.86359 | 0.67784 | 2.6807 | -0.84951 | 0.6831 | 0 | 0 | 0 | 0 | 0 | 0 | 0 | 0 | 0 | 0 | 0 | 0 | 0 | 0 | 0 | 0 | 0 | 0 | 0 | 0 | 0 | 0 | 0 | 0 | 0 | 0 | 0 | 0 | 0 | 0 | 0 | 0 | 0 | 0 | 0 | 0 | 0 | 0 | 0 | 0 | 0 | 0 | 0 | 0 | 0 | 0 | 0 | 0 | 0 | 0 | 0 | 0 | #NUM! | #NUM! | #NUM! | 0 | 0 | 0 | 0 | 0 | 0 | 0 | 0 | 0 | 0 | 0 | 0 | 0 | 0 | 0 | 0 | 0 | 0 | 0 | 0 | 0 | 0 | 0 | 0 | 0 | 0 | 0 | 0 | 0 | 0 | 0 | 0 | 0 | 0 | 0 | 0 | 0 | 0 | 0 | 0 | 0 | 0 | 0 | 0 | 0 | 0 | 0 | 0 | 0 | 0 | 0
| 69 | Residential | Low Income | Envelope | Electric | 01-127 | 01-127.03 | Insulation | [01-127]_Residential_Envelope_Insulation - Basement_ADD_Electric_per sf | R-5 | R-18 | ENGINEER | 1.6134 | 0 | 0 | 0 | 8.9923e-06 | 0 | 2.6807 | 20 | 0.72 | 0.27 | 0.4 | 0.13 | 0.2 | 0.87 | 1 | Additions on Existing | 24.56 | 0.095489 | 28.0729 | 0 | 0 | 0 | 0.10915 | 1.5704 | 0 | 0 | 0 | 0.035102 | 0 | 0 | 1.9266 | 2.6807 | -0.75405 | 0.71871 | 1.5758 | 0 | 0 | 0 | 0.035276 | 0 | 0 | 1.9333 | 2.6807 | -0.74741 | 0.72118 | 1.588 | 0 | 0 | 0 | 0.03556 | 0 | 0 | 1.9482 | 2.6807 | -0.73245 | 0.72676 | per sf | 3.3641 | 516856.9537 | 0.005 | 102429.595 | 0 | 0 | 0 | 377.4646 | 0.47246 | 101600.9077 | 0 | 0 | 0 | 0.46864 | 99623.2841 | 0 | 0 | 0 | 0.45952 | 102429.595 | 204030.5027 | 303653.7868 | 0 | 0 | 0 | 0 | 0 | 0 | 0 | 0 | 0 | 377.4646 | 751.8754 | 1118.9984 | 0.47246 | 0.94111 | 1.4006 | 102429.595 | 0 | 0 | 0 | 377.4646 | 0.47246 | 101600.9077 | 0 | 0 | 0 | 0.46864 | 99623.2841 | 0 | 0 | 0 | 0.45952 | 102429.595 | 0.94111 | 303653.7868 | 0 | 0 | 0 | 0 | 0 | 0 | 0 | 0 | 0 | 377.4646 | 751.8754 | 1118.9984 | 0.47246 | 0.94111 | 1.4006 | 23474.2498 | 16871.1403 | 23474.2498 | 21903.826 | 0 | 23284.3359 | 16792.3068 | 23284.3359 | 21991.8712 | 0 | 22831.115 | 16592.8476 | 22831.115 | 21945.7014 | 0 | 8756.8701 | 8686.0243 | 8516.9541 | 0.016858 | 0.016774 | 0.016691 | 12291.5514 | 0 | 0 | 0 | 45.2957 | 0.056696 | 12192.1089 | 0 | 0 | 0 | 44.9293 | 0.056237 | 11954.7941 | 0 | 0 | 0 | 44.0548 | 0.055142 | 245831.028 | 243842.1785 | 239095.8817 | 0 | 0 | 0 | 0 | 0 | 0 | 0 | 0 | 0 | 905.915 | 898.5859 | 881.0952 | 12291.5514 | 0.11293 | 36438.4544 | 0 | 0 | 0 | 0 | 0 | 0 | 0 | 0 | 0 | 45.2957 | 90.225 | 134.2798 | 0.056696 | 0.11293 | 0.16808 | 1 | 1 | 1 | 1 | 1 | 1 | 1 | 2.6807 | -0.75405 | 0.71871 | 2.6807 | -0.74741 | 0.72118 | 2.6807 | -0.73245 | 0.72676 | 102429.595 | 0 | 0 | 0 | 377.4646 | 0.47246 | 101600.9077 | 0 | 0 | 0 | 0.46864 | 99623.2841 | 0 | 0 | 0 | 0.45952 | 102429.595 | 0.94111 | 303653.7868 | 0 | 0 | 0 | 0 | 0 | 0 | 0 | 0 | 0 | 377.4646 | 751.8754 | 1118.9984 | 0.47246 | 0.94111 | 1.4006 | 23474.2498 | 16871.1403 | 23474.2498 | 21903.826 | 0 | 23284.3359 | 16792.3068 | 23284.3359 | 21991.8712 | 0 | 22831.115 | 16592.8476 | 22831.115 | 21945.7014 | 0 | 8756.8701 | 8686.0243 | 8516.9541 | 0.016858 | 0.016774 | 0.016691 | 12291.5514 | 0 | 0 | 0 | 45.2957 | 0.056696 | 12192.1089 | 0 | 0 | 0 | 44.9293 | 0.056237 | 11954.7941 | 0 | 0 | 0 | 44.0548 | 0.055142 | 245831.028 | 243842.1785 | 239095.8817 | 0 | 0 | 0 | 0 | 0 | 0 | 0 | 0 | 0 | 905.915 | 898.5859 | 881.0952 | 12291.5514 | 0.11293 | 36438.4544 | 0 | 0 | 0 | 0 | 0 | 0 | 0 | 0 | 0 | 45.2957 | 90.225 | 134.2798 | 0.056696 | 0.11293 | 0.16808 | 2.6807 | -0.75405 | 0.71871 | 2.6807 | -0.74741 | 0.72118 | 2.6807 | -0.73245 | 0.72676 | 102429.595 | 0 | 0 | 0 | 377.4646 | 0.47246 | 101600.9077 | 0 | 0 | 0 | 0.46864 | 99623.2841 | 0 | 0 | 0 | 0.45952 | 102429.595 | 0.94111 | 303653.7868 | 0 | 0 | 0 | 0 | 0 | 0 | 0 | 0 | 0 | 377.4646 | 751.8754 | 1118.9984 | 0.47246 | 0.94111 | 1.4006 | 23474.2498 | 16871.1403 | 23474.2498 | 21903.826 | 0 | 23284.3359 | 16792.3068 | 23284.3359 | 21991.8712 | 0 | 22831.115 | 16592.8476 | 22831.115 | 21945.7014 | 0 | 8756.8701 | 8686.0243 | 8516.9541 | 0.016858 | 0.016774 | 0.016691 | 12291.5514 | 0 | 0 | 0 | 45.2957 | 0.056696 | 12192.1089 | 0 | 0 | 0 | 44.9293 | 0.056237 | 11954.7941 | 0 | 0 | 0 | 44.0548 | 0.055142 | 245831.028 | 243842.1785 | 239095.8817 | 0 | 0 | 0 | 0 | 0 | 0 | 0 | 0 | 0 | 905.915 | 898.5859 | 881.0952 | 12291.5514 | 0.11293 | 36438.4544 | 0 | 0 | 0 | 0 | 0 | 0 | 0 | 0 | 0 | 45.2957 | 90.225 | 134.2798 | 0.056696 | 0.11293 | 0.16808
| 70 | Residential | Single Family | Envelope | Gas | 01-221 | 01-221.01 | Insulation | [01-221]_Residential_Envelope_Insulation - Basement_ADD_Gas_per sf | R-5 | R-18 | ENGINEER | 0.079496 | 0.007632 | 0 | 0 | 2.8176e-05 | 0 | 2.6807 | 20 | 0.72 | 0.27 | 0.4 | 0.13 | 0.2 | 1 | 1 | Additions on Existing | 16.0303 | 1.686 | 1.5899 | 0.16104 | 0 | 0 | 0.16722 | 0.088941 | 1.2096 | 0 | 0 | 0.10999 | 0.0080522 | 0 | 1.4166 | 1.4377 | -0.02114 | 0.9853 | 0.089245 | 1.2231 | 0 | 0 | 0.11053 | 0.0080522 | 0 | 1.4309 | 1.4377 | -0.0067602 | 0.9953 | 0.089934 | 1.2381 | 0 | 0 | 0.11142 | 0.0080522 | 0 | 1.4475 | 1.4377 | 0.0098263 | 1.0068 | per sf | 22.4689 | 9493383.7789 | 0.005 | 106552.7718 | 10229.5098 | 0 | 0 | 10622.1687 | 27.191 | 105690.7268 | 10146.7499 | 0 | 0 | 26.9711 | 103633.4963 | 9949.2472 | 0 | 0 | 26.4461 | 106552.7718 | 212243.4986 | 315876.995 | 10229.5098 | 20376.2597 | 30325.5069 | 0 | 0 | 0 | 0 | 0 | 0 | 10622.1687 | 21158.4009 | 31489.5491 | 27.191 | 54.1621 | 80.6082 | 106552.7718 | 10229.5098 | 0 | 0 | 10622.1687 | 27.191 | 105690.7268 | 10146.7499 | 0 | 0 | 26.9711 | 103633.4963 | 9949.2472 | 0 | 0 | 26.4461 | 106552.7718 | 54.1621 | 315876.995 | 10229.5098 | 20376.2597 | 30325.5069 | 0 | 0 | 0 | 0 | 0 | 0 | 10622.1687 | 21158.4009 | 31489.5491 | 27.191 | 54.1621 | 80.6082 | 82325.1795 | 81114.6459 | 82325.1795 | 85488.5659 | 71174.8836 | 82487.4961 | 82099.6302 | 82487.4961 | 86099.3222 | 71315.2157 | 81969.0091 | 82529.2492 | 81969.0091 | 86125.5637 | 70866.9536 | 57261.8987 | 57374.7993 | 57014.1617 | 0.0060018 | 0.0059719 | 0.0059422 | 4552.1038 | 437.0209 | 0 | 0 | 453.7959 | 1.1616 | 4561.079 | 437.8826 | 0 | 0 | 454.6907 | 1.1639 | 4532.4097 | 435.1302 | 0 | 0 | 451.8326 | 1.1566 | 91042.0765 | 91221.5799 | 90648.1935 | 8740.4185 | 8757.6515 | 8702.604 | 0 | 0 | 0 | 0 | 0 | 0 | 9075.9188 | 9093.8133 | 9036.6528 | 4552.1038 | 2.3256 | 13645.5925 | 437.0209 | 874.9035 | 1310.0337 | 0 | 0 | 0 | 0 | 0 | 0 | 453.7959 | 908.4866 | 1360.3192 | 1.1616 | 2.3256 | 3.4822 | 1 | 1 | 1 | 1 | 1 | 1 | 1 | 2.0105 | -0.59394 | 0.70458 | 2.0105 | -0.57956 | 0.71173 | 2.0105 | -0.56298 | 0.71998 | 106552.7718 | 10229.5098 | 0 | 0 | 10622.1687 | 27.191 | 105690.7268 | 10146.7499 | 0 | 0 | 26.9711 | 103633.4963 | 9949.2472 | 0 | 0 | 26.4461 | 106552.7718 | 54.1621 | 315876.995 | 10229.5098 | 20376.2597 | 30325.5069 | 0 | 0 | 0 | 0 | 0 | 0 | 10622.1687 | 21158.4009 | 31489.5491 | 27.191 | 54.1621 | 80.6082 | 711281.0155 | 501153.3896 | 711281.0155 | 528176.9295 | 237093.6718 | 708599.632 | 504332.397 | 708599.632 | 528902.2307 | 236199.8773 | 698896.0983 | 503191.9561 | 698896.0983 | 525119.1701 | 232965.3661 | 353783.1462 | 352449.4563 | 347623.0283 | 0.037081 | 0.036896 | 0.036713 | 28124.4187 | 2700.0613 | 0 | 0 | 2803.703 | 7.177 | 28018.3954 | 2689.8826 | 0 | 0 | 2793.1336 | 7.15 | 27634.7127 | 2653.0475 | 0 | 0 | 2754.8845 | 7.0521 | 562488.374 | 560367.9083 | 552694.2536 | 54001.2262 | 53797.6527 | 53060.9499 | 0 | 0 | 0 | 0 | 0 | 0 | 56074.0591 | 55862.6714 | 55097.6904 | 28124.4187 | 14.327 | 83777.5268 | 2700.0613 | 5389.9439 | 8042.9914 | 0 | 0 | 0 | 0 | 0 | 0 | 2803.703 | 5596.8365 | 8351.721 | 7.177 | 14.327 | 21.3791 | 2.6807 | -1.2641 | 0.52843 | 2.6807 | -1.2497 | 0.5338 | 2.6807 | -1.2331 | 0.53999 | 0 | 0 | 0 | 0 | 0 | 0 | 0 | 0 | 0 | 0 | 0 | 0 | 0 | 0 | 0 | 0 | 0 | 0 | 0 | 0 | 0 | 0 | 0 | 0 | 0 | 0 | 0 | 0 | 0 | 0 | 0 | 0 | 0 | 0 | 0 |  |  |  |  | 0 |  |  |  |  | 0 |  |  |  |  | 0 | 0 | 0 | 0 | 0 | 0 | 0 | 0 | 0 | 0 | 0 | 0 | 0 | 0 | 0 | 0 | 0 | 0 | 0 | 0 | 0 | 0 | 0 | 0 | 0 | 0 | 0 | 0 | 0 | 0 | 0 | 0 | 0 | 0 | 0 | 0 | 0 | 0 | 0 | 0 | 0 | 0 | 0 | 0 | 0 | 0 | 0 | 0 | 0 | 0 | 0 | 0 | 0 | 0 | 0 | 0 | 0
| 71 | Residential | Multi-Family | Envelope | Gas | 01-221 | 01-221.02 | Insulation | [01-221]_Residential_Envelope_Insulation - Basement_ADD_Gas_per sf | R-5 | R-18 | ENGINEER | 0.077919 | 0.007632 | 0 | 0 | 2.338e-05 | 0 | 2.6807 | 20 | 0.72 | 0.27 | 0.4 | 0.13 | 0.2 | 1 | 1 | Additions on Existing | 16.0421 | 1.7202 | 1.5584 | 0.16104 | 0 | 0 | 0.1671 | 0.087177 | 1.2096 | 0 | 0 | 0.091264 | 0.0080522 | 0 | 1.3961 | 1.4377 | -0.041625 | 0.97105 | 0.087474 | 1.2231 | 0 | 0 | 0.091718 | 0.0080522 | 0 | 1.4104 | 1.4377 | -0.027344 | 0.98098 | 0.088151 | 1.2381 | 0 | 0 | 0.092457 | 0.0080522 | 0 | 1.4268 | 1.4377 | -0.010923 | 0.9924 | per sf | 0 | 0 | 0.005 | 0 | 0 | 0 | 0 | 0 | 0 | 0 | 0 | 0 | 0 | 0 | 0 | 0 | 0 | 0 | 0 | 0 | 0 | 0 | 0 | 0 | 0 | 0 | 0 | 0 | 0 | 0 | 0 | 0 | 0 | 0 | 0 | 0 | 0 | 0 | 0 | 0 | 0 | 0 | 0 | 0 | 0 | 0 | 0 | 0 | 0 | 0 | 0 | 0 | 0 | 0 | 0 | 0 | 0 | 0 | 0 | 0 | 0 | 0 | 0 | 0 | 0 | 0 | 0 | 0 | 0 | 0 | 0 | 0 | 0 | 0 | 0 | 0 | 0 | 0 | 0 | 0 | 0 | 0 | 0 | 0 | 0 | 0 | 0 | 0 | 0 | #NUM! | #NUM! | #NUM! | 0 | 0 | 0 | 0 | 0 | 0 | 0 | 0 | 0 | 0 | 0 | 0 | 0 | 0 | 0 | 0 | 0 | 0 | 0 | 0 | 0 | 0 | 0 | 0 | 0 | 0 | 0 | 0 | 0 | 0 | 0 | 0 | 0 | 0 | 0 | 0 | 0 | 0 | 0 | 0 | 0 | 0 | 0 | 0 | 0 | 0 | 0 | 0 | 0 | 0 | 0 | 1 | 1 | 1 | 1 | 1 | 1 | 1 | 2.0105 | -0.61443 | 0.69439 | 2.0105 | -0.60015 | 0.70149 | 2.0105 | -0.58373 | 0.70966 | 0 | 0 | 0 | 0 | 0 | 0 | 0 | 0 | 0 | 0 | 0 | 0 | 0 | 0 | 0 | 0 | 0 | 0 | 0 | 0 | 0 | 0 | 0 | 0 | 0 | 0 | 0 | 0 | 0 | 0 | 0 | 0 | 0 | 0 | 0 | 0 | 0 | 0 | 0 | 0 | 0 | 0 | 0 | 0 | 0 | 0 | 0 | 0 | 0 | 0 | 0 | 0 | #NUM! | #NUM! | #NUM! | 0 | 0 | 0 | 0 | 0 | 0 | 0 | 0 | 0 | 0 | 0 | 0 | 0 | 0 | 0 | 0 | 0 | 0 | 0 | 0 | 0 | 0 | 0 | 0 | 0 | 0 | 0 | 0 | 0 | 0 | 0 | 0 | 0 | 0 | 0 | 0 | 0 | 0 | 0 | 0 | 0 | 0 | 0 | 0 | 0 | 0 | 0 | 0 | 0 | 0 | 0 | 2.6807 | -1.2846 | 0.52079 | 2.6807 | -1.2703 | 0.52612 | 2.6807 | -1.2539 | 0.53225 | 0 | 0 | 0 | 0 | 0 | 0 | 0 | 0 | 0 | 0 | 0 | 0 | 0 | 0 | 0 | 0 | 0 | 0 | 0 | 0 | 0 | 0 | 0 | 0 | 0 | 0 | 0 | 0 | 0 | 0 | 0 | 0 | 0 | 0 | 0 |  |  |  |  | 0 |  |  |  |  | 0 |  |  |  |  | 0 | 0 | 0 | #NUM! | #NUM! | #NUM! | 0 | 0 | 0 | 0 | 0 | 0 | 0 | 0 | 0 | 0 | 0 | 0 | 0 | 0 | 0 | 0 | 0 | 0 | 0 | 0 | 0 | 0 | 0 | 0 | 0 | 0 | 0 | 0 | 0 | 0 | 0 | 0 | 0 | 0 | 0 | 0 | 0 | 0 | 0 | 0 | 0 | 0 | 0 | 0 | 0 | 0 | 0 | 0 | 0 | 0 | 0
| 72 | Residential | Low Income | Envelope | Gas | 01-221 | 01-221.03 | Insulation | [01-221]_Residential_Envelope_Insulation - Basement_ADD_Gas_per sf | R-5 | R-18 | ENGINEER | 0.073189 | 0.007632 | 0 | 0 | 8.9923e-06 | 0 | 2.6807 | 20 | 0.72 | 0.27 | 0.4 | 0.13 | 0.2 | 0.87 | 1 | Additions on Existing | 16.1491 | 2.105 | 1.2735 | 0.16104 | 0 | 0 | 0.16599 | 0.07124 | 1.2096 | 0 | 0 | 0.035102 | 0.0080522 | 0 | 1.5888 | 2.6807 | -1.0919 | 0.59268 | 0.071483 | 1.2231 | 0 | 0 | 0.035276 | 0.0080522 | 0 | 1.6055 | 2.6807 | -1.0752 | 0.59892 | 0.072035 | 1.2381 | 0 | 0 | 0.03556 | 0.0080522 | 0 | 1.6245 | 2.6807 | -1.0562 | 0.60601 | per sf | 2.3855 | 366508.1114 | 0.005 | 3294.9333 | 394.9275 | 0 | 0 | 407.0697 | 0.33503 | 3268.2763 | 391.7324 | 0 | 0 | 0.33232 | 3204.6605 | 384.1075 | 0 | 0 | 0.32585 | 3294.9333 | 6563.2096 | 9767.8702 | 394.9275 | 786.6599 | 1170.7674 | 0 | 0 | 0 | 0 | 0 | 0 | 407.0697 | 810.8461 | 1206.7631 | 0.33503 | 0.66735 | 0.9932 | 3294.9333 | 394.9275 | 0 | 0 | 407.0697 | 0.33503 | 3268.2763 | 391.7324 | 0 | 0 | 0.33232 | 3204.6605 | 384.1075 | 0 | 0 | 0.32585 | 3294.9333 | 0.66735 | 9767.8702 | 394.9275 | 786.6599 | 1170.7674 | 0 | 0 | 0 | 0 | 0 | 0 | 407.0697 | 810.8461 | 1206.7631 | 0.33503 | 0.66735 | 0.9932 | 83229.0531 | 49327.7898 | 83229.0531 | 36475.4219 | 0 | 82555.7042 | 49444.1469 | 82555.7042 | 36357.5541 | 0 | 80948.7883 | 49055.8476 | 80948.7883 | 35871.3997 | 0 | 31047.8935 | 30796.7064 | 30197.26 | 0.084291 | 0.083872 | 0.083455 | 1976.96 | 236.9565 | 0 | 0 | 244.2418 | 0.20102 | 1960.9658 | 235.0394 | 0 | 0 | 242.2658 | 0.19939 | 1922.7963 | 230.4645 | 0 | 0 | 237.5502 | 0.19551 | 39539.2 | 39219.3156 | 38455.9263 | 4739.13 | 4700.789 | 4609.2899 | 0 | 0 | 0 | 0 | 0 | 0 | 4884.8364 | 4845.3165 | 4751.0043 | 1976.96 | 0.40041 | 5860.7221 | 236.9565 | 471.9959 | 702.4604 | 0 | 0 | 0 | 0 | 0 | 0 | 244.2418 | 486.5076 | 724.0579 | 0.20102 | 0.40041 | 0.59592 | 1 | 1 | 1 | 1 | 1 | 1 | 1 | 2.6807 | -1.0919 | 0.59268 | 2.6807 | -1.0752 | 0.59892 | 2.6807 | -1.0562 | 0.60601 | 3294.9333 | 394.9275 | 0 | 0 | 407.0697 | 0.33503 | 3268.2763 | 391.7324 | 0 | 0 | 0.33232 | 3204.6605 | 384.1075 | 0 | 0 | 0.32585 | 3294.9333 | 0.66735 | 9767.8702 | 394.9275 | 786.6599 | 1170.7674 | 0 | 0 | 0 | 0 | 0 | 0 | 407.0697 | 810.8461 | 1206.7631 | 0.33503 | 0.66735 | 0.9932 | 83229.0531 | 49327.7898 | 83229.0531 | 36475.4219 | 0 | 82555.7042 | 49444.1469 | 82555.7042 | 36357.5541 | 0 | 80948.7883 | 49055.8476 | 80948.7883 | 35871.3997 | 0 | 31047.8935 | 30796.7064 | 30197.26 | 0.084291 | 0.083872 | 0.083455 | 1976.96 | 236.9565 | 0 | 0 | 244.2418 | 0.20102 | 1960.9658 | 235.0394 | 0 | 0 | 242.2658 | 0.19939 | 1922.7963 | 230.4645 | 0 | 0 | 237.5502 | 0.19551 | 39539.2 | 39219.3156 | 38455.9263 | 4739.13 | 4700.789 | 4609.2899 | 0 | 0 | 0 | 0 | 0 | 0 | 4884.8364 | 4845.3165 | 4751.0043 | 1976.96 | 0.40041 | 5860.7221 | 236.9565 | 471.9959 | 702.4604 | 0 | 0 | 0 | 0 | 0 | 0 | 244.2418 | 486.5076 | 724.0579 | 0.20102 | 0.40041 | 0.59592 | 2.6807 | -1.0919 | 0.59268 | 2.6807 | -1.0752 | 0.59892 | 2.6807 | -1.0562 | 0.60601 | 3294.9333 | 394.9275 | 0 | 0 | 407.0697 | 0.33503 | 3268.2763 | 391.7324 | 0 | 0 | 0.33232 | 3204.6605 | 384.1075 | 0 | 0 | 0.32585 | 3294.9333 | 0.66735 | 9767.8702 | 394.9275 | 786.6599 | 1170.7674 | 0 | 0 | 0 | 0 | 0 | 0 | 407.0697 | 810.8461 | 1206.7631 | 0.33503 | 0.66735 | 0.9932 | 83229.0531 | 49327.7898 | 83229.0531 | 36475.4219 | 0 | 82555.7042 | 49444.1469 | 82555.7042 | 36357.5541 | 0 | 80948.7883 | 49055.8476 | 80948.7883 | 35871.3997 | 0 | 31047.8935 | 30796.7064 | 30197.26 | 0.084291 | 0.083872 | 0.083455 | 1976.96 | 236.9565 | 0 | 0 | 244.2418 | 0.20102 | 1960.9658 | 235.0394 | 0 | 0 | 242.2658 | 0.19939 | 1922.7963 | 230.4645 | 0 | 0 | 237.5502 | 0.19551 | 39539.2 | 39219.3156 | 38455.9263 | 4739.13 | 4700.789 | 4609.2899 | 0 | 0 | 0 | 0 | 0 | 0 | 4884.8364 | 4845.3165 | 4751.0043 | 1976.96 | 0.40041 | 5860.7221 | 236.9565 | 471.9959 | 702.4604 | 0 | 0 | 0 | 0 | 0 | 0 | 244.2418 | 486.5076 | 724.0579 | 0.20102 | 0.40041 | 0.59592
| 73 | Residential | Single Family | Envelope | Oil | 01-222 | 01-222.01 | Insulation | [01-222]_Residential_Envelope_Insulation - Basement_ADD_Oil_per sf | R-5 | R-18 | ENGINEER | 0.08094 | 0 | 0.0077888 | 0 | 2.8176e-05 | 0 | 2.6807 | 20 | 0.72 | 0.27 | 0.4 | 0.13 | 0.2 | 1 | 1 | Additions on Existing | 15.7089 | 1.656 | 1.6188 | 0 | 0.16435 | 0 | 0.17065 | 0.090556 | 0 | 3.0786 | 0 | 0.10999 | 0.0082176 | 0 | 3.2874 | 1.4153 | 1.8721 | 2.3228 | 0.090865 | 0 | 3.1477 | 0 | 0.11053 | 0.0082176 | 0 | 3.3573 | 1.4153 | 1.942 | 2.3721 | 0.091567 | 0 | 3.2067 | 0 | 0.11142 | 0.0082176 | 0 | 3.4179 | 1.4153 | 2.0026 | 2.415 | per sf | 68.5495 | 28963041.5187 | 0.005 | 330980.9376 | 0 | 31850.2929 | 0 | 33069.9948 | 82.9562 | 328303.199 | 0 | 31592.6141 | 0 | 82.2851 | 321912.9 | 0 | 30977.6757 | 0 | 80.6834 | 330980.9376 | 659284.1366 | 981197.0366 | 0 | 0 | 0 | 31850.2929 | 63442.9069 | 94420.5826 | 0 | 0 | 0 | 33069.9948 | 65872.4431 | 98036.4041 | 82.9562 | 165.2413 | 245.9248 | 330980.9376 | 0 | 31850.2929 | 0 | 33069.9948 | 82.9562 | 328303.199 | 0 | 31592.6141 | 0 | 82.2851 | 321912.9 | 0 | 30977.6757 | 0 | 80.6834 | 330980.9376 | 165.2413 | 981197.0366 | 0 | 0 | 0 | 31850.2929 | 63442.9069 | 94420.5826 | 0 | 0 | 0 | 33069.9948 | 65872.4431 | 98036.4041 | 82.9562 | 165.2413 | 245.9248 | 913173.9153 | 2121104.6709 | 913173.9153 | 2113130.6657 | 816453.011 | 932622.458 | 2212319.1025 | 932622.458 | 2205191.2626 | 833841.6168 | 936923.3784 | 2262662.1789 | 936923.3784 | 2256778.1116 | 837686.9953 | 645222.6783 | 658964.4646 | 662003.3724 | 0.022167 | 0.022056 | 0.021947 | 52224.1211 | 0 | 5025.5267 | 0 | 5217.9785 | 13.0893 | 53336.377 | 0 | 5132.5591 | 0 | 5329.1097 | 13.3681 | 53582.3452 | 0 | 5156.2286 | 0 | 5353.6856 | 13.4297 | 1044482.4222 | 1066727.5396 | 1071646.9046 | 0 | 0 | 0 | 100510.5347 | 102651.1822 | 103124.5726 | 0 | 0 | 0 | 104359.57 | 106582.1932 | 107073.712 | 52224.1211 | 26.4574 | 159142.8433 | 0 | 0 | 0 | 5025.5267 | 10158.0858 | 15314.3145 | 0 | 0 | 0 | 5217.9785 | 10547.0882 | 15900.7738 | 13.0893 | 26.4574 | 39.8872 | 1 | 1 | 1 | 1 | 1 | 1 | 1 | 2.0105 | 1.2769 | 1.6351 | 2.0105 | 1.3468 | 1.6699 | 2.0105 | 1.4074 | 1.7 | 330980.9376 | 0 | 31850.2929 | 0 | 33069.9948 | 82.9562 | 328303.199 | 0 | 31592.6141 | 0 | 82.2851 | 321912.9 | 0 | 30977.6757 | 0 | 80.6834 | 330980.9376 | 165.2413 | 981197.0366 | 0 | 0 | 0 | 31850.2929 | 63442.9069 | 94420.5826 | 0 | 0 | 0 | 33069.9948 | 65872.4431 | 98036.4041 | 82.9562 | 165.2413 | 245.9248 | 3680470.3246 | 6017993.5745 | 3680470.3246 | 5995369.7443 | 1226823.4415 | 3689354.3169 | 6160728.3898 | 3689354.3169 | 6140879.2252 | 1229784.7723 | 3650309.4433 | 6205619.1718 | 3650309.4433 | 6189481.4202 | 1216769.8144 | 1830624.3843 | 1835043.1817 | 1815622.7024 | 0.062891 | 0.062578 | 0.062267 | 148170.1632 | 0 | 14258.4136 | 0 | 14804.4373 | 37.137 | 148527.8193 | 0 | 14292.8308 | 0 | 14840.1725 | 37.2266 | 146955.9318 | 0 | 14141.5681 | 0 | 14683.1172 | 36.8327 | 2963403.2642 | 2970556.3858 | 2939118.6358 | 0 | 0 | 0 | 285168.2713 | 285856.6161 | 282831.3617 | 0 | 0 | 0 | 296088.7457 | 296803.4505 | 293662.3445 | 148170.1632 | 74.3636 | 443653.9143 | 0 | 0 | 0 | 14258.4136 | 28551.2444 | 42692.8124 | 0 | 0 | 0 | 14804.4373 | 29644.6098 | 44327.727 | 37.137 | 74.3636 | 111.1963 | 2.6807 | 0.60673 | 1.2263 | 2.6807 | 0.6766 | 1.2524 | 2.6807 | 0.73723 | 1.275 | 330980.9376 | 0 | 31850.2929 | 0 | 33069.9948 | 82.9562 | 328303.199 | 0 | 31592.6141 | 0 | 82.2851 | 321912.9 | 0 | 30977.6757 | 0 | 80.6834 | 330980.9376 | 165.2413 | 981197.0366 | 0 | 0 | 0 | 31850.2929 | 63442.9069 | 94420.5826 | 0 | 0 | 0 | 33069.9948 | 65872.4431 | 98036.4041 | 82.9562 | 165.2413 | 245.9248 | 8769488.5761 | 10754344.1289 | 8769488.5761 | 10713914.6314 | 0 | 8698540.6872 | 10894049.8714 | 8698540.6872 | 10858950.4845 | 0 | 8529226.8472 | 10874927.4137 | 8529226.8472 | 10846647.0966 | 0 | 3271383.4529 | 3244916.9437 | 3181755.8495 | 0.11239 | 0.11183 | 0.11127 | 264784.7501 | 0 | 25480.2343 | 0 | 26455.9959 | 66.365 | 262642.5592 | 0 | 25274.0913 | 0 | 26241.9586 | 65.8281 | 257530.32 | 0 | 24782.1405 | 0 | 25731.1687 | 64.5468 | 5295695.0023 | 5252851.1833 | 5150606.4004 | 0 | 0 | 0 | 509604.6856 | 505481.8253 | 495642.8107 | 0 | 0 | 0 | 529119.9175 | 524839.1728 | 514623.3747 | 264784.7501 | 132.1931 | 784957.6293 | 0 | 0 | 0 | 25480.2343 | 50754.3255 | 75536.4661 | 0 | 0 | 0 | 26455.9959 | 52697.9545 | 78429.1232 | 66.365 | 132.1931 | 196.7398
| 74 | Residential | Multi-Family | Envelope | Oil | 01-222 | 01-222.02 | Insulation | [01-222]_Residential_Envelope_Insulation - Basement_ADD_Oil_per sf | R-5 | R-18 | ENGINEER | 0.079363 | 0 | 0.0077888 | 0 | 2.338e-05 | 0 | 2.6807 | 20 | 0.72 | 0.27 | 0.4 | 0.13 | 0.2 | 1 | 1 | Additions on Existing | 15.7202 | 1.6889 | 1.5873 | 0 | 0.16435 | 0 | 0.17052 | 0.088792 | 0 | 3.0786 | 0 | 0.091264 | 0.0082176 | 0 | 3.2669 | 1.4153 | 1.8516 | 2.3083 | 0.089095 | 0 | 3.1477 | 0 | 0.091718 | 0.0082176 | 0 | 3.3367 | 1.4153 | 1.9214 | 2.3576 | 0.089784 | 0 | 3.2067 | 0 | 0.092457 | 0.0082176 | 0 | 3.3972 | 1.4153 | 1.9819 | 2.4003 | per sf | 0 | 0 | 0.005 | 0 | 0 | 0 | 0 | 0 | 0 | 0 | 0 | 0 | 0 | 0 | 0 | 0 | 0 | 0 | 0 | 0 | 0 | 0 | 0 | 0 | 0 | 0 | 0 | 0 | 0 | 0 | 0 | 0 | 0 | 0 | 0 | 0 | 0 | 0 | 0 | 0 | 0 | 0 | 0 | 0 | 0 | 0 | 0 | 0 | 0 | 0 | 0 | 0 | 0 | 0 | 0 | 0 | 0 | 0 | 0 | 0 | 0 | 0 | 0 | 0 | 0 | 0 | 0 | 0 | 0 | 0 | 0 | 0 | 0 | 0 | 0 | 0 | 0 | 0 | 0 | 0 | 0 | 0 | 0 | 0 | 0 | 0 | 0 | 0 | 0 | #NUM! | #NUM! | #NUM! | 0 | 0 | 0 | 0 | 0 | 0 | 0 | 0 | 0 | 0 | 0 | 0 | 0 | 0 | 0 | 0 | 0 | 0 | 0 | 0 | 0 | 0 | 0 | 0 | 0 | 0 | 0 | 0 | 0 | 0 | 0 | 0 | 0 | 0 | 0 | 0 | 0 | 0 | 0 | 0 | 0 | 0 | 0 | 0 | 0 | 0 | 0 | 0 | 0 | 0 | 0 | 1 | 1 | 1 | 1 | 1 | 1 | 1 | 2.0105 | 1.2564 | 1.6249 | 2.0105 | 1.3262 | 1.6596 | 2.0105 | 1.3867 | 1.6897 | 0 | 0 | 0 | 0 | 0 | 0 | 0 | 0 | 0 | 0 | 0 | 0 | 0 | 0 | 0 | 0 | 0 | 0 | 0 | 0 | 0 | 0 | 0 | 0 | 0 | 0 | 0 | 0 | 0 | 0 | 0 | 0 | 0 | 0 | 0 | 0 | 0 | 0 | 0 | 0 | 0 | 0 | 0 | 0 | 0 | 0 | 0 | 0 | 0 | 0 | 0 | 0 | #NUM! | #NUM! | #NUM! | 0 | 0 | 0 | 0 | 0 | 0 | 0 | 0 | 0 | 0 | 0 | 0 | 0 | 0 | 0 | 0 | 0 | 0 | 0 | 0 | 0 | 0 | 0 | 0 | 0 | 0 | 0 | 0 | 0 | 0 | 0 | 0 | 0 | 0 | 0 | 0 | 0 | 0 | 0 | 0 | 0 | 0 | 0 | 0 | 0 | 0 | 0 | 0 | 0 | 0 | 0 | 2.6807 | 0.58625 | 1.2187 | 2.6807 | 0.65602 | 1.2447 | 2.6807 | 0.71649 | 1.2673 | 0 | 0 | 0 | 0 | 0 | 0 | 0 | 0 | 0 | 0 | 0 | 0 | 0 | 0 | 0 | 0 | 0 | 0 | 0 | 0 | 0 | 0 | 0 | 0 | 0 | 0 | 0 | 0 | 0 | 0 | 0 | 0 | 0 | 0 | 0 | 0 | 0 | 0 | 0 | 0 | 0 | 0 | 0 | 0 | 0 | 0 | 0 | 0 | 0 | 0 | 0 | 0 | #NUM! | #NUM! | #NUM! | 0 | 0 | 0 | 0 | 0 | 0 | 0 | 0 | 0 | 0 | 0 | 0 | 0 | 0 | 0 | 0 | 0 | 0 | 0 | 0 | 0 | 0 | 0 | 0 | 0 | 0 | 0 | 0 | 0 | 0 | 0 | 0 | 0 | 0 | 0 | 0 | 0 | 0 | 0 | 0 | 0 | 0 | 0 | 0 | 0 | 0 | 0 | 0 | 0 | 0 | 0
| 75 | Residential | Low Income | Envelope | Oil | 01-222 | 01-222.03 | Insulation | [01-222]_Residential_Envelope_Insulation - Basement_ADD_Oil_per sf | R-5 | R-18 | ENGINEER | 0.074633 | 0 | 0.0077888 | 0 | 8.9923e-06 | 0 | 2.6807 | 20 | 0.72 | 0.27 | 0.4 | 0.13 | 0.2 | 0.87 | 1 | Additions on Existing | 15.8243 | 2.0643 | 1.2986 | 0 | 0.16435 | 0 | 0.1694 | 0.072645 | 0 | 3.0786 | 0 | 0.035102 | 0.0082176 | 0 | 3.8335 | 2.6807 | 1.1529 | 1.4301 | 0.072893 | 0 | 3.1477 | 0 | 0.035276 | 0.0082176 | 0 | 3.9168 | 2.6807 | 1.2362 | 1.4611 | 0.073456 | 0 | 3.2067 | 0 | 0.03556 | 0.0082176 | 0 | 3.9887 | 2.6807 | 1.308 | 1.488 | per sf | 13.8871 | 2133625.8842 | 0.005 | 19559.7521 | 0 | 2346.3216 | 0 | 2418.4015 | 1.9504 | 19401.5077 | 0 | 2327.3391 | 0 | 1.9346 | 19023.8646 | 0 | 2282.0383 | 0 | 1.8969 | 19559.7521 | 38961.2598 | 57985.1244 | 0 | 0 | 0 | 2346.3216 | 4673.6607 | 6955.699 | 0 | 0 | 0 | 2418.4015 | 4817.2373 | 7169.3807 | 1.9504 | 3.885 | 5.7819 | 19559.7521 | 0 | 2346.3216 | 0 | 2418.4015 | 1.9504 | 19401.5077 | 0 | 2327.3391 | 0 | 1.9346 | 19023.8646 | 0 | 2282.0383 | 0 | 1.8969 | 19559.7521 | 3.885 | 57985.1244 | 0 | 0 | 0 | 2346.3216 | 4673.6607 | 6955.699 | 0 | 0 | 0 | 2418.4015 | 4817.2373 | 7169.3807 | 1.9504 | 3.885 | 5.7819 | 96903.5372 | 138578.2818 | 96903.5372 | 137730.6092 | 0 | 96119.5575 | 140444.7034 | 96119.5575 | 139636.3655 | 0 | 94248.6263 | 140237.7961 | 94248.6263 | 139482.363 | 0 | 36149.044 | 35856.587 | 35158.6519 | 0.016858 | 0.016774 | 0.016691 | 2347.1703 | 0 | 281.5586 | 0 | 290.2082 | 0.23404 | 2328.1809 | 0 | 279.2807 | 0 | 287.8603 | 0.23215 | 2282.8637 | 0 | 273.8446 | 0 | 282.2572 | 0.22763 | 46943.4051 | 46563.6184 | 45657.275 | 0 | 0 | 0 | 5631.1718 | 5585.6139 | 5476.892 | 0 | 0 | 0 | 5804.1635 | 5757.206 | 5645.1442 | 2347.1703 | 0.46619 | 6958.2149 | 0 | 0 | 0 | 281.5586 | 560.8393 | 834.6839 | 0 | 0 | 0 | 290.2082 | 578.0685 | 860.3257 | 0.23404 | 0.46619 | 0.69383 | 1 | 1 | 1 | 1 | 1 | 1 | 1 | 2.6807 | 1.1529 | 1.4301 | 2.6807 | 1.2362 | 1.4611 | 2.6807 | 1.308 | 1.488 | 19559.7521 | 0 | 2346.3216 | 0 | 2418.4015 | 1.9504 | 19401.5077 | 0 | 2327.3391 | 0 | 1.9346 | 19023.8646 | 0 | 2282.0383 | 0 | 1.8969 | 19559.7521 | 3.885 | 57985.1244 | 0 | 0 | 0 | 2346.3216 | 4673.6607 | 6955.699 | 0 | 0 | 0 | 2418.4015 | 4817.2373 | 7169.3807 | 1.9504 | 3.885 | 5.7819 | 96903.5372 | 138578.2818 | 96903.5372 | 137730.6092 | 0 | 96119.5575 | 140444.7034 | 96119.5575 | 139636.3655 | 0 | 94248.6263 | 140237.7961 | 94248.6263 | 139482.363 | 0 | 36149.044 | 35856.587 | 35158.6519 | 0.016858 | 0.016774 | 0.016691 | 2347.1703 | 0 | 281.5586 | 0 | 290.2082 | 0.23404 | 2328.1809 | 0 | 279.2807 | 0 | 287.8603 | 0.23215 | 2282.8637 | 0 | 273.8446 | 0 | 282.2572 | 0.22763 | 46943.4051 | 46563.6184 | 45657.275 | 0 | 0 | 0 | 5631.1718 | 5585.6139 | 5476.892 | 0 | 0 | 0 | 5804.1635 | 5757.206 | 5645.1442 | 2347.1703 | 0.46619 | 6958.2149 | 0 | 0 | 0 | 281.5586 | 560.8393 | 834.6839 | 0 | 0 | 0 | 290.2082 | 578.0685 | 860.3257 | 0.23404 | 0.46619 | 0.69383 | 2.6807 | 1.1529 | 1.4301 | 2.6807 | 1.2362 | 1.4611 | 2.6807 | 1.308 | 1.488 | 19559.7521 | 0 | 2346.3216 | 0 | 2418.4015 | 1.9504 | 19401.5077 | 0 | 2327.3391 | 0 | 1.9346 | 19023.8646 | 0 | 2282.0383 | 0 | 1.8969 | 19559.7521 | 3.885 | 57985.1244 | 0 | 0 | 0 | 2346.3216 | 4673.6607 | 6955.699 | 0 | 0 | 0 | 2418.4015 | 4817.2373 | 7169.3807 | 1.9504 | 3.885 | 5.7819 | 96903.5372 | 138578.2818 | 96903.5372 | 137730.6092 | 0 | 96119.5575 | 140444.7034 | 96119.5575 | 139636.3655 | 0 | 94248.6263 | 140237.7961 | 94248.6263 | 139482.363 | 0 | 36149.044 | 35856.587 | 35158.6519 | 0.016858 | 0.016774 | 0.016691 | 2347.1703 | 0 | 281.5586 | 0 | 290.2082 | 0.23404 | 2328.1809 | 0 | 279.2807 | 0 | 287.8603 | 0.23215 | 2282.8637 | 0 | 273.8446 | 0 | 282.2572 | 0.22763 | 46943.4051 | 46563.6184 | 45657.275 | 0 | 0 | 0 | 5631.1718 | 5585.6139 | 5476.892 | 0 | 0 | 0 | 5804.1635 | 5757.206 | 5645.1442 | 2347.1703 | 0.46619 | 6958.2149 | 0 | 0 | 0 | 281.5586 | 560.8393 | 834.6839 | 0 | 0 | 0 | 290.2082 | 578.0685 | 860.3257 | 0.23404 | 0.46619 | 0.69383
| 76 | Residential | Single Family | Envelope | Electric | 01-139 | 01-139.01 | Windows | [01-139]_Residential_Envelope_Efficient Windows_Resistance, HP_ROB_Electric_per sf | 1.8 W/m2K | 1.5 W/m2K | ENGINEER | 1.2858 | 0 | 0 | 0 | 3.6944e-05 | 0 | 3.7062 | 20 | 0 | 0.27 | 0.4 | 0.13 | 0.2 | 1 | 1 | Replace on Burnout | 37.0689 | 0.14412 | 25.7157 | 0 | 0 | 0 | 0.099983 | 1.4385 | 0 | 0 | 0 | 0.1083 | 0 | 0 | 1.5468 | 1.9568 | -0.4099 | 0.79052 | 1.4435 | 0 | 0 | 0 | 0.10788 | 0 | 0 | 1.5513 | 1.9568 | -0.40541 | 0.79281 | 1.4546 | 0 | 0 | 0 | 0.10778 | 0 | 0 | 1.5624 | 1.9568 | -0.39436 | 0.79846 | per sf | 20.8833 | 8823479.043 | 0.005 | 570091.5782 | 0 | 0 | 0 | 2100.8516 | 0 | 572942.0361 | 0 | 0 | 0 | 0 | 575806.7463 | 0 | 0 | 0 | 0 | 570091.5782 | 1143033.6144 | 1718840.3607 | 0 | 0 | 0 | 0 | 0 | 0 | 0 | 0 | 0 | 2100.8516 | 4212.2075 | 6334.1201 | 0 | 0 | 0 | 570091.5782 | 0 | 0 | 0 | 2100.8516 | 0 | 572942.0361 | 0 | 0 | 0 | 0 | 575806.7463 | 0 | 0 | 0 | 0 | 570091.5782 | 0 | 1718840.3607 | 0 | 0 | 0 | 0 | 0 | 0 | 0 | 0 | 0 | 2100.8516 | 4212.2075 | 6334.1201 | 0 | 0 | 0 | 316196.8244 | 249959.5373 | 316196.8244 | 504163.0883 | 282706.1144 | 320373.564 | 253996.6475 | 320373.564 | 517059.2166 | 286440.4651 | 325718.9116 | 260074.8613 | 325718.9116 | 534996.083 | 291219.6479 | 161592.6985 | 163727.2254 | 166458.9705 | 0.018223 | 0.018132 | 0.018042 | 207773.6333 | 0 | 0 | 0 | 765.6692 | 0 | 210518.1781 | 0 | 0 | 0 | 775.7832 | 0 | 214030.6178 | 0 | 0 | 0 | 788.7269 | 0 | 4155472.6655 | 4210363.5622 | 4280612.3566 | 0 | 0 | 0 | 0 | 0 | 0 | 0 | 0 | 0 | 15313.3842 | 15515.6634 | 15774.5381 | 207773.6333 | 0 | 632322.4292 | 0 | 0 | 0 | 0 | 0 | 0 | 0 | 0 | 0 | 765.6692 | 1541.4524 | 2330.1793 | 0 | 0 | 0 | 1 | 1 | 1 | 1 | 1 | 1 | 1 | 2.7797 | -1.2328 | 0.55648 | 2.7797 | -1.2283 | 0.5581 | 2.7797 | -1.2173 | 0.56208 | 570091.5782 | 0 | 0 | 0 | 2100.8516 | 0 | 572942.0361 | 0 | 0 | 0 | 0 | 575806.7463 | 0 | 0 | 0 | 0 | 570091.5782 | 0 | 1718840.3607 | 0 | 0 | 0 | 0 | 0 | 0 | 0 | 0 | 0 | 2100.8516 | 4212.2075 | 6334.1201 | 0 | 0 | 0 | 778034.5941 | 432963.1276 | 778034.5941 | 873277.4508 | 259344.8647 | 785561.2052 | 438420.7856 | 785561.2052 | 892490.1575 | 261853.7351 | 794820.2102 | 446749.5241 | 794820.2102 | 919001.7226 | 264940.0701 | 279900.0226 | 282607.741 | 285938.6928 | 0.031564 | 0.031407 | 0.031251 | 359891.5371 | 0 | 0 | 0 | 1326.2408 | 0 | 363373.0836 | 0 | 0 | 0 | 1339.0707 | 0 | 367655.9749 | 0 | 0 | 0 | 1354.8536 | 0 | 7197830.7423 | 7267461.6728 | 7353119.4978 | 0 | 0 | 0 | 0 | 0 | 0 | 0 | 0 | 0 | 26524.816 | 26781.4138 | 27097.0725 | 359891.5371 | 0 | 1090920.5956 | 0 | 0 | 0 | 0 | 0 | 0 | 0 | 0 | 0 | 1326.2408 | 2665.3115 | 4020.1651 | 0 | 0 | 0 | 3.7062 | -2.1594 | 0.41736 | 3.7062 | -2.1549 | 0.41857 | 3.7062 | -2.1439 | 0.42156 | 570091.5782 | 0 | 0 | 0 | 2100.8516 | 0 | 572942.0361 | 0 | 0 | 0 | 0 | 575806.7463 | 0 | 0 | 0 | 0 | 570091.5782 | 0 | 1718840.3607 | 0 | 0 | 0 | 0 | 0 | 0 | 0 | 0 | 0 | 2100.8516 | 4212.2075 | 6334.1201 | 0 | 0 | 0 | 1643276.465 | 685841.7253 | 1643276.465 | 1383328.222 | 0 | 1651492.8473 | 691272.1633 | 1651492.8473 | 1407217.9562 | 0 | 1659750.3115 | 699679.6121 | 1659750.3115 | 1439300.4 | 0 | 443379.8219 | 445596.721 | 447824.7046 | 0.05 | 0.049751 | 0.049504 | 570091.5782 | 0 | 0 | 0 | 2100.8516 | 0 | 572942.0361 | 0 | 0 | 0 | 2111.3559 | 0 | 575806.7463 | 0 | 0 | 0 | 2121.9126 | 0 | 11401831.5648 | 11458840.7226 | 11516134.9262 | 0 | 0 | 0 | 0 | 0 | 0 | 0 | 0 | 0 | 42017.032 | 42227.1171 | 42438.2527 | 570091.5782 | 0 | 1718840.3607 | 0 | 0 | 0 | 0 | 0 | 0 | 0 | 0 | 0 | 2100.8516 | 4212.2075 | 6334.1201 | 0 | 0 | 0
| 77 | Residential | Multi-Family | Envelope | Electric | 01-139 | 01-139.02 | Windows | [01-139]_Residential_Envelope_Efficient Windows_Resistance, HP_ROB_Electric_per sf | 1.8 W/m2K | 1.5 W/m2K | ENGINEER | 1.3521 | 0 | 0 | 0 | 3.0655e-05 | 0 | 3.7062 | 20 | 0 | 0.27 | 0.4 | 0.13 | 0.2 | 1 | 1 | Replace on Burnout | 35.2522 | 0.13706 | 27.041 | 0 | 0 | 0 | 0.10514 | 1.5127 | 0 | 0 | 0 | 0.089866 | 0 | 0 | 1.6026 | 1.9568 | -0.3542 | 0.81899 | 1.5178 | 0 | 0 | 0 | 0.08952 | 0 | 0 | 1.6074 | 1.9568 | -0.34938 | 0.82145 | 1.5296 | 0 | 0 | 0 | 0.089435 | 0 | 0 | 1.619 | 1.9568 | -0.33774 | 0.8274 | per sf | 34.1124 | 2183778.6817 | 0.005 | 148367.0593 | 0 | 0 | 0 | 546.7493 | 0 | 149108.8946 | 0 | 0 | 0 | 0 | 149854.4391 | 0 | 0 | 0 | 0 | 148367.0593 | 297475.954 | 447330.3931 | 0 | 0 | 0 | 0 | 0 | 0 | 0 | 0 | 0 | 546.7493 | 1096.2324 | 1648.4628 | 0 | 0 | 0 | 148367.0593 | 0 | 0 | 0 | 546.7493 | 0 | 149108.8946 | 0 | 0 | 0 | 0 | 149854.4391 | 0 | 0 | 0 | 0 | 148367.0593 | 0 | 447330.3931 | 0 | 0 | 0 | 0 | 0 | 0 | 0 | 0 | 0 | 546.7493 | 1096.2324 | 1648.4628 | 0 | 0 | 0 | 48185.6572 | 39463.3713 | 48185.6572 | 80789.5946 | 43081.9631 | 49017.8332 | 40265.5274 | 49017.8332 | 83188.218 | 43825.9973 | 50131.927 | 41479.1258 | 50131.927 | 86585.6907 | 44822.0892 | 24625.3276 | 25050.6119 | 25619.9706 | 0.01122 | 0.011165 | 0.011109 | 33294.6778 | 0 | 0 | 0 | 122.6946 | 0 | 33869.6836 | 0 | 0 | 0 | 124.8136 | 0 | 34639.4852 | 0 | 0 | 0 | 127.6504 | 0 | 665893.5566 | 677393.6727 | 692789.7034 | 0 | 0 | 0 | 0 | 0 | 0 | 0 | 0 | 0 | 2453.8927 | 2496.2719 | 2553.008 | 33294.6778 | 0 | 101803.8466 | 0 | 0 | 0 | 0 | 0 | 0 | 0 | 0 | 0 | 122.6946 | 247.5082 | 375.1586 | 0 | 0 | 0 | 1 | 1 | 1 | 1 | 1 | 1 | 1 | 2.7797 | -1.1771 | 0.57652 | 2.7797 | -1.1723 | 0.57825 | 2.7797 | -1.1607 | 0.58245 | 148367.0593 | 0 | 0 | 0 | 546.7493 | 0 | 149108.8946 | 0 | 0 | 0 | 0 | 149854.4391 | 0 | 0 | 0 | 0 | 148367.0593 | 0 | 447330.3931 | 0 | 0 | 0 | 0 | 0 | 0 | 0 | 0 | 0 | 546.7493 | 1096.2324 | 1648.4628 | 0 | 0 | 0 | 161657.4343 | 93199.1337 | 161657.4343 | 190797.6935 | 53885.8114 | 163317.5637 | 94439.1286 | 163317.5637 | 195110.3915 | 54439.1879 | 165365.526 | 96316.3396 | 165365.526 | 201055.7511 | 55121.842 | 58156.6936 | 58753.9296 | 59490.6895 | 0.026499 | 0.026367 | 0.026236 | 78630.7664 | 0 | 0 | 0 | 289.7632 | 0 | 79438.2594 | 0 | 0 | 0 | 292.7389 | 0 | 80434.3957 | 0 | 0 | 0 | 296.4098 | 0 | 1572615.3273 | 1588765.1873 | 1608687.9138 | 0 | 0 | 0 | 0 | 0 | 0 | 0 | 0 | 0 | 5795.2644 | 5854.7784 | 5928.1959 | 78630.7664 | 0 | 238503.4214 | 0 | 0 | 0 | 0 | 0 | 0 | 0 | 0 | 0 | 289.7632 | 582.5021 | 878.9119 | 0 | 0 | 0 | 3.7062 | -2.1037 | 0.43239 | 3.7062 | -2.0989 | 0.43369 | 3.7062 | -2.0872 | 0.43683 | 148367.0593 | 0 | 0 | 0 | 546.7493 | 0 | 149108.8946 | 0 | 0 | 0 | 0 | 149854.4391 | 0 | 0 | 0 | 0 | 148367.0593 | 0 | 447330.3931 | 0 | 0 | 0 | 0 | 0 | 0 | 0 | 0 | 0 | 546.7493 | 1096.2324 | 1648.4628 | 0 | 0 | 0 | 366034.4049 | 158270.2781 | 366034.4049 | 324011.6385 | 0 | 367864.577 | 159539.5314 | 367864.577 | 329607.2389 | 0 | 369703.8999 | 161499.1674 | 369703.8999 | 337121.786 | 0 | 98761.3909 | 99255.1978 | 99751.4738 | 0.045 | 0.044776 | 0.044553 | 133530.3534 | 0 | 0 | 0 | 492.0744 | 0 | 134198.0052 | 0 | 0 | 0 | 494.5347 | 0 | 134868.9952 | 0 | 0 | 0 | 497.0074 | 0 | 2670607.0681 | 2683960.1034 | 2697379.9039 | 0 | 0 | 0 | 0 | 0 | 0 | 0 | 0 | 0 | 9841.4875 | 9890.6949 | 9940.1484 | 133530.3534 | 0 | 402597.3538 | 0 | 0 | 0 | 0 | 0 | 0 | 0 | 0 | 0 | 492.0744 | 986.6091 | 1483.6165 | 0 | 0 | 0
| 78 | Residential | Low Income | Envelope | Electric | 01-139 | 01-139.03 | Windows | [01-139]_Residential_Envelope_Efficient Windows_Resistance, HP_ROB_Electric_per sf | 1.8 W/m2K | 1.5 W/m2K | ENGINEER | 1.444 | 0 | 0 | 0 | 1.1791e-05 | 0 | 3.7062 | 20 | 0 | 0.27 | 0.4 | 0.13 | 0.2 | 0.87 | 1 | Replace on Burnout | 37.9393 | 0.14751 | 25.1258 | 0 | 0 | 0 | 0.097689 | 1.4055 | 0 | 0 | 0 | 0.034564 | 0 | 0 | 1.7281 | 3.7062 | -1.9781 | 0.46628 | 1.4103 | 0 | 0 | 0 | 0.034431 | 0 | 0 | 1.7337 | 3.7062 | -1.9725 | 0.46778 | 1.4212 | 0 | 0 | 0 | 0.034398 | 0 | 0 | 1.7468 | 3.7062 | -1.9595 | 0.4713 | per sf | 23.3117 | 3581630.1349 | 0.005 | 226102.8691 | 0 | 0 | 0 | 833.2145 | 0 | 227233.3834 | 0 | 0 | 0 | 0 | 228369.5503 | 0 | 0 | 0 | 0 | 226102.8691 | 453336.2525 | 681705.8028 | 0 | 0 | 0 | 0 | 0 | 0 | 0 | 0 | 0 | 833.2145 | 1670.5951 | 2512.1626 | 0 | 0 | 0 | 226102.8691 | 0 | 0 | 0 | 833.2145 | 0 | 227233.3834 | 0 | 0 | 0 | 0 | 228369.5503 | 0 | 0 | 0 | 0 | 226102.8691 | 0 | 681705.8028 | 0 | 0 | 0 | 0 | 0 | 0 | 0 | 0 | 0 | 833.2145 | 1670.5951 | 2512.1626 | 0 | 0 | 0 | 93385.5214 | 43543.3638 | 93385.5214 | 56408.8686 | 0 | 93852.449 | 43902.7447 | 93852.449 | 57383.0357 | 0 | 94321.7112 | 44454.2067 | 94321.7112 | 58691.2823 | 0 | 25196.768 | 25322.7518 | 25449.3656 | 0.007 | 0.0069652 | 0.0069305 | 31654.4017 | 0 | 0 | 0 | 116.65 | 0 | 31812.6737 | 0 | 0 | 0 | 117.2333 | 0 | 31971.737 | 0 | 0 | 0 | 117.8194 | 0 | 633088.0334 | 636253.4736 | 639434.7409 | 0 | 0 | 0 | 0 | 0 | 0 | 0 | 0 | 0 | 2333.0006 | 2344.6656 | 2356.389 | 31654.4017 | 0 | 95438.8124 | 0 | 0 | 0 | 0 | 0 | 0 | 0 | 0 | 0 | 116.65 | 233.8833 | 351.7028 | 0 | 0 | 0 | 1 | 1 | 1 | 1 | 1 | 1 | 1 | 3.7062 | -1.9781 | 0.46628 | 3.7062 | -1.9725 | 0.46778 | 3.7062 | -1.9595 | 0.4713 | 226102.8691 | 0 | 0 | 0 | 833.2145 | 0 | 227233.3834 | 0 | 0 | 0 | 0 | 228369.5503 | 0 | 0 | 0 | 0 | 226102.8691 | 0 | 681705.8028 | 0 | 0 | 0 | 0 | 0 | 0 | 0 | 0 | 0 | 833.2145 | 1670.5951 | 2512.1626 | 0 | 0 | 0 | 93385.5214 | 43543.3638 | 93385.5214 | 56408.8686 | 0 | 93852.449 | 43902.7447 | 93852.449 | 57383.0357 | 0 | 94321.7112 | 44454.2067 | 94321.7112 | 58691.2823 | 0 | 25196.768 | 25322.7518 | 25449.3656 | 0.007 | 0.0069652 | 0.0069305 | 31654.4017 | 0 | 0 | 0 | 116.65 | 0 | 31812.6737 | 0 | 0 | 0 | 117.2333 | 0 | 31971.737 | 0 | 0 | 0 | 117.8194 | 0 | 633088.0334 | 636253.4736 | 639434.7409 | 0 | 0 | 0 | 0 | 0 | 0 | 0 | 0 | 0 | 2333.0006 | 2344.6656 | 2356.389 | 31654.4017 | 0 | 95438.8124 | 0 | 0 | 0 | 0 | 0 | 0 | 0 | 0 | 0 | 116.65 | 233.8833 | 351.7028 | 0 | 0 | 0 | 3.7062 | -1.9781 | 0.46628 | 3.7062 | -1.9725 | 0.46778 | 3.7062 | -1.9595 | 0.4713 | 226102.8691 | 0 | 0 | 0 | 833.2145 | 0 | 227233.3834 | 0 | 0 | 0 | 0 | 228369.5503 | 0 | 0 | 0 | 0 | 226102.8691 | 0 | 681705.8028 | 0 | 0 | 0 | 0 | 0 | 0 | 0 | 0 | 0 | 833.2145 | 1670.5951 | 2512.1626 | 0 | 0 | 0 | 93385.5214 | 43543.3638 | 93385.5214 | 56408.8686 | 0 | 93852.449 | 43902.7447 | 93852.449 | 57383.0357 | 0 | 94321.7112 | 44454.2067 | 94321.7112 | 58691.2823 | 0 | 25196.768 | 25322.7518 | 25449.3656 | 0.007 | 0.0069652 | 0.0069305 | 31654.4017 | 0 | 0 | 0 | 116.65 | 0 | 31812.6737 | 0 | 0 | 0 | 117.2333 | 0 | 31971.737 | 0 | 0 | 0 | 117.8194 | 0 | 633088.0334 | 636253.4736 | 639434.7409 | 0 | 0 | 0 | 0 | 0 | 0 | 0 | 0 | 0 | 2333.0006 | 2344.6656 | 2356.389 | 31654.4017 | 0 | 95438.8124 | 0 | 0 | 0 | 0 | 0 | 0 | 0 | 0 | 0 | 116.65 | 233.8833 | 351.7028 | 0 | 0 | 0
| 79 | Residential | Single Family | Envelope | Gas | 01-211 | 01-211.01 | Windows | [01-211]_Residential_Envelope_Efficient Windows_ROB_Gas_per sf | 1.8 W/m2K | 1.5 W/m2K | ENGINEER | 0.012146 | 0.0054813 | 0 | 0 | 3.6944e-05 | 0 | 2.2 | 20 | 0.72 | 0.27 | 0.4 | 0.13 | 0.2 | 1 | 1 | Replace on Burnout | 18.8671 | 9.0563 | 0.24293 | 0.11566 | 0 | 0 | 0.11661 | 0.013589 | 0.86871 | 0 | 0 | 0.14421 | 0.005783 | 0 | 1.0323 | 1.1799 | -0.14761 | 0.8749 | 0.013636 | 0.87843 | 0 | 0 | 0.14493 | 0.005783 | 0 | 1.0428 | 1.1799 | -0.13713 | 0.88378 | 0.013741 | 0.88921 | 0 | 0 | 0.1461 | 0.005783 | 0 | 1.0548 | 1.1799 | -0.12508 | 0.89399 | per sf | 33.9895 | 14360996.4518 | 0.005 | 8765.2253 | 3955.4899 | 0 | 0 | 3987.7907 | 19.1952 | 8809.0514 | 3975.2673 | 0 | 0 | 19.2912 | 8853.0966 | 3995.1437 | 0 | 0 | 19.3877 | 8765.2253 | 17574.2766 | 26427.3733 | 3955.4899 | 7930.7572 | 11925.9008 | 0 | 0 | 0 | 0 | 0 | 0 | 3987.7907 | 7995.5204 | 12023.2887 | 19.1952 | 38.4864 | 57.8741 | 8765.2253 | 3955.4899 | 0 | 0 | 3987.7907 | 19.1952 | 8809.0514 | 3975.2673 | 0 | 0 | 19.2912 | 8853.0966 | 3995.1437 | 0 | 0 | 19.3877 | 8765.2253 | 38.4864 | 26427.3733 | 3955.4899 | 7930.7572 | 11925.9008 | 0 | 0 | 0 | 0 | 0 | 0 | 3987.7907 | 7995.5204 | 12023.2887 | 19.1952 | 38.4864 | 57.8741 | 187323.9379 | 163889.5427 | 187323.9379 | 152912.9053 | 161952.3888 | 189001.9681 | 167036.4732 | 189001.9681 | 154956.0632 | 163403.143 | 190875.8808 | 170641.9603 | 190875.8808 | 157332.4526 | 165023.2491 | 158761.9667 | 160184.1414 | 161772.3318 | 0.011 | 0.010945 | 0.010891 | 1928.3635 | 870.2141 | 0 | 0 | 877.3203 | 4.223 | 1945.6376 | 878.0094 | 0 | 0 | 885.1793 | 4.2608 | 1964.9282 | 886.7146 | 0 | 0 | 893.9556 | 4.3031 | 38567.2707 | 38912.7527 | 39298.564 | 17404.2816 | 17560.1875 | 17734.2929 | 0 | 0 | 0 | 0 | 0 | 0 | 17546.4063 | 17703.5854 | 17879.1125 | 1928.3635 | 8.4838 | 5838.9294 | 870.2141 | 1748.2235 | 2634.9381 | 0 | 0 | 0 | 0 | 0 | 0 | 877.3203 | 1762.4996 | 2656.4552 | 4.223 | 8.4838 | 12.7869 | 1 | 1 | 1 | 1 | 1 | 1 | 1 | 1.65 | -0.6177 | 0.62563 | 1.65 | -0.60722 | 0.63199 | 1.65 | -0.59517 | 0.63929 | 8765.2253 | 3955.4899 | 0 | 0 | 3987.7907 | 19.1952 | 8809.0514 | 3975.2673 | 0 | 0 | 19.2912 | 8853.0966 | 3995.1437 | 0 | 0 | 19.3877 | 8765.2253 | 38.4864 | 26427.3733 | 3955.4899 | 7930.7572 | 11925.9008 | 0 | 0 | 0 | 0 | 0 | 0 | 3987.7907 | 7995.5204 | 12023.2887 | 19.1952 | 38.4864 | 57.8741 | 549012.2273 | 343481.1007 | 549012.2273 | 320476.1705 | 183004.0758 | 553223.2516 | 349629.6655 | 553223.2516 | 324343.7525 | 184407.7505 | 557638.9335 | 356492.7728 | 557638.9335 | 328687.5174 | 185879.6445 | 332734.6832 | 335286.8192 | 337962.99 | 0.023054 | 0.022939 | 0.022825 | 4041.4807 | 1823.8021 | 0 | 0 | 1838.6954 | 8.8506 | 4072.4796 | 1837.791 | 0 | 0 | 1852.7985 | 8.9184 | 4104.9851 | 1852.4597 | 0 | 0 | 1867.5871 | 8.9896 | 80829.6147 | 81449.5926 | 82099.7018 | 36476.0417 | 36755.8197 | 37049.1949 | 0 | 0 | 0 | 0 | 0 | 0 | 36773.908 | 37055.9706 | 37351.7416 | 4041.4807 | 17.769 | 12218.9455 | 1823.8021 | 3661.5931 | 5514.0528 | 0 | 0 | 0 | 0 | 0 | 0 | 1838.6954 | 3691.4939 | 5559.081 | 8.8506 | 17.769 | 26.7586 | 2.2 | -1.1677 | 0.46923 | 2.2 | -1.1572 | 0.47399 | 2.2 | -1.1452 | 0.47947 | 0 | 0 | 0 | 0 | 0 | 0 | 0 | 0 | 0 | 0 | 0 | 0 | 0 | 0 | 0 | 0 | 0 | 0 | 0 | 0 | 0 | 0 | 0 | 0 | 0 | 0 | 0 | 0 | 0 | 0 | 0 | 0 | 0 | 0 | 0 |  |  |  |  | 0 |  |  |  |  | 0 |  |  |  |  | 0 | 0 | 0 | 0 | 0 | 0 | 0 | 0 | 0 | 0 | 0 | 0 | 0 | 0 | 0 | 0 | 0 | 0 | 0 | 0 | 0 | 0 | 0 | 0 | 0 | 0 | 0 | 0 | 0 | 0 | 0 | 0 | 0 | 0 | 0 | 0 | 0 | 0 | 0 | 0 | 0 | 0 | 0 | 0 | 0 | 0 | 0 | 0 | 0 | 0 | 0 | 0 | 0 | 0 | 0 | 0 | 0
| 80 | Residential | Multi-Family | Envelope | Gas | 01-211 | 01-211.02 | Windows | [01-211]_Residential_Envelope_Efficient Windows_ROB_Gas_per sf | 1.8 W/m2K | 1.5 W/m2K | ENGINEER | 0.010079 | 0.0054236 | 0 | 0 | 3.0655e-05 | 0 | 2.2 | 20 | 0.72 | 0.27 | 0.4 | 0.13 | 0.2 | 1 | 1 | Replace on Burnout | 19.0928 | 10.914 | 0.20158 | 0.11444 | 0 | 0 | 0.11523 | 0.011276 | 0.85957 | 0 | 0 | 0.11966 | 0.0057222 | 0 | 0.99623 | 1.1799 | -0.18367 | 0.84433 | 0.011315 | 0.86918 | 0 | 0 | 0.12026 | 0.0057222 | 0 | 1.0065 | 1.1799 | -0.17342 | 0.85302 | 0.011402 | 0.87985 | 0 | 0 | 0.12123 | 0.0057222 | 0 | 1.0182 | 1.1799 | -0.1617 | 0.86295 | per sf | 23.754 | 1520664.6507 | 0.005 | 770.156 | 414.4323 | 0 | 0 | 417.2704 | 1.6866 | 774.0068 | 416.5044 | 0 | 0 | 1.695 | 777.8768 | 418.587 | 0 | 0 | 1.7035 | 770.156 | 1544.1628 | 2322.0396 | 414.4323 | 830.9367 | 1249.5237 | 0 | 0 | 0 | 0 | 0 | 0 | 417.2704 | 836.6271 | 1258.0807 | 1.6866 | 3.3816 | 5.0851 | 770.156 | 414.4323 | 0 | 0 | 417.2704 | 1.6866 | 774.0068 | 416.5044 | 0 | 0 | 1.695 | 777.8768 | 418.587 | 0 | 0 | 1.7035 | 770.156 | 3.3816 | 2322.0396 | 414.4323 | 830.9367 | 1249.5237 | 0 | 0 | 0 | 0 | 0 | 0 | 417.2704 | 836.6271 | 1258.0807 | 1.6866 | 3.3816 | 5.0851 | 8268.6338 | 6981.484 | 8268.6338 | 6645.6734 | 7148.7126 | 8366.2715 | 7136.5899 | 8366.2715 | 6753.2332 | 7233.1261 | 8478.8251 | 7316.8207 | 8478.8251 | 6880.4019 | 7330.4352 | 7007.8847 | 7090.6353 | 7186.0274 | 0.0045855 | 0.0045627 | 0.00454 | 70.6311 | 38.0076 | 0 | 0 | 38.2679 | 0.15468 | 71.4652 | 38.4565 | 0 | 0 | 38.7198 | 0.1565 | 72.4266 | 38.9738 | 0 | 0 | 39.2407 | 0.15861 | 1412.6225 | 1429.3031 | 1448.5319 | 760.153 | 769.129 | 779.4763 | 0 | 0 | 0 | 0 | 0 | 0 | 765.3587 | 774.3962 | 784.8143 | 70.6311 | 0.31118 | 214.5229 | 38.0076 | 76.4641 | 115.4379 | 0 | 0 | 0 | 0 | 0 | 0 | 38.2679 | 76.9877 | 116.2285 | 0.15468 | 0.31118 | 0.46979 | 1 | 1 | 1 | 1 | 1 | 1 | 1 | 1.65 | -0.65377 | 0.60378 | 1.65 | -0.64352 | 0.60999 | 1.65 | -0.6318 | 0.61709 | 770.156 | 414.4323 | 0 | 0 | 417.2704 | 1.6866 | 774.0068 | 416.5044 | 0 | 0 | 1.695 | 777.8768 | 418.587 | 0 | 0 | 1.7035 | 770.156 | 3.3816 | 2322.0396 | 414.4323 | 830.9367 | 1249.5237 | 0 | 0 | 0 | 0 | 0 | 0 | 417.2704 | 836.6271 | 1258.0807 | 1.6866 | 3.3816 | 5.0851 | 44923.9397 | 27124.0596 | 44923.9397 | 25819.3876 | 14974.6466 | 45290.4051 | 27626.6265 | 45290.4051 | 26142.6049 | 15096.8017 | 45676.5365 | 28186.6046 | 45676.5365 | 26505.3877 | 15225.5122 | 27226.6301 | 27448.7304 | 27682.7494 | 0.017815 | 0.017727 | 0.017639 | 274.412 | 147.6651 | 0 | 0 | 148.6764 | 0.60094 | 276.6505 | 148.8697 | 0 | 0 | 149.8892 | 0.60585 | 279.0091 | 150.1389 | 0 | 0 | 151.1671 | 0.61101 | 5488.2398 | 5533.0099 | 5580.1825 | 2953.3026 | 2977.3941 | 3002.7784 | 0 | 0 | 0 | 0 | 0 | 0 | 2973.5274 | 2997.7838 | 3023.342 | 274.412 | 1.2068 | 830.0716 | 147.6651 | 296.5348 | 446.6738 | 0 | 0 | 0 | 0 | 0 | 0 | 148.6764 | 298.5656 | 449.7327 | 0.60094 | 1.2068 | 1.8178 | 2.2 | -1.2038 | 0.45283 | 2.2 | -1.1935 | 0.45749 | 2.2 | -1.1818 | 0.46282 | 0 | 0 | 0 | 0 | 0 | 0 | 0 | 0 | 0 | 0 | 0 | 0 | 0 | 0 | 0 | 0 | 0 | 0 | 0 | 0 | 0 | 0 | 0 | 0 | 0 | 0 | 0 | 0 | 0 | 0 | 0 | 0 | 0 | 0 | 0 |  |  |  |  | 0 |  |  |  |  | 0 |  |  |  |  | 0 | 0 | 0 | 0 | 0 | 0 | 0 | 0 | 0 | 0 | 0 | 0 | 0 | 0 | 0 | 0 | 0 | 0 | 0 | 0 | 0 | 0 | 0 | 0 | 0 | 0 | 0 | 0 | 0 | 0 | 0 | 0 | 0 | 0 | 0 | 0 | 0 | 0 | 0 | 0 | 0 | 0 | 0 | 0 | 0 | 0 | 0 | 0 | 0 | 0 | 0 | 0 | 0 | 0 | 0 | 0 | 0
| 81 | Residential | Low Income | Envelope | Gas | 01-211 | 01-211.03 | Windows | [01-211]_Residential_Envelope_Efficient Windows_ROB_Gas_per sf | 1.8 W/m2K | 1.5 W/m2K | ENGINEER | 0.0038765 | 0.0055281 | 0 | 0 | 1.1791e-05 | 0 | 2.2 | 20 | 0.72 | 0.27 | 0.4 | 0.13 | 0.2 | 0.87 | 1 | Replace on Burnout | 18.8178 | 32.6165 | 0.06745 | 0.11665 | 0 | 0 | 0.11691 | 0.0037732 | 0.87613 | 0 | 0 | 0.046025 | 0.0058324 | 0 | 1.1181 | 2.2 | -1.0819 | 0.50824 | 0.0037861 | 0.88593 | 0 | 0 | 0.046254 | 0.0058324 | 0 | 1.1302 | 2.2 | -1.0698 | 0.51371 | 0.0038154 | 0.8968 | 0 | 0 | 0.046626 | 0.0058324 | 0 | 1.1437 | 2.2 | -1.0563 | 0.51986 | per sf | 16.5305 | 2539767.5064 | 0.005 | 430.4127 | 705.5107 | 0 | 0 | 707.0968 | 1.0834 | 432.5648 | 709.0383 | 0 | 0 | 1.0888 | 434.7276 | 712.5834 | 0 | 0 | 1.0943 | 430.4127 | 862.9776 | 1297.7052 | 705.5107 | 1414.549 | 2127.1324 | 0 | 0 | 0 | 0 | 0 | 0 | 707.0968 | 1417.7291 | 2131.9146 | 1.0834 | 2.1723 | 3.2665 | 430.4127 | 705.5107 | 0 | 0 | 707.0968 | 1.0834 | 432.5648 | 709.0383 | 0 | 0 | 1.0888 | 434.7276 | 712.5834 | 0 | 0 | 1.0943 | 430.4127 | 2.1723 | 1297.7052 | 705.5107 | 1414.549 | 2127.1324 | 0 | 0 | 0 | 0 | 0 | 0 | 707.0968 | 1417.7291 | 2131.9146 | 1.0834 | 2.1723 | 3.2665 | 196539.9085 | 99888.5083 | 196539.9085 | 69215.3592 | 0 | 197522.608 | 101469.8411 | 197522.608 | 69852.1843 | 0 | 198510.2211 | 103197.6541 | 198510.2211 | 70557.6989 | 0 | 89336.322 | 89783.0036 | 90231.9187 | 0.035 | 0.034826 | 0.034653 | 301.2889 | 493.8575 | 0 | 0 | 494.9678 | 0.75839 | 302.7954 | 496.3268 | 0 | 0 | 497.4426 | 0.76218 | 304.3093 | 498.8084 | 0 | 0 | 499.9298 | 0.766 | 6025.7784 | 6055.9073 | 6086.1869 | 9877.1499 | 9926.5356 | 9976.1683 | 0 | 0 | 0 | 0 | 0 | 0 | 9899.3555 | 9948.8523 | 9998.5966 | 301.2889 | 1.5206 | 908.3936 | 493.8575 | 990.1843 | 1488.9927 | 0 | 0 | 0 | 0 | 0 | 0 | 494.9678 | 992.4104 | 1492.3402 | 0.75839 | 1.5206 | 2.2866 | 1 | 1 | 1 | 1 | 1 | 1 | 1 | 2.2 | -1.0819 | 0.50824 | 2.2 | -1.0698 | 0.51371 | 2.2 | -1.0563 | 0.51986 | 430.4127 | 705.5107 | 0 | 0 | 707.0968 | 1.0834 | 432.5648 | 709.0383 | 0 | 0 | 1.0888 | 434.7276 | 712.5834 | 0 | 0 | 1.0943 | 430.4127 | 2.1723 | 1297.7052 | 705.5107 | 1414.549 | 2127.1324 | 0 | 0 | 0 | 0 | 0 | 0 | 707.0968 | 1417.7291 | 2131.9146 | 1.0834 | 2.1723 | 3.2665 | 196539.9085 | 99888.5083 | 196539.9085 | 69215.3592 | 0 | 197522.608 | 101469.8411 | 197522.608 | 69852.1843 | 0 | 198510.2211 | 103197.6541 | 198510.2211 | 70557.6989 | 0 | 89336.322 | 89783.0036 | 90231.9187 | 0.035 | 0.034826 | 0.034653 | 301.2889 | 493.8575 | 0 | 0 | 494.9678 | 0.75839 | 302.7954 | 496.3268 | 0 | 0 | 497.4426 | 0.76218 | 304.3093 | 498.8084 | 0 | 0 | 499.9298 | 0.766 | 6025.7784 | 6055.9073 | 6086.1869 | 9877.1499 | 9926.5356 | 9976.1683 | 0 | 0 | 0 | 0 | 0 | 0 | 9899.3555 | 9948.8523 | 9998.5966 | 301.2889 | 1.5206 | 908.3936 | 493.8575 | 990.1843 | 1488.9927 | 0 | 0 | 0 | 0 | 0 | 0 | 494.9678 | 992.4104 | 1492.3402 | 0.75839 | 1.5206 | 2.2866 | 2.2 | -1.0819 | 0.50824 | 2.2 | -1.0698 | 0.51371 | 2.2 | -1.0563 | 0.51986 | 430.4127 | 705.5107 | 0 | 0 | 707.0968 | 1.0834 | 432.5648 | 709.0383 | 0 | 0 | 1.0888 | 434.7276 | 712.5834 | 0 | 0 | 1.0943 | 430.4127 | 2.1723 | 1297.7052 | 705.5107 | 1414.549 | 2127.1324 | 0 | 0 | 0 | 0 | 0 | 0 | 707.0968 | 1417.7291 | 2131.9146 | 1.0834 | 2.1723 | 3.2665 | 196539.9085 | 99888.5083 | 196539.9085 | 69215.3592 | 0 | 197522.608 | 101469.8411 | 197522.608 | 69852.1843 | 0 | 198510.2211 | 103197.6541 | 198510.2211 | 70557.6989 | 0 | 89336.322 | 89783.0036 | 90231.9187 | 0.035 | 0.034826 | 0.034653 | 301.2889 | 493.8575 | 0 | 0 | 494.9678 | 0.75839 | 302.7954 | 496.3268 | 0 | 0 | 497.4426 | 0.76218 | 304.3093 | 498.8084 | 0 | 0 | 499.9298 | 0.766 | 6025.7784 | 6055.9073 | 6086.1869 | 9877.1499 | 9926.5356 | 9976.1683 | 0 | 0 | 0 | 0 | 0 | 0 | 9899.3555 | 9948.8523 | 9998.5966 | 301.2889 | 1.5206 | 908.3936 | 493.8575 | 990.1843 | 1488.9927 | 0 | 0 | 0 | 0 | 0 | 0 | 494.9678 | 992.4104 | 1492.3402 | 0.75839 | 1.5206 | 2.2866
| 82 | Residential | Single Family | Envelope | Oil | 01-212 | 01-212.01 | Windows | [01-212]_Residential_Envelope_Efficient Windows_ROB_Oil_per sf | 1.8 W/m2K | 1.5 W/m2K | ENGINEER | 0.012146 | 0 | 0.0052265 | 0 | 3.6944e-05 | 0 | 2.2 | 20 | 0.72 | 0.27 | 0.4 | 0.13 | 0.2 | 1 | 1 | Replace on Burnout | 19.7791 | 9.0563 | 0.24293 | 0 | 0.11028 | 0 | 0.11123 | 0.013589 | 0 | 2.0658 | 0 | 0.14421 | 0.0055142 | 0 | 2.2291 | 1.1615 | 1.0676 | 1.9192 | 0.013636 | 0 | 2.1121 | 0 | 0.14493 | 0.0055142 | 0 | 2.2762 | 1.1615 | 1.1147 | 1.9597 | 0.013741 | 0 | 2.1518 | 0 | 0.1461 | 0.0055142 | 0 | 2.3171 | 1.1615 | 1.1556 | 1.9949 | per sf | 103.6974 | 43813475.3815 | 0.005 | 26741.5274 | 0 | 11506.704 | 0 | 11605.2496 | 58.5621 | 26875.2351 | 0 | 11564.2375 | 0 | 58.8549 | 27009.6113 | 0 | 11622.0587 | 0 | 59.1492 | 26741.5274 | 53616.7625 | 80626.3738 | 0 | 0 | 0 | 11506.704 | 23070.9416 | 34693.0003 | 0 | 0 | 0 | 11605.2496 | 23268.5254 | 34990.1175 | 58.5621 | 117.417 | 176.5662 | 26741.5274 | 0 | 11506.704 | 0 | 11605.2496 | 58.5621 | 26875.2351 | 0 | 11564.2375 | 0 | 58.8549 | 27009.6113 | 0 | 11622.0587 | 0 | 59.1492 | 26741.5274 | 117.417 | 80626.3738 | 0 | 0 | 0 | 11506.704 | 23070.9416 | 34693.0003 | 0 | 0 | 0 | 11605.2496 | 23268.5254 | 34990.1175 | 58.5621 | 117.417 | 176.5662 | 1009183.2791 | 1936797.5681 | 1009183.2791 | 1820508.6644 | 902293.3234 | 1028101.583 | 2014769.7318 | 1028101.583 | 1895943.3965 | 919207.8518 | 1044786.1876 | 2084248.278 | 1044786.1876 | 1962824.4915 | 934125.2684 | 868853.0011 | 885140.6522 | 899505.2073 | 0.019732 | 0.019634 | 0.019536 | 10553.3112 | 0 | 4541.0207 | 0 | 4579.9108 | 23.111 | 10751.1452 | 0 | 4626.1473 | 0 | 4665.7665 | 23.5443 | 10925.6208 | 0 | 4701.223 | 0 | 4741.4852 | 23.9264 | 211066.2244 | 215022.904 | 218512.4154 | 0 | 0 | 0 | 90820.4132 | 92522.9466 | 94024.4604 | 0 | 0 | 0 | 91598.216 | 93315.3301 | 94829.7033 | 10553.3112 | 46.6553 | 32230.0772 | 0 | 0 | 0 | 4541.0207 | 9167.168 | 13868.391 | 0 | 0 | 0 | 4579.9108 | 9245.6773 | 13987.1625 | 23.111 | 46.6553 | 70.5816 | 1 | 1 | 1 | 1 | 1 | 1 | 1 | 1.65 | 0.57914 | 1.351 | 1.65 | 0.62621 | 1.3795 | 1.65 | 0.66711 | 1.4043 | 26741.5274 | 0 | 11506.704 | 0 | 11605.2496 | 58.5621 | 26875.2351 | 0 | 11564.2375 | 0 | 58.8549 | 27009.6113 | 0 | 11622.0587 | 0 | 59.1492 | 26741.5274 | 117.417 | 80626.3738 | 0 | 0 | 0 | 11506.704 | 23070.9416 | 34693.0003 | 0 | 0 | 0 | 11605.2496 | 23268.5254 | 34990.1175 | 58.5621 | 117.417 | 176.5662 | 2400177.0424 | 3242628.9726 | 2400177.0424 | 3047935.5393 | 800059.0141 | 2430649.5218 | 3353138.779 | 2430649.5218 | 3155378.6148 | 810216.5073 | 2458492.71 | 3452476.651 | 2458492.71 | 3251342.8455 | 819497.57 | 1454652.753 | 1473120.9223 | 1489995.5818 | 0.033036 | 0.032871 | 0.032708 | 17668.5851 | 0 | 7602.6764 | 0 | 7667.7871 | 38.693 | 17892.9042 | 0 | 7699.1994 | 0 | 7765.1368 | 39.1842 | 18097.8682 | 0 | 7787.3941 | 0 | 7854.0868 | 39.6331 | 353371.7026 | 357858.085 | 361957.3638 | 0 | 0 | 0 | 152053.528 | 153983.9889 | 155747.8817 | 0 | 0 | 0 | 153355.7425 | 155302.7362 | 157081.7353 | 17668.5851 | 77.8772 | 53659.3576 | 0 | 0 | 0 | 7602.6764 | 15301.8758 | 23089.2699 | 0 | 0 | 0 | 7667.7871 | 15432.9239 | 23287.0107 | 38.693 | 77.8772 | 117.5103 | 2.2 | 0.029143 | 1.0132 | 2.2 | 0.076214 | 1.0346 | 2.2 | 0.11711 | 1.0532 | 26741.5274 | 0 | 11506.704 | 0 | 11605.2496 | 58.5621 | 26875.2351 | 0 | 11564.2375 | 0 | 58.8549 | 27009.6113 | 0 | 11622.0587 | 0 | 59.1492 | 26741.5274 | 117.417 | 80626.3738 | 0 | 0 | 0 | 11506.704 | 23070.9416 | 34693.0003 | 0 | 0 | 0 | 11605.2496 | 23268.5254 | 34990.1175 | 58.5621 | 117.417 | 176.5662 | 4843579.7034 | 4907741.679 | 4843579.7034 | 4613071.8029 | 0 | 4867797.6019 | 5036431.8551 | 4867797.6019 | 4739395.0618 | 0 | 4892136.59 | 5152543.4513 | 4892136.59 | 4852367.4394 | 0 | 2201627.1379 | 2212635.2736 | 2223698.45 | 0.05 | 0.049751 | 0.049504 | 26741.5274 | 0 | 11506.704 | 0 | 11605.2496 | 58.5621 | 26875.2351 | 0 | 11564.2375 | 0 | 11663.2758 | 58.8549 | 27009.6113 | 0 | 11622.0587 | 0 | 11721.5922 | 59.1492 | 534830.5489 | 537504.7016 | 540192.2251 | 0 | 0 | 0 | 230134.0804 | 231284.7508 | 232441.1746 | 0 | 0 | 0 | 232104.9911 | 233265.5161 | 234431.8437 | 26741.5274 | 117.417 | 80626.3738 | 0 | 0 | 0 | 11506.704 | 23070.9416 | 34693.0003 | 0 | 0 | 0 | 11605.2496 | 23268.5254 | 34990.1175 | 58.5621 | 117.417 | 176.5662
| 83 | Residential | Multi-Family | Envelope | Oil | 01-212 | 01-212.02 | Windows | [01-212]_Residential_Envelope_Efficient Windows_ROB_Oil_per sf | 1.8 W/m2K | 1.5 W/m2K | ENGINEER | 0.010079 | 0 | 0.0054326 | 0 | 3.0655e-05 | 0 | 2.2 | 20 | 0.72 | 0.27 | 0.4 | 0.13 | 0.2 | 1 | 1 | Replace on Burnout | 19.0612 | 10.914 | 0.20158 | 0 | 0.11463 | 0 | 0.11542 | 0.011276 | 0 | 2.1473 | 0 | 0.11966 | 0.0057317 | 0 | 2.284 | 1.1615 | 1.1225 | 1.9664 | 0.011315 | 0 | 2.1954 | 0 | 0.12026 | 0.0057317 | 0 | 2.3327 | 1.1615 | 1.1712 | 2.0084 | 0.011402 | 0 | 2.2366 | 0 | 0.12123 | 0.0057317 | 0 | 2.375 | 1.1615 | 1.2135 | 2.0447 | per sf | 20.8266 | 1333261.114 | 0.005 | 675.2436 | 0 | 363.9643 | 0 | 366.4527 | 1.4787 | 678.6198 | 0 | 365.7841 | 0 | 1.4861 | 682.0129 | 0 | 367.613 | 0 | 1.4936 | 675.2436 | 1353.8634 | 2035.8763 | 0 | 0 | 0 | 363.9643 | 729.7484 | 1097.3615 | 0 | 0 | 0 | 366.4527 | 734.7376 | 1104.8639 | 1.4787 | 2.9649 | 4.4584 | 675.2436 | 0 | 363.9643 | 0 | 366.4527 | 1.4787 | 678.6198 | 0 | 365.7841 | 0 | 1.4861 | 682.0129 | 0 | 367.613 | 0 | 1.4936 | 675.2436 | 2.9649 | 2035.8763 | 0 | 0 | 0 | 363.9643 | 729.7484 | 1097.3615 | 0 | 0 | 0 | 366.4527 | 734.7376 | 1104.8639 | 1.4787 | 2.9649 | 4.4584 | 19393.912 | 38135.9248 | 19393.912 | 36262.2345 | 17339.7615 | 19892.6289 | 39951.8149 | 19892.6289 | 38024.2031 | 17785.6556 | 20330.1299 | 41569.7645 | 20330.1299 | 39588.9553 | 18176.8177 | 16697.1243 | 17126.493 | 17503.158 | 0.012461 | 0.012399 | 0.012338 | 168.2871 | 0 | 90.7088 | 0 | 91.3289 | 0.36854 | 172.6146 | 0 | 93.0413 | 0 | 93.6774 | 0.37801 | 176.411 | 0 | 95.0876 | 0 | 95.7377 | 0.38633 | 3365.7423 | 3452.2928 | 3528.2195 | 0 | 0 | 0 | 1814.1751 | 1860.8268 | 1901.7522 | 0 | 0 | 0 | 1826.5782 | 1873.5489 | 1914.7541 | 168.2871 | 0.74655 | 517.3127 | 0 | 0 | 0 | 90.7088 | 183.7501 | 278.8377 | 0 | 0 | 0 | 91.3289 | 185.0064 | 280.7441 | 0.36854 | 0.74655 | 1.1329 | 1 | 1 | 1 | 1 | 1 | 1 | 1 | 1.65 | 0.63398 | 1.3842 | 1.65 | 0.68275 | 1.4138 | 1.65 | 0.72499 | 1.4394 | 675.2436 | 0 | 363.9643 | 0 | 366.4527 | 1.4787 | 678.6198 | 0 | 365.7841 | 0 | 1.4861 | 682.0129 | 0 | 367.613 | 0 | 1.4936 | 675.2436 | 2.9649 | 2035.8763 | 0 | 0 | 0 | 363.9643 | 729.7484 | 1097.3615 | 0 | 0 | 0 | 366.4527 | 734.7376 | 1104.8639 | 1.4787 | 2.9649 | 4.4584 | 61325.8413 | 84889.1475 | 61325.8413 | 80718.3827 | 20441.9471 | 62178.8962 | 87907.7443 | 62178.8962 | 83666.335 | 20726.2987 | 62945.6499 | 90603.0728 | 62945.6499 | 86285.815 | 20981.8833 | 37167.1765 | 37684.1795 | 38148.8787 | 0.027738 | 0.0276 | 0.027463 | 374.6009 | 0 | 201.9143 | 0 | 203.2948 | 0.82035 | 379.8116 | 0 | 204.723 | 0 | 206.1226 | 0.83176 | 384.4952 | 0 | 207.2475 | 0 | 208.6644 | 0.84202 | 7492.017 | 7596.2325 | 7689.9048 | 0 | 0 | 0 | 4038.2861 | 4094.4595 | 4144.9499 | 0 | 0 | 0 | 4065.895 | 4122.4524 | 4173.2881 | 374.6009 | 1.6521 | 1138.9077 | 0 | 0 | 0 | 201.9143 | 406.6373 | 613.8848 | 0 | 0 | 0 | 203.2948 | 409.4174 | 618.0818 | 0.82035 | 1.6521 | 2.4941 | 2.2 | 0.083982 | 1.0382 | 2.2 | 0.13275 | 1.0603 | 2.2 | 0.17499 | 1.0795 | 675.2436 | 0 | 363.9643 | 0 | 366.4527 | 1.4787 | 678.6198 | 0 | 365.7841 | 0 | 1.4861 | 682.0129 | 0 | 367.613 | 0 | 1.4936 | 675.2436 | 2.9649 | 2035.8763 | 0 | 0 | 0 | 363.9643 | 729.7484 | 1097.3615 | 0 | 0 | 0 | 366.4527 | 734.7376 | 1104.8639 | 1.4787 | 2.9649 | 4.4584 | 132652.8145 | 137716.631 | 132652.8145 | 130950.3517 | 0 | 133316.0786 | 141360.4509 | 133316.0786 | 134540.0332 | 0 | 133982.659 | 144639.5498 | 133982.659 | 137747.441 | 0 | 60296.7339 | 60598.2175 | 60901.2086 | 0.045 | 0.044776 | 0.044553 | 607.7192 | 0 | 327.5679 | 0 | 329.8074 | 1.3309 | 610.7578 | 0 | 329.2057 | 0 | 331.4564 | 1.3375 | 613.8116 | 0 | 330.8517 | 0 | 333.1137 | 1.3442 | 12154.3846 | 12215.1565 | 12276.2323 | 0 | 0 | 0 | 6551.3575 | 6584.1143 | 6617.0349 | 0 | 0 | 0 | 6596.1478 | 6629.1285 | 6662.2742 | 607.7192 | 2.6684 | 1832.2887 | 0 | 0 | 0 | 327.5679 | 656.7736 | 987.6253 | 0 | 0 | 0 | 329.8074 | 661.2638 | 994.3775 | 1.3309 | 2.6684 | 4.0126
| 84 | Residential | Low Income | Envelope | Oil | 01-212 | 01-212.03 | Windows | [01-212]_Residential_Envelope_Efficient Windows_ROB_Oil_per sf | 1.8 W/m2K | 1.5 W/m2K | ENGINEER | 0.0038765 | 0 | 0.0054796 | 0 | 1.1791e-05 | 0 | 2.2 | 20 | 0.72 | 0.27 | 0.4 | 0.13 | 0.2 | 0.87 | 1 | Replace on Burnout | 18.9837 | 32.6165 | 0.06745 | 0 | 0.11563 | 0 | 0.11589 | 0.0037732 | 0 | 2.1659 | 0 | 0.046025 | 0.0057813 | 0 | 2.6658 | 2.2 | 0.46578 | 1.2117 | 0.0037861 | 0 | 2.2145 | 0 | 0.046254 | 0.0057813 | 0 | 2.7243 | 2.2 | 0.52433 | 1.2383 | 0.0038154 | 0 | 2.256 | 0 | 0.046626 | 0.0057813 | 0 | 2.7747 | 2.2 | 0.57465 | 1.2612 | per sf | 96.2324 | 14785249.0117 | 0.005 | 2505.6465 | 0 | 4071.1404 | 0 | 4080.374 | 6.3071 | 2518.1748 | 0 | 4091.4961 | 0 | 6.3387 | 2530.7656 | 0 | 4111.9536 | 0 | 6.3703 | 2505.6465 | 5023.8213 | 7554.5869 | 0 | 0 | 0 | 4071.1404 | 8162.6365 | 12274.5901 | 0 | 0 | 0 | 4080.374 | 8181.1499 | 12302.4296 | 6.3071 | 12.6458 | 19.0161 | 2505.6465 | 0 | 4071.1404 | 0 | 4080.374 | 6.3071 | 2518.1748 | 0 | 4091.4961 | 0 | 6.3387 | 2530.7656 | 0 | 4111.9536 | 0 | 6.3703 | 2505.6465 | 12.6458 | 7554.5869 | 0 | 0 | 0 | 4071.1404 | 8162.6365 | 12274.5901 | 0 | 0 | 0 | 4080.374 | 8181.1499 | 12302.4296 | 6.3071 | 12.6458 | 19.0161 | 228831.299 | 277278.5542 | 228831.299 | 270966.4142 | 0 | 229975.4554 | 284785.5431 | 229975.4554 | 278419.1804 | 0 | 231125.3327 | 291496.7476 | 231125.3327 | 285059.2381 | 0 | 104014.2268 | 104534.2979 | 105056.9694 | 0.007 | 0.0069652 | 0.0069305 | 350.7905 | 0 | 569.9597 | 0 | 571.2524 | 0.883 | 352.5445 | 0 | 572.8095 | 0 | 574.1086 | 0.88741 | 354.3072 | 0 | 575.6735 | 0 | 576.9792 | 0.89185 | 7015.8103 | 7050.8893 | 7086.1437 | 0 | 0 | 0 | 11399.1932 | 11456.1891 | 11513.4701 | 0 | 0 | 0 | 11425.0472 | 11482.1725 | 11539.5833 | 350.7905 | 1.7704 | 1057.6422 | 0 | 0 | 0 | 569.9597 | 1142.7691 | 1718.4426 | 0 | 0 | 0 | 571.2524 | 1145.361 | 1722.3401 | 0.883 | 1.7704 | 2.6623 | 1 | 1 | 1 | 1 | 1 | 1 | 1 | 2.2 | 0.46578 | 1.2117 | 2.2 | 0.52433 | 1.2383 | 2.2 | 0.57465 | 1.2612 | 2505.6465 | 0 | 4071.1404 | 0 | 4080.374 | 6.3071 | 2518.1748 | 0 | 4091.4961 | 0 | 6.3387 | 2530.7656 | 0 | 4111.9536 | 0 | 6.3703 | 2505.6465 | 12.6458 | 7554.5869 | 0 | 0 | 0 | 4071.1404 | 8162.6365 | 12274.5901 | 0 | 0 | 0 | 4080.374 | 8181.1499 | 12302.4296 | 6.3071 | 12.6458 | 19.0161 | 228831.299 | 277278.5542 | 228831.299 | 270966.4142 | 0 | 229975.4554 | 284785.5431 | 229975.4554 | 278419.1804 | 0 | 231125.3327 | 291496.7476 | 231125.3327 | 285059.2381 | 0 | 104014.2268 | 104534.2979 | 105056.9694 | 0.007 | 0.0069652 | 0.0069305 | 350.7905 | 0 | 569.9597 | 0 | 571.2524 | 0.883 | 352.5445 | 0 | 572.8095 | 0 | 574.1086 | 0.88741 | 354.3072 | 0 | 575.6735 | 0 | 576.9792 | 0.89185 | 7015.8103 | 7050.8893 | 7086.1437 | 0 | 0 | 0 | 11399.1932 | 11456.1891 | 11513.4701 | 0 | 0 | 0 | 11425.0472 | 11482.1725 | 11539.5833 | 350.7905 | 1.7704 | 1057.6422 | 0 | 0 | 0 | 569.9597 | 1142.7691 | 1718.4426 | 0 | 0 | 0 | 571.2524 | 1145.361 | 1722.3401 | 0.883 | 1.7704 | 2.6623 | 2.2 | 0.46578 | 1.2117 | 2.2 | 0.52433 | 1.2383 | 2.2 | 0.57465 | 1.2612 | 2505.6465 | 0 | 4071.1404 | 0 | 4080.374 | 6.3071 | 2518.1748 | 0 | 4091.4961 | 0 | 6.3387 | 2530.7656 | 0 | 4111.9536 | 0 | 6.3703 | 2505.6465 | 12.6458 | 7554.5869 | 0 | 0 | 0 | 4071.1404 | 8162.6365 | 12274.5901 | 0 | 0 | 0 | 4080.374 | 8181.1499 | 12302.4296 | 6.3071 | 12.6458 | 19.0161 | 228831.299 | 277278.5542 | 228831.299 | 270966.4142 | 0 | 229975.4554 | 284785.5431 | 229975.4554 | 278419.1804 | 0 | 231125.3327 | 291496.7476 | 231125.3327 | 285059.2381 | 0 | 104014.2268 | 104534.2979 | 105056.9694 | 0.007 | 0.0069652 | 0.0069305 | 350.7905 | 0 | 569.9597 | 0 | 571.2524 | 0.883 | 352.5445 | 0 | 572.8095 | 0 | 574.1086 | 0.88741 | 354.3072 | 0 | 575.6735 | 0 | 576.9792 | 0.89185 | 7015.8103 | 7050.8893 | 7086.1437 | 0 | 0 | 0 | 11399.1932 | 11456.1891 | 11513.4701 | 0 | 0 | 0 | 11425.0472 | 11482.1725 | 11539.5833 | 350.7905 | 1.7704 | 1057.6422 | 0 | 0 | 0 | 569.9597 | 1142.7691 | 1718.4426 | 0 | 0 | 0 | 571.2524 | 1145.361 | 1722.3401 | 0.883 | 1.7704 | 2.6623
| 85 | Residential | Single Family | Envelope | Electric | 01-154 | 01-154.01 | New Construction | [01-154]_Residential_Envelope_New Home Construction_ENERGY STAR Certified Home_NEW_Electric_per home | 2018 IECC | ENERGY STAR v3.1, Rev 10 | ENGINEER | 4819.7562 | 0 | 0 | 0 | 2.9319 | 0 | 1445 | 25 | 0.72 | 0.27 | 0.4 | 0.13 | 0.2 | 1 | 1 | New Construction/Installs | 3.0844 | 0.011992 | 120493.905 | 0 | 0 | 0 | 468.4803 | 6443.1617 | 0 | 0 | 0 | 13032.0692 | 0 | 0 | 19475.2309 | 905.2243 | 18570.0066 | 21.5143 | 6487.9888 | 0 | 0 | 0 | 12865.044 | 0 | 0 | 19353.0327 | 905.2243 | 18447.8084 | 21.3793 | 6555.7975 | 0 | 0 | 0 | 12725.4516 | 0 | 0 | 19281.2491 | 905.2243 | 18376.0248 | 21.3 | per home | 0.00043425 | 183.4762 | 0.005 | 888732.1508 | 0 | 0 | 0 | 3275.078 | 389.2524 | 893175.8115 | 0 | 0 | 0 | 391.1986 | 897641.6906 | 0 | 0 | 0 | 393.1546 | 888732.1508 | 1781907.9623 | 2679549.6528 | 0 | 0 | 0 | 0 | 0 | 0 | 0 | 0 | 0 | 3275.078 | 6566.5313 | 9874.4419 | 389.2524 | 780.451 | 1173.6056 | 888732.1508 | 0 | 0 | 0 | 3275.078 | 389.2524 | 893175.8115 | 0 | 0 | 0 | 391.1986 | 897641.6906 | 0 | 0 | 0 | 393.1546 | 888732.1508 | 780.451 | 2679549.6528 | 0 | 0 | 0 | 0 | 0 | 0 | 0 | 0 | 0 | 3275.078 | 6566.5313 | 9874.4419 | 389.2524 | 780.451 | 1173.6056 | 102515.0186 | 2205534.7411 | 102515.0186 | 1617173.0992 | 61128.6228 | 103354.6493 | 2209646.7097 | 103354.6493 | 1657154.9972 | 61629.2857 | 104286.2498 | 2221293.8193 | 104286.2498 | 1707274.4806 | 62184.7892 | 113.2482 | 114.1757 | 115.2049 | 0.61417 | 0.61111 | 0.60807 | 545828.6884 | 0 | 0 | 0 | 2011.4401 | 239.0654 | 550299.1994 | 0 | 0 | 0 | 2027.9145 | 241.0234 | 555259.3925 | 0 | 0 | 0 | 2046.1933 | 243.1959 | 13645717.21 | 13757479.9838 | 13881484.8116 | 0 | 0 | 0 | 0 | 0 | 0 | 0 | 0 | 0 | 50286.003 | 50697.8614 | 51154.8331 | 545828.6884 | 480.0888 | 1651387.2802 | 0 | 0 | 0 | 0 | 0 | 0 | 0 | 0 | 0 | 2011.4401 | 4039.3546 | 6085.5479 | 239.0654 | 480.0888 | 723.2847 | 1 | 1 | 1 | 1 | 1 | 1 | 1 | 1083.75 | 18391.4809 | 17.9702 | 1083.75 | 18269.2827 | 17.8575 | 1083.75 | 18197.4991 | 17.7912 | 888732.1508 | 0 | 0 | 0 | 3275.078 | 389.2524 | 893175.8115 | 0 | 0 | 0 | 391.1986 | 897641.6906 | 0 | 0 | 0 | 393.1546 | 888732.1508 | 780.451 | 2679549.6528 | 0 | 0 | 0 | 0 | 0 | 0 | 0 | 0 | 0 | 3275.078 | 6566.5313 | 9874.4419 | 389.2524 | 780.451 | 1173.6056 | 145024.8154 | 2606128.5046 | 145024.8154 | 1910902.0739 | 48341.6051 | 145972.0233 | 2606690.9777 | 145972.0233 | 1954923.817 | 48657.3411 | 146983.4767 | 2615017.3252 | 146983.4767 | 2009888.2493 | 48994.4922 | 133.8176 | 134.6916 | 135.6249 | 0.72572 | 0.72211 | 0.71851 | 644968.1689 | 0 | 0 | 0 | 2376.7803 | 282.4871 | 649180.682 | 0 | 0 | 0 | 2392.3038 | 284.3321 | 653678.9139 | 0 | 0 | 0 | 2408.8803 | 286.3023 | 16124204.2234 | 16229517.0498 | 16341972.8478 | 0 | 0 | 0 | 0 | 0 | 0 | 0 | 0 | 0 | 59419.5065 | 59807.5961 | 60222.0084 | 644968.1689 | 566.8193 | 1947827.7648 | 0 | 0 | 0 | 0 | 0 | 0 | 0 | 0 | 0 | 2376.7803 | 4769.0841 | 7177.9644 | 282.4871 | 566.8193 | 853.1216 | 1445 | 18030.2309 | 13.4777 | 1445 | 17908.0327 | 13.3931 | 1445 | 17836.2491 | 13.3434 | 888732.1508 | 0 | 0 | 0 | 3275.078 | 389.2524 | 893175.8115 | 0 | 0 | 0 | 391.1986 | 897641.6906 | 0 | 0 | 0 | 393.1546 | 888732.1508 | 780.451 | 2679549.6528 | 0 | 0 | 0 | 0 | 0 | 0 | 0 | 0 | 0 | 3275.078 | 6566.5313 | 9874.4419 | 389.2524 | 780.451 | 1173.6056 | 213158.9906 | 2872886.2013 | 213158.9906 | 2106497.8916 | 0 | 214224.7856 | 2869134.457 | 214224.7856 | 2151746.9205 | 0 | 215295.9095 | 2872784.8156 | 215295.9095 | 2208006.9558 | 0 | 147.5149 | 148.2524 | 148.9937 | 0.8 | 0.79602 | 0.79206 | 710985.7206 | 0 | 0 | 0 | 2620.0624 | 311.4019 | 714540.6492 | 0 | 0 | 0 | 2633.1627 | 312.9589 | 718113.3525 | 0 | 0 | 0 | 2646.3285 | 314.5237 | 17774643.0152 | 17863516.2303 | 17952833.8114 | 0 | 0 | 0 | 0 | 0 | 0 | 0 | 0 | 0 | 65501.5591 | 65829.0669 | 66158.2122 | 710985.7206 | 624.3608 | 2143639.7223 | 0 | 0 | 0 | 0 | 0 | 0 | 0 | 0 | 0 | 2620.0624 | 5253.225 | 7899.5535 | 311.4019 | 624.3608 | 938.8845
| 86 | Residential | Multi-Family | Envelope | Electric | 01-154 | 01-154.02 | New Construction | [01-154]_Residential_Envelope_New Home Construction_ENERGY STAR Certified Home_NEW_Electric_per home | 2018 IECC | ENERGY STAR v3.1, Rev 10 | ENGINEER | 3431.376 | 0 | 0 | 0 | 2.0874 | 0 | 1445 | 25 | 0.72 | 0.27 | 0.4 | 0.13 | 0.2 | 1 | 1 | New Construction/Installs | 4.3324 | 0.016845 | 85784.4008 | 0 | 0 | 0 | 333.5298 | 4587.143 | 0 | 0 | 0 | 9278.0481 | 0 | 0 | 13865.1911 | 905.2243 | 12959.9668 | 15.3169 | 4619.0571 | 0 | 0 | 0 | 9159.1362 | 0 | 0 | 13778.1933 | 905.2243 | 12872.969 | 15.2208 | 4667.3328 | 0 | 0 | 0 | 9059.7549 | 0 | 0 | 13727.0877 | 905.2243 | 12821.8634 | 15.1643 | per home | 0.00045492 | 29.1227 | 0.005 | 100430.4485 | 0 | 0 | 0 | 370.0975 | 43.9871 | 100932.6008 | 0 | 0 | 0 | 44.2071 | 101437.2638 | 0 | 0 | 0 | 44.4281 | 100430.4485 | 201363.0493 | 302800.3131 | 0 | 0 | 0 | 0 | 0 | 0 | 0 | 0 | 0 | 370.0975 | 742.0455 | 1115.8532 | 43.9871 | 88.1942 | 132.6223 | 100430.4485 | 0 | 0 | 0 | 370.0975 | 43.9871 | 100932.6008 | 0 | 0 | 0 | 44.2071 | 101437.2638 | 0 | 0 | 0 | 44.4281 | 100430.4485 | 88.1942 | 302800.3131 | 0 | 0 | 0 | 0 | 0 | 0 | 0 | 0 | 0 | 370.0975 | 742.0455 | 1115.8532 | 43.9871 | 88.1942 | 132.6223 | 11830.6739 | 181208.7377 | 11830.6739 | 132868.4108 | 7054.5059 | 11977.2589 | 182302.8697 | 11977.2589 | 136720.5491 | 7141.913 | 12148.8611 | 184228.9037 | 12148.8611 | 141597.3444 | 7244.2376 | 13.0693 | 13.2313 | 13.4208 | 0.44654 | 0.44431 | 0.4421 | 44845.7808 | 0 | 0 | 0 | 165.2617 | 19.6418 | 45401.4313 | 0 | 0 | 0 | 167.3094 | 19.8852 | 46051.9128 | 0 | 0 | 0 | 169.7065 | 20.1701 | 1121144.5211 | 1135035.7816 | 1151297.8188 | 0 | 0 | 0 | 0 | 0 | 0 | 0 | 0 | 0 | 4131.5437 | 4182.7345 | 4242.662 | 44845.7808 | 39.527 | 136299.1249 | 0 | 0 | 0 | 0 | 0 | 0 | 0 | 0 | 0 | 165.2617 | 332.5711 | 502.2776 | 19.6418 | 39.527 | 59.6971 | 1 | 1 | 1 | 1 | 1 | 1 | 1 | 1083.75 | 12781.4411 | 12.7937 | 1083.75 | 12694.4433 | 12.7134 | 1083.75 | 12643.3377 | 12.6663 | 100430.4485 | 0 | 0 | 0 | 370.0975 | 43.9871 | 100932.6008 | 0 | 0 | 0 | 44.2071 | 101437.2638 | 0 | 0 | 0 | 44.4281 | 100430.4485 | 88.1942 | 302800.3131 | 0 | 0 | 0 | 0 | 0 | 0 | 0 | 0 | 0 | 370.0975 | 742.0455 | 1115.8532 | 43.9871 | 88.1942 | 132.6223 | 19711.8921 | 252188.3744 | 19711.8921 | 184913.095 | 6570.6307 | 19869.7441 | 252612.8491 | 19869.7441 | 189450.487 | 6623.248 | 20044.2141 | 253885.7524 | 20044.2141 | 195135.2236 | 6681.4047 | 18.1886 | 18.3343 | 18.4952 | 0.62144 | 0.61835 | 0.61528 | 62411.9163 | 0 | 0 | 0 | 229.9949 | 27.3356 | 62911.708 | 0 | 0 | 0 | 231.8367 | 27.5545 | 63464.116 | 0 | 0 | 0 | 233.8724 | 27.7964 | 1560297.9072 | 1572792.7004 | 1586602.9001 | 0 | 0 | 0 | 0 | 0 | 0 | 0 | 0 | 0 | 5749.8733 | 5795.918 | 5846.8102 | 62411.9163 | 54.89 | 188787.7403 | 0 | 0 | 0 | 0 | 0 | 0 | 0 | 0 | 0 | 229.9949 | 461.8317 | 695.7041 | 27.3356 | 54.89 | 82.6864 | 1445 | 12420.1911 | 9.5953 | 1445 | 12333.1933 | 9.5351 | 1445 | 12282.0877 | 9.4997 | 100430.4485 | 0 | 0 | 0 | 370.0975 | 43.9871 | 100932.6008 | 0 | 0 | 0 | 44.2071 | 101437.2638 | 0 | 0 | 0 | 44.4281 | 100430.4485 | 88.1942 | 302800.3131 | 0 | 0 | 0 | 0 | 0 | 0 | 0 | 0 | 0 | 370.0975 | 742.0455 | 1115.8532 | 43.9871 | 88.1942 | 132.6223 | 31719.4902 | 304357.6419 | 31719.4902 | 223165.3766 | 0 | 31878.0877 | 303960.1768 | 31878.0877 | 227959.1229 | 0 | 32037.4781 | 304346.9009 | 32037.4781 | 233919.3909 | 0 | 21.9512 | 22.061 | 22.1713 | 0.75 | 0.74627 | 0.74256 | 75322.8364 | 0 | 0 | 0 | 277.5731 | 32.9904 | 75699.4506 | 0 | 0 | 0 | 278.961 | 33.1553 | 76077.9478 | 0 | 0 | 0 | 280.3558 | 33.3211 | 1883070.9101 | 1892486.2646 | 1901948.6959 | 0 | 0 | 0 | 0 | 0 | 0 | 0 | 0 | 0 | 6939.3281 | 6974.0248 | 7008.8949 | 75322.8364 | 66.1457 | 227100.2348 | 0 | 0 | 0 | 0 | 0 | 0 | 0 | 0 | 0 | 277.5731 | 556.5341 | 836.8899 | 32.9904 | 66.1457 | 99.4668
| 87 | Residential | Low Income | Envelope | Electric | 01-154 | 01-154.03 | New Construction | [01-154]_Residential_Envelope_New Home Construction_ENERGY STAR Certified Home_NEW_Electric_per home | 2018 IECC | ENERGY STAR v3.1, Rev 10 | ENGINEER | 3332.188 | 0 | 0 | 0 | 2.027 | 0 | 1445 | 25 | 0.72 | 0.27 | 0.4 | 0.13 | 0.2 | 1 | 1 | New Construction/Installs | 4.4614 | 0.017346 | 83304.7004 | 0 | 0 | 0 | 323.8887 | 4454.5461 | 0 | 0 | 0 | 9009.855 | 0 | 0 | 16157.2814 | 1445 | 14712.2814 | 11.1815 | 4485.5378 | 0 | 0 | 0 | 8894.3804 | 0 | 0 | 16055.9019 | 1445 | 14610.9019 | 11.1114 | 4532.418 | 0 | 0 | 0 | 8797.8718 | 0 | 0 | 15996.3478 | 1445 | 14551.3478 | 11.0701 | per home | 0.00058112 | 0 | 0.005 | 0 | 0 | 0 | 0 | 0 | 0 | 0 | 0 | 0 | 0 | 0 | 0 | 0 | 0 | 0 | 0 | 0 | 0 | 0 | 0 | 0 | 0 | 0 | 0 | 0 | 0 | 0 | 0 | 0 | 0 | 0 | 0 | 0 | 0 | 0 | 0 | 0 | 0 | 0 | 0 | 0 | 0 | 0 | 0 | 0 | 0 | 0 | 0 | 0 | 0 | 0 | 0 | 0 | 0 | 0 | 0 | 0 | 0 | 0 | 0 | 0 | 0 | 0 | 0 | 0 | 0 | 0 | 0 | 0 | 0 | 0 | 0 | 0 | 0 | 0 | 0 | 0 | 0 | 0 | 0 | 0 | 0 | 0 | 0 | 0 | 0 | #NUM! | #NUM! | #NUM! | 0 | 0 | 0 | 0 | 0 | 0 | 0 | 0 | 0 | 0 | 0 | 0 | 0 | 0 | 0 | 0 | 0 | 0 | 0 | 0 | 0 | 0 | 0 | 0 | 0 | 0 | 0 | 0 | 0 | 0 | 0 | 0 | 0 | 0 | 0 | 0 | 0 | 0 | 0 | 0 | 0 | 0 | 0 | 0 | 0 | 0 | 0 | 0 | 0 | 0 | 0 | 1 | 1 | 1 | 1 | 1 | 1 | 1 | 1445 | 14712.2814 | 11.1815 | 1445 | 14610.9019 | 11.1114 | 1445 | 14551.3478 | 11.0701 | 0 | 0 | 0 | 0 | 0 | 0 | 0 | 0 | 0 | 0 | 0 | 0 | 0 | 0 | 0 | 0 | 0 | 0 | 0 | 0 | 0 | 0 | 0 | 0 | 0 | 0 | 0 | 0 | 0 | 0 | 0 | 0 | 0 | 0 | 0 | 0 | 0 | 0 | 0 | 0 | 0 | 0 | 0 | 0 | 0 | 0 | 0 | 0 | 0 | 0 | 0 | 0 | #NUM! | #NUM! | #NUM! | 0 | 0 | 0 | 0 | 0 | 0 | 0 | 0 | 0 | 0 | 0 | 0 | 0 | 0 | 0 | 0 | 0 | 0 | 0 | 0 | 0 | 0 | 0 | 0 | 0 | 0 | 0 | 0 | 0 | 0 | 0 | 0 | 0 | 0 | 0 | 0 | 0 | 0 | 0 | 0 | 0 | 0 | 0 | 0 | 0 | 0 | 0 | 0 | 0 | 0 | 0 | 1445 | 14712.2814 | 11.1815 | 1445 | 14610.9019 | 11.1114 | 1445 | 14551.3478 | 11.0701 | 0 | 0 | 0 | 0 | 0 | 0 | 0 | 0 | 0 | 0 | 0 | 0 | 0 | 0 | 0 | 0 | 0 | 0 | 0 | 0 | 0 | 0 | 0 | 0 | 0 | 0 | 0 | 0 | 0 | 0 | 0 | 0 | 0 | 0 | 0 | 0 | 0 | 0 | 0 | 0 | 0 | 0 | 0 | 0 | 0 | 0 | 0 | 0 | 0 | 0 | 0 | 0 | #NUM! | #NUM! | #NUM! | 0 | 0 | 0 | 0 | 0 | 0 | 0 | 0 | 0 | 0 | 0 | 0 | 0 | 0 | 0 | 0 | 0 | 0 | 0 | 0 | 0 | 0 | 0 | 0 | 0 | 0 | 0 | 0 | 0 | 0 | 0 | 0 | 0 | 0 | 0 | 0 | 0 | 0 | 0 | 0 | 0 | 0 | 0 | 0 | 0 | 0 | 0 | 0 | 0 | 0 | 0
| 88 | Residential | Single Family | Envelope | Gas | 01-240 | 01-240.01 | New Construction | [01-240]_Residential_Envelope_New Home Construction_ENERGY STAR Certified Home_NEW_Gas_per home | 2018 IECC | ENERGY STAR v3.1, Rev 10 | ENGINEER | 963.9512 | 23.191 | 0 | 0 | 0.018 | 0 | 2922 | 25 | 0.72 | 0.27 | 0.4 | 0.13 | 0.2 | 1 | 1 | New Construction/Installs | 4.1424 | 0.12125 | 24098.781 | 611.6939 | 0 | 0 | 705.3899 | 1288.6323 | 4369.4971 | 0 | 0 | 80.0079 | 24.4678 | 0 | 5762.6051 | 1983.148 | 3779.4571 | 2.9058 | 1297.5978 | 4420.2742 | 0 | 0 | 78.9825 | 24.4678 | 0 | 5821.3222 | 1983.148 | 3838.1742 | 2.9354 | 1311.1595 | 4475.3537 | 0 | 0 | 78.1255 | 24.4678 | 0 | 5889.1064 | 1983.148 | 3905.9584 | 2.9696 | per home | 0.00070678 | 298.6238 | 0.005 | 289298.1148 | 6959.9988 | 0 | 0 | 8026.0949 | 3.8895 | 290744.6053 | 6994.7988 | 0 | 0 | 3.909 | 292198.3284 | 7029.7728 | 0 | 0 | 3.9285 | 289298.1148 | 580042.7201 | 872241.0484 | 6959.9988 | 13954.7975 | 20984.5703 | 0 | 0 | 0 | 0 | 0 | 0 | 8026.0949 | 16092.3202 | 24198.8767 | 3.8895 | 7.7985 | 11.727 | 289298.1148 | 6959.9988 | 0 | 0 | 8026.0949 | 3.8895 | 290744.6053 | 6994.7988 | 0 | 0 | 3.909 | 292198.3284 | 7029.7728 | 0 | 0 | 3.9285 | 289298.1148 | 7.7985 | 872241.0484 | 6959.9988 | 13954.7975 | 20984.5703 | 0 | 0 | 0 | 0 | 0 | 0 | 8026.0949 | 16092.3202 | 24198.8767 | 3.8895 | 7.7985 | 11.727 | 235835.0514 | 685286.3616 | 235835.0514 | 888591.0275 | 111647.8503 | 238267.2113 | 699408.3219 | 238267.2113 | 905669.3937 | 112799.2713 | 241039.0412 | 715783.4749 | 241039.0412 | 926364.2667 | 114111.4971 | 118.9195 | 120.146 | 121.5436 | 0.39624 | 0.39427 | 0.39231 | 114632.6399 | 2757.8577 | 0 | 0 | 3180.2919 | 1.5412 | 115814.843 | 2786.2994 | 0 | 0 | 3213.0901 | 1.5571 | 117162.1498 | 2818.7132 | 0 | 0 | 3250.4689 | 1.5752 | 2865815.9985 | 2895371.0738 | 2929053.7449 | 68946.4424 | 69657.485 | 70467.8303 | 0 | 0 | 0 | 0 | 0 | 0 | 79507.2968 | 80327.2532 | 81261.7228 | 114632.6399 | 3.0983 | 347609.6327 | 2757.8577 | 5544.1571 | 8362.8703 | 0 | 0 | 0 | 0 | 0 | 0 | 3180.2919 | 6393.382 | 9643.8509 | 1.5412 | 3.0983 | 4.6735 | 1 | 1 | 1 | 1 | 1 | 1 | 1 | 2191.5 | 3571.1051 | 2.6295 | 2191.5 | 3629.8222 | 2.6563 | 2191.5 | 3697.6064 | 2.6872 | 289298.1148 | 6959.9988 | 0 | 0 | 8026.0949 | 3.8895 | 290744.6053 | 6994.7988 | 0 | 0 | 3.909 | 292198.3284 | 7029.7728 | 0 | 0 | 3.9285 | 289298.1148 | 7.7985 | 872241.0484 | 6959.9988 | 13954.7975 | 20984.5703 | 0 | 0 | 0 | 0 | 0 | 0 | 8026.0949 | 16092.3202 | 24198.8767 | 3.8895 | 7.7985 | 11.727 | 372188.5787 | 978679.3562 | 372188.5787 | 1269025.2477 | 124062.8596 | 375065.6775 | 996293.9372 | 375065.6775 | 1290108.9362 | 125021.8925 | 378215.4344 | 1016359.0879 | 378215.4344 | 1315368.0885 | 126071.8115 | 169.8328 | 171.1456 | 172.5829 | 0.56589 | 0.56307 | 0.56027 | 163710.537 | 3938.5847 | 0 | 0 | 4541.8765 | 2.201 | 164976.0551 | 3969.0308 | 0 | 0 | 4576.9862 | 2.218 | 166361.5044 | 4002.3623 | 0 | 0 | 4615.4231 | 2.2367 | 4092763.4252 | 4124401.3783 | 4159037.6095 | 98464.6181 | 99225.771 | 100059.0572 | 0 | 0 | 0 | 0 | 0 | 0 | 113546.9117 | 114424.6541 | 115385.5787 | 163710.537 | 4.4191 | 495048.0965 | 3938.5847 | 7907.6156 | 11909.9779 | 0 | 0 | 0 | 0 | 0 | 0 | 4541.8765 | 9118.8626 | 13734.2858 | 2.201 | 4.4191 | 6.6558 | 2922 | 2840.6051 | 1.9721 | 2922 | 2899.3222 | 1.9922 | 2922 | 2967.1064 | 2.0154 | 289298.1148 | 6959.9988 | 0 | 0 | 8026.0949 | 3.8895 | 290744.6053 | 6994.7988 | 0 | 0 | 3.909 | 292198.3284 | 7029.7728 | 0 | 0 | 3.9285 | 289298.1148 | 7.7985 | 872241.0484 | 6959.9988 | 13954.7975 | 20984.5703 | 0 | 0 | 0 | 0 | 0 | 0 | 8026.0949 | 16092.3202 | 24198.8767 | 3.8895 | 7.7985 | 11.727 | 701553.4036 | 1383564.4198 | 701553.4036 | 1794028.0129 | 0 | 705061.1706 | 1404650.3286 | 705061.1706 | 1818892.8723 | 0 | 708586.4764 | 1428111.2814 | 708586.4764 | 1848256.2204 | 0 | 240.0936 | 241.294 | 242.5005 | 0.8 | 0.79602 | 0.79206 | 231438.4918 | 5567.999 | 0 | 0 | 6420.8759 | 3.1116 | 232595.6843 | 5595.839 | 0 | 0 | 6452.9803 | 3.1272 | 233758.6627 | 5623.8182 | 0 | 0 | 6485.2452 | 3.1428 | 5785962.2951 | 5814892.1066 | 5843966.5671 | 139199.9753 | 139895.9752 | 140595.4551 | 0 | 0 | 0 | 0 | 0 | 0 | 160521.8973 | 161324.5067 | 162131.1293 | 231438.4918 | 6.2388 | 697792.8388 | 5567.999 | 11163.838 | 16787.6562 | 0 | 0 | 0 | 0 | 0 | 0 | 6420.8759 | 12873.8562 | 19359.1013 | 3.1116 | 6.2388 | 9.3816
| 89 | Residential | Multi-Family | Envelope | Gas | 01-240 | 01-240.02 | New Construction | [01-240]_Residential_Envelope_New Home Construction_ENERGY STAR Certified Home_NEW_Gas_per home | 2018 IECC | ENERGY STAR v3.1, Rev 10 | ENGINEER | 686.2752 | 16.5106 | 0 | 0 | 0.018 | 0 | 2922 | 25 | 0.72 | 0.27 | 0.4 | 0.13 | 0.2 | 1 | 1 | New Construction/Installs | 5.8185 | 0.17031 | 17156.8802 | 435.4892 | 0 | 0 | 502.1951 | 917.4286 | 3110.8187 | 0 | 0 | 80.0079 | 17.4196 | 0 | 4125.6748 | 1983.148 | 2142.5268 | 2.0804 | 923.8114 | 3146.9689 | 0 | 0 | 78.9825 | 17.4196 | 0 | 4167.1824 | 1983.148 | 2184.0344 | 2.1013 | 933.4666 | 3186.1822 | 0 | 0 | 78.1255 | 17.4196 | 0 | 4215.1938 | 1983.148 | 2232.0458 | 2.1255 | per home | 0.00031678 | 20.2794 | 0.005 | 13986.86 | 336.499 | 0 | 0 | 388.0422 | 0.26414 | 14056.7943 | 338.1815 | 0 | 0 | 0.26546 | 14127.0782 | 339.8724 | 0 | 0 | 0.26678 | 13986.86 | 28043.6542 | 42170.7324 | 336.499 | 674.6805 | 1014.5529 | 0 | 0 | 0 | 0 | 0 | 0 | 388.0422 | 778.0245 | 1169.9568 | 0.26414 | 0.52959 | 0.79638 | 13986.86 | 336.499 | 0 | 0 | 388.0422 | 0.26414 | 14056.7943 | 338.1815 | 0 | 0 | 0.26546 | 14127.0782 | 339.8724 | 0 | 0 | 0.26678 | 13986.86 | 0.52959 | 42170.7324 | 336.499 | 674.6805 | 1014.5529 | 0 | 0 | 0 | 0 | 0 | 0 | 388.0422 | 778.0245 | 1169.9568 | 0.26414 | 0.52959 | 0.79638 | 6566.4111 | 13660.542 | 6566.4111 | 17614.2794 | 3108.6375 | 6676.951 | 14030.2554 | 6676.951 | 18068.6973 | 3160.9687 | 6809.9094 | 14474.5061 | 6809.9094 | 18632.8367 | 3223.9132 | 3.3111 | 3.3668 | 3.4339 | 0.16246 | 0.16165 | 0.16085 | 2272.3292 | 54.6682 | 0 | 0 | 63.042 | 0.042912 | 2310.5819 | 55.5885 | 0 | 0 | 64.1033 | 0.043634 | 2356.5926 | 56.6954 | 0 | 0 | 65.3797 | 0.044503 | 56808.2303 | 57764.5484 | 58914.8158 | 1366.7051 | 1389.7124 | 1417.3858 | 0 | 0 | 0 | 0 | 0 | 0 | 1576.0498 | 1602.5813 | 1634.4935 | 2272.3292 | 0.086546 | 6939.5038 | 54.6682 | 110.2567 | 166.9521 | 0 | 0 | 0 | 0 | 0 | 0 | 63.042 | 127.1452 | 192.525 | 0.042912 | 0.086546 | 0.13105 | 1 | 1 | 1 | 1 | 1 | 1 | 1 | 2191.5 | 1934.1748 | 1.8826 | 2191.5 | 1975.6824 | 1.9015 | 2191.5 | 2023.6938 | 1.9234 | 13986.86 | 336.499 | 0 | 0 | 388.0422 | 0.26414 | 14056.7943 | 338.1815 | 0 | 0 | 0.26546 | 14127.0782 | 339.8724 | 0 | 0 | 0.26678 | 13986.86 | 0.52959 | 42170.7324 | 336.499 | 674.6805 | 1014.5529 | 0 | 0 | 0 | 0 | 0 | 0 | 388.0422 | 778.0245 | 1169.9568 | 0.26414 | 0.52959 | 0.79638 | 16734.9963 | 31504.9747 | 16734.9963 | 40623.3828 | 5578.3321 | 16916.4487 | 32166.9759 | 16916.4487 | 41425.8568 | 5638.8162 | 17121.9779 | 32932.9022 | 17121.9779 | 42394.0813 | 5707.326 | 7.6363 | 7.7191 | 7.8129 | 0.37468 | 0.37282 | 0.37096 | 5240.6174 | 126.0799 | 0 | 0 | 145.3922 | 0.098967 | 5297.4398 | 127.447 | 0 | 0 | 146.9687 | 0.10004 | 5361.8019 | 128.9954 | 0 | 0 | 148.7543 | 0.10126 | 131015.4355 | 132435.9951 | 134045.0479 | 3151.9987 | 3186.1748 | 3224.8858 | 0 | 0 | 0 | 0 | 0 | 0 | 3634.8053 | 3674.2163 | 3718.8568 | 5240.6174 | 0.19901 | 15899.8591 | 126.0799 | 253.5269 | 382.5224 | 0 | 0 | 0 | 0 | 0 | 0 | 145.3922 | 292.3609 | 441.1151 | 0.098967 | 0.19901 | 0.30026 | 2922 | 1203.6748 | 1.4119 | 2922 | 1245.1824 | 1.4261 | 2922 | 1293.1938 | 1.4426 | 13986.86 | 336.499 | 0 | 0 | 388.0422 | 0.26414 | 14056.7943 | 338.1815 | 0 | 0 | 0.26546 | 14127.0782 | 339.8724 | 0 | 0 | 0.26678 | 13986.86 | 0.52959 | 42170.7324 | 336.499 | 674.6805 | 1014.5529 | 0 | 0 | 0 | 0 | 0 | 0 | 388.0422 | 778.0245 | 1169.9568 | 0.26414 | 0.52959 | 0.79638 | 44664.5942 | 63063.5143 | 44664.5942 | 81315.8338 | 0 | 44887.9171 | 64016.4747 | 44887.9171 | 82442.8545 | 0 | 45112.3567 | 65077.7984 | 45112.3567 | 83773.773 | 0 | 15.2856 | 15.3621 | 15.4389 | 0.75 | 0.74627 | 0.74256 | 10490.145 | 252.3743 | 0 | 0 | 291.0316 | 0.1981 | 10542.5957 | 253.6361 | 0 | 0 | 292.4868 | 0.19909 | 10595.3087 | 254.9043 | 0 | 0 | 293.9492 | 0.20009 | 262253.6241 | 263564.8922 | 264882.7167 | 6309.3564 | 6340.9031 | 6372.6077 | 0 | 0 | 0 | 0 | 0 | 0 | 7275.7905 | 7312.1694 | 7348.7303 | 10490.145 | 0.39719 | 31628.0493 | 252.3743 | 506.0104 | 760.9147 | 0 | 0 | 0 | 0 | 0 | 0 | 291.0316 | 583.5184 | 877.4676 | 0.1981 | 0.39719 | 0.59728
| 90 | Residential | Low Income | Envelope | Gas | 01-240 | 01-240.03 | New Construction | [01-240]_Residential_Envelope_New Home Construction_ENERGY STAR Certified Home_NEW_Gas_per home | 2018 IECC | ENERGY STAR v3.1, Rev 10 | ENGINEER | 666.4376 | 16.0333 | 0 | 0 | 0.018 | 0 | 2922 | 25 | 0.72 | 0.27 | 0.4 | 0.13 | 0.2 | 1 | 1 | New Construction/Installs | 5.9917 | 0.17538 | 16660.9401 | 422.9009 | 0 | 0 | 487.6786 | 890.9092 | 3020.8968 | 0 | 0 | 80.0079 | 16.916 | 0 | 4810.4759 | 2922 | 1888.4759 | 1.6463 | 897.1076 | 3056.002 | 0 | 0 | 78.9825 | 16.916 | 0 | 4858.8097 | 2922 | 1936.8097 | 1.6628 | 906.4836 | 3094.0818 | 0 | 0 | 78.1255 | 16.916 | 0 | 4914.7283 | 2922 | 1992.7283 | 1.682 | per home | 0.00041208 | 0 | 0.005 | 0 | 0 | 0 | 0 | 0 | 0 | 0 | 0 | 0 | 0 | 0 | 0 | 0 | 0 | 0 | 0 | 0 | 0 | 0 | 0 | 0 | 0 | 0 | 0 | 0 | 0 | 0 | 0 | 0 | 0 | 0 | 0 | 0 | 0 | 0 | 0 | 0 | 0 | 0 | 0 | 0 | 0 | 0 | 0 | 0 | 0 | 0 | 0 | 0 | 0 | 0 | 0 | 0 | 0 | 0 | 0 | 0 | 0 | 0 | 0 | 0 | 0 | 0 | 0 | 0 | 0 | 0 | 0 | 0 | 0 | 0 | 0 | 0 | 0 | 0 | 0 | 0 | 0 | 0 | 0 | 0 | 0 | 0 | 0 | 0 | 0 | #NUM! | #NUM! | #NUM! | 0 | 0 | 0 | 0 | 0 | 0 | 0 | 0 | 0 | 0 | 0 | 0 | 0 | 0 | 0 | 0 | 0 | 0 | 0 | 0 | 0 | 0 | 0 | 0 | 0 | 0 | 0 | 0 | 0 | 0 | 0 | 0 | 0 | 0 | 0 | 0 | 0 | 0 | 0 | 0 | 0 | 0 | 0 | 0 | 0 | 0 | 0 | 0 | 0 | 0 | 0 | 1 | 1 | 1 | 1 | 1 | 1 | 1 | 2922 | 1888.4759 | 1.6463 | 2922 | 1936.8097 | 1.6628 | 2922 | 1992.7283 | 1.682 | 0 | 0 | 0 | 0 | 0 | 0 | 0 | 0 | 0 | 0 | 0 | 0 | 0 | 0 | 0 | 0 | 0 | 0 | 0 | 0 | 0 | 0 | 0 | 0 | 0 | 0 | 0 | 0 | 0 | 0 | 0 | 0 | 0 | 0 | 0 | 0 | 0 | 0 | 0 | 0 | 0 | 0 | 0 | 0 | 0 | 0 | 0 | 0 | 0 | 0 | 0 | 0 | #NUM! | #NUM! | #NUM! | 0 | 0 | 0 | 0 | 0 | 0 | 0 | 0 | 0 | 0 | 0 | 0 | 0 | 0 | 0 | 0 | 0 | 0 | 0 | 0 | 0 | 0 | 0 | 0 | 0 | 0 | 0 | 0 | 0 | 0 | 0 | 0 | 0 | 0 | 0 | 0 | 0 | 0 | 0 | 0 | 0 | 0 | 0 | 0 | 0 | 0 | 0 | 0 | 0 | 0 | 0 | 2922 | 1888.4759 | 1.6463 | 2922 | 1936.8097 | 1.6628 | 2922 | 1992.7283 | 1.682 | 0 | 0 | 0 | 0 | 0 | 0 | 0 | 0 | 0 | 0 | 0 | 0 | 0 | 0 | 0 | 0 | 0 | 0 | 0 | 0 | 0 | 0 | 0 | 0 | 0 | 0 | 0 | 0 | 0 | 0 | 0 | 0 | 0 | 0 | 0 | 0 | 0 | 0 | 0 | 0 | 0 | 0 | 0 | 0 | 0 | 0 | 0 | 0 | 0 | 0 | 0 | 0 | #NUM! | #NUM! | #NUM! | 0 | 0 | 0 | 0 | 0 | 0 | 0 | 0 | 0 | 0 | 0 | 0 | 0 | 0 | 0 | 0 | 0 | 0 | 0 | 0 | 0 | 0 | 0 | 0 | 0 | 0 | 0 | 0 | 0 | 0 | 0 | 0 | 0 | 0 | 0 | 0 | 0 | 0 | 0 | 0 | 0 | 0 | 0 | 0 | 0 | 0 | 0 | 0 | 0 | 0 | 0
| 91 | Residential | Single Family | Envelope | Electric | 01-133 | 01-133.01 | Insulation | [01-133]_Residential_Envelope_Insulation - Wall_ADD_Electric_per sf | R-5 | R-15 | ENGINEER | 2.1171 | 0 | 0 | 0 | 0.0064393 | 0 | 2.2565 | 20 | 0.72 | 0.27 | 0.4 | 0.13 | 0.2 | 1 | 1 | Additions on Existing | 13.7068 | 0.053292 | 42.3418 | 0 | 0 | 0 | 0.16462 | 2.3686 | 0 | 0 | 0 | 25.136 | 0 | 0 | 27.5046 | 1.1913 | 26.3133 | 23.0874 | 2.3767 | 0 | 0 | 0 | 25.261 | 0 | 0 | 27.6377 | 1.1913 | 26.4464 | 23.1991 | 2.3951 | 0 | 0 | 0 | 25.4644 | 0 | 0 | 27.8595 | 1.1913 | 26.6681 | 23.3852 | per sf | 3.3102 | 1398586.775 | 0.005 | 418047.9864 | 0 | 0 | 0 | 1540.5539 | 915.4961 | 414665.8482 | 0 | 0 | 0 | 908.0895 | 406594.5326 | 0 | 0 | 0 | 890.4138 | 418047.9864 | 832713.8346 | 1239308.3672 | 0 | 0 | 0 | 0 | 0 | 0 | 0 | 0 | 0 | 1540.5539 | 3068.6442 | 4566.9908 | 915.4961 | 1823.5856 | 2713.9994 | 418047.9864 | 0 | 0 | 0 | 1540.5539 | 915.4961 | 414665.8482 | 0 | 0 | 0 | 908.0895 | 406594.5326 | 0 | 0 | 0 | 890.4138 | 418047.9864 | 1823.5856 | 1239308.3672 | 0 | 0 | 0 | 0 | 0 | 0 | 0 | 0 | 0 | 1540.5539 | 3068.6442 | 4566.9908 | 915.4961 | 1823.5856 | 2713.9994 | 3195.1888 | 73768.461 | 3195.1888 | 13777.9689 | 2856.7631 | 3254.5629 | 75502.8867 | 3254.5629 | 14205.3327 | 2909.8484 | 3314.8255 | 77517.8981 | 3314.8255 | 14724.5973 | 2963.7282 | 2682.0395 | 2731.8781 | 2782.4624 | 0.0019081 | 0.0018986 | 0.0018892 | 5678.1203 | 0 | 0 | 0 | 20.9245 | 12.4347 | 5783.633 | 0 | 0 | 0 | 21.3133 | 12.6658 | 5890.7247 | 0 | 0 | 0 | 21.708 | 12.9003 | 113562.4058 | 115672.6605 | 117814.4946 | 0 | 0 | 0 | 0 | 0 | 0 | 0 | 0 | 0 | 418.4902 | 426.2668 | 434.1597 | 5678.1203 | 25.1004 | 17352.478 | 0 | 0 | 0 | 0 | 0 | 0 | 0 | 0 | 0 | 20.9245 | 42.2379 | 63.9458 | 12.4347 | 25.1004 | 38.0007 | 1 | 1 | 1 | 1 | 1 | 1 | 1 | 1.6924 | 25.8123 | 16.2523 | 1.6924 | 25.9454 | 16.3309 | 1.6924 | 26.1671 | 16.4619 | 418047.9864 | 0 | 0 | 0 | 1540.5539 | 915.4961 | 414665.8482 | 0 | 0 | 0 | 908.0895 | 406594.5326 | 0 | 0 | 0 | 890.4138 | 418047.9864 | 1823.5856 | 1239308.3672 | 0 | 0 | 0 | 0 | 0 | 0 | 0 | 0 | 0 | 1540.5539 | 3068.6442 | 4566.9908 | 915.4961 | 1823.5856 | 2713.9994 | 29247.8537 | 475343.9734 | 29247.8537 | 88781.4983 | 9749.2846 | 29616.7473 | 483668.7679 | 29616.7473 | 90998.8487 | 9872.2491 | 29907.0412 | 492328.0341 | 29907.0412 | 93518.1708 | 9969.0137 | 17282.3358 | 17500.3122 | 17671.8447 | 0.012296 | 0.012234 | 0.012173 | 36588.2685 | 0 | 0 | 0 | 134.8319 | 80.1258 | 37049.7444 | 0 | 0 | 0 | 136.5325 | 81.1364 | 37412.8942 | 0 | 0 | 0 | 137.8707 | 81.9316 | 731765.3708 | 740994.8888 | 748257.8849 | 0 | 0 | 0 | 0 | 0 | 0 | 0 | 0 | 0 | 2696.6377 | 2730.6495 | 2757.4145 | 36588.2685 | 161.2621 | 111050.9072 | 0 | 0 | 0 | 0 | 0 | 0 | 0 | 0 | 0 | 134.8319 | 271.3644 | 409.2351 | 80.1258 | 161.2621 | 243.1938 | 2.2565 | 25.2481 | 12.1892 | 2.2565 | 25.3812 | 12.2482 | 2.2565 | 25.603 | 12.3465 | 418047.9864 | 0 | 0 | 0 | 1540.5539 | 915.4961 | 414665.8482 | 0 | 0 | 0 | 908.0895 | 406594.5326 | 0 | 0 | 0 | 890.4138 | 418047.9864 | 1823.5856 | 1239308.3672 | 0 | 0 | 0 | 0 | 0 | 0 | 0 | 0 | 0 | 1540.5539 | 3068.6442 | 4566.9908 | 915.4961 | 1823.5856 | 2713.9994 | 267342.6608 | 3258693.546 | 267342.6608 | 608636.5066 | 0 | 265179.7756 | 3247972.5233 | 265179.7756 | 611082.9968 | 0 | 260018.1505 | 3210303.1476 | 260018.1505 | 609800.0871 | 0 | 118478.0688 | 117519.5444 | 115232.0704 | 0.084291 | 0.083872 | 0.083455 | 250828.7918 | 0 | 0 | 0 | 924.3323 | 549.2977 | 248799.5089 | 0 | 0 | 0 | 916.8542 | 544.8537 | 243956.7196 | 0 | 0 | 0 | 899.008 | 534.2483 | 5016575.8366 | 4975990.1785 | 4879134.3914 | 0 | 0 | 0 | 0 | 0 | 0 | 0 | 0 | 0 | 18486.6463 | 18337.0836 | 17980.1591 | 250828.7918 | 1094.1513 | 743585.0203 | 0 | 0 | 0 | 0 | 0 | 0 | 0 | 0 | 0 | 924.3323 | 1841.1865 | 2740.1945 | 549.2977 | 1094.1513 | 1628.3996
| 92 | Residential | Multi-Family | Envelope | Electric | 01-133 | 01-133.02 | Insulation | [01-133]_Residential_Envelope_Insulation - Wall_ADD_Electric_per sf | R-5 | R-15 | ENGINEER | 2.1943 | 0 | 0 | 0 | 0.0066742 | 0 | 2.2565 | 20 | 0.72 | 0.27 | 0.4 | 0.13 | 0.2 | 1 | 1 | Additions on Existing | 13.2244 | 0.051416 | 43.8864 | 0 | 0 | 0 | 0.17063 | 2.455 | 0 | 0 | 0 | 26.0529 | 0 | 0 | 28.5079 | 1.1913 | 27.3166 | 23.9295 | 2.4634 | 0 | 0 | 0 | 26.1825 | 0 | 0 | 28.6459 | 1.1913 | 27.4546 | 24.0453 | 2.4824 | 0 | 0 | 0 | 26.3933 | 0 | 0 | 28.8757 | 1.1913 | 27.6844 | 24.2383 | per sf | 6.9761 | 446586.7695 | 0.005 | 138357.4778 | 0 | 0 | 0 | 509.8629 | 302.9933 | 137238.1228 | 0 | 0 | 0 | 300.542 | 134566.834 | 0 | 0 | 0 | 294.692 | 138357.4778 | 275595.6005 | 410162.4345 | 0 | 0 | 0 | 0 | 0 | 0 | 0 | 0 | 0 | 509.8629 | 1015.6008 | 1511.4947 | 302.9933 | 603.5353 | 898.2273 | 138357.4778 | 0 | 0 | 0 | 509.8629 | 302.9933 | 137238.1228 | 0 | 0 | 0 | 300.542 | 134566.834 | 0 | 0 | 0 | 294.692 | 138357.4778 | 603.5353 | 410162.4345 | 0 | 0 | 0 | 0 | 0 | 0 | 0 | 0 | 0 | 509.8629 | 1015.6008 | 1511.4947 | 302.9933 | 603.5353 | 898.2273 | 1103.0823 | 26396.2474 | 1103.0823 | 4930.1107 | 986.2468 | 1123.3051 | 27010.2544 | 1123.3051 | 5081.7878 | 1004.3276 | 1144.2213 | 27733.9307 | 1144.2213 | 5268.0861 | 1023.0285 | 925.9266 | 942.9016 | 960.4587 | 0.002063 | 0.0020528 | 0.0020425 | 2031.7771 | 0 | 0 | 0 | 7.4873 | 4.4495 | 2069.0255 | 0 | 0 | 0 | 7.6246 | 4.531 | 2107.5514 | 0 | 0 | 0 | 7.7666 | 4.6154 | 40635.5415 | 41380.5103 | 42151.0271 | 0 | 0 | 0 | 0 | 0 | 0 | 0 | 0 | 0 | 149.7465 | 152.4918 | 155.3313 | 2031.7771 | 8.9805 | 6208.3539 | 0 | 0 | 0 | 0 | 0 | 0 | 0 | 0 | 0 | 7.4873 | 15.1119 | 22.8785 | 4.4495 | 8.9805 | 13.5959 | 1 | 1 | 1 | 1 | 1 | 1 | 1 | 1.6924 | 26.8156 | 16.8451 | 1.6924 | 26.9535 | 16.9266 | 1.6924 | 27.1834 | 17.0624 | 138357.4778 | 0 | 0 | 0 | 509.8629 | 302.9933 | 137238.1228 | 0 | 0 | 0 | 300.542 | 134566.834 | 0 | 0 | 0 | 294.692 | 138357.4778 | 603.5353 | 410162.4345 | 0 | 0 | 0 | 0 | 0 | 0 | 0 | 0 | 0 | 509.8629 | 1015.6008 | 1511.4947 | 302.9933 | 603.5353 | 898.2273 | 9920.1996 | 167106.9319 | 9920.1996 | 31211.0905 | 3306.7332 | 10039.8652 | 169941.1805 | 10039.8652 | 31973.2279 | 3346.6217 | 10133.2171 | 172897.4258 | 10133.2171 | 32842.0278 | 3377.739 | 5861.771 | 5932.4805 | 5987.6414 | 0.01306 | 0.012995 | 0.012931 | 12862.5872 | 0 | 0 | 0 | 47.4001 | 28.1682 | 13017.7463 | 0 | 0 | 0 | 47.9719 | 28.508 | 13138.7869 | 0 | 0 | 0 | 48.4179 | 28.773 | 257251.7437 | 260354.9257 | 262775.7373 | 0 | 0 | 0 | 0 | 0 | 0 | 0 | 0 | 0 | 948.0016 | 959.4372 | 968.3582 | 12862.5872 | 56.6761 | 39019.1203 | 0 | 0 | 0 | 0 | 0 | 0 | 0 | 0 | 0 | 47.4001 | 95.3719 | 143.7898 | 28.1682 | 56.6761 | 85.4492 | 2.2565 | 26.2515 | 12.6338 | 2.2565 | 26.3894 | 12.695 | 2.2565 | 26.6192 | 12.7968 | 138357.4778 | 0 | 0 | 0 | 509.8629 | 302.9933 | 137238.1228 | 0 | 0 | 0 | 300.542 | 134566.834 | 0 | 0 | 0 | 294.692 | 138357.4778 | 603.5353 | 410162.4345 | 0 | 0 | 0 | 0 | 0 | 0 | 0 | 0 | 0 | 509.8629 | 1015.6008 | 1511.4947 | 302.9933 | 603.5353 | 898.2273 | 85365.9547 | 1078499.6806 | 85365.9547 | 201434.7986 | 0 | 84675.3176 | 1074951.4429 | 84675.3176 | 202244.4908 | 0 | 83027.1442 | 1062484.3578 | 83027.1442 | 201819.898 | 0 | 37831.5732 | 37525.504 | 36795.0841 | 0.084291 | 0.083872 | 0.083455 | 83014.4867 | 0 | 0 | 0 | 305.9177 | 181.796 | 82342.8737 | 0 | 0 | 0 | 303.4428 | 180.3252 | 80740.1004 | 0 | 0 | 0 | 297.5364 | 176.8152 | 1660289.7331 | 1646857.473 | 1614802.0085 | 0 | 0 | 0 | 0 | 0 | 0 | 0 | 0 | 0 | 6118.3544 | 6068.8551 | 5950.7271 | 83014.4867 | 362.1212 | 246097.4607 | 0 | 0 | 0 | 0 | 0 | 0 | 0 | 0 | 0 | 305.9177 | 609.3605 | 906.8968 | 181.796 | 362.1212 | 538.9364
| 93 | Residential | Low Income | Envelope | Electric | 01-133 | 01-133.03 | Insulation | [01-133]_Residential_Envelope_Insulation - Wall_ADD_Electric_per sf | R-5 | R-15 | ENGINEER | 2.3001 | 0 | 0 | 0 | 0.0069959 | 0 | 2.2565 | 20 | 0.72 | 0.27 | 0.4 | 0.13 | 0.2 | 0.87 | 1 | Additions on Existing | 14.5014 | 0.056382 | 40.0215 | 0 | 0 | 0 | 0.1556 | 2.2388 | 0 | 0 | 0 | 27.3087 | 0 | 0 | 35.457 | 2.2565 | 33.2005 | 15.7135 | 2.2465 | 0 | 0 | 0 | 27.4445 | 0 | 0 | 35.6292 | 2.2565 | 33.3727 | 15.7898 | 2.2638 | 0 | 0 | 0 | 27.6655 | 0 | 0 | 35.9151 | 2.2565 | 33.6587 | 15.9165 | per sf | 15.7134 | 2414221.0837 | 0.005 | 682083.7706 | 0 | 0 | 0 | 2513.5554 | 1716.9151 | 676565.5009 | 0 | 0 | 0 | 1703.0248 | 663396.4065 | 0 | 0 | 0 | 1669.876 | 682083.7706 | 1358649.2715 | 2022045.678 | 0 | 0 | 0 | 0 | 0 | 0 | 0 | 0 | 0 | 2513.5554 | 5006.7754 | 7451.4658 | 1716.9151 | 3419.9399 | 5089.8159 | 682083.7706 | 0 | 0 | 0 | 2513.5554 | 1716.9151 | 676565.5009 | 0 | 0 | 0 | 1703.0248 | 663396.4065 | 0 | 0 | 0 | 1669.876 | 682083.7706 | 3419.9399 | 2022045.678 | 0 | 0 | 0 | 0 | 0 | 0 | 0 | 0 | 0 | 2513.5554 | 5006.7754 | 7451.4658 | 1716.9151 | 3419.9399 | 5089.8159 | 92296.6383 | 1450299.306 | 92296.6383 | 145858.6677 | 0 | 91549.9298 | 1445551.1173 | 91549.9298 | 146444.9648 | 0 | 89767.9446 | 1428790.5784 | 89767.9446 | 146137.5177 | 0 | 40903.0397 | 40572.1213 | 39782.4002 | 0.016858 | 0.016774 | 0.016691 | 81850.0525 | 0 | 0 | 0 | 301.6267 | 206.0298 | 81187.8601 | 0 | 0 | 0 | 299.1864 | 204.363 | 79607.5688 | 0 | 0 | 0 | 293.3628 | 200.3851 | 1637001.0495 | 1623757.2021 | 1592151.3756 | 0 | 0 | 0 | 0 | 0 | 0 | 0 | 0 | 0 | 6032.533 | 5983.728 | 5867.2569 | 81850.0525 | 410.3928 | 242645.4814 | 0 | 0 | 0 | 0 | 0 | 0 | 0 | 0 | 0 | 301.6267 | 600.813 | 894.1759 | 206.0298 | 410.3928 | 610.7779 | 1 | 1 | 1 | 1 | 1 | 1 | 1 | 2.2565 | 33.2005 | 15.7135 | 2.2565 | 33.3727 | 15.7898 | 2.2565 | 33.6587 | 15.9165 | 682083.7706 | 0 | 0 | 0 | 2513.5554 | 1716.9151 | 676565.5009 | 0 | 0 | 0 | 1703.0248 | 663396.4065 | 0 | 0 | 0 | 1669.876 | 682083.7706 | 3419.9399 | 2022045.678 | 0 | 0 | 0 | 0 | 0 | 0 | 0 | 0 | 0 | 2513.5554 | 5006.7754 | 7451.4658 | 1716.9151 | 3419.9399 | 5089.8159 | 92296.6383 | 1450299.306 | 92296.6383 | 145858.6677 | 0 | 91549.9298 | 1445551.1173 | 91549.9298 | 146444.9648 | 0 | 89767.9446 | 1428790.5784 | 89767.9446 | 146137.5177 | 0 | 40903.0397 | 40572.1213 | 39782.4002 | 0.016858 | 0.016774 | 0.016691 | 81850.0525 | 0 | 0 | 0 | 301.6267 | 206.0298 | 81187.8601 | 0 | 0 | 0 | 299.1864 | 204.363 | 79607.5688 | 0 | 0 | 0 | 293.3628 | 200.3851 | 1637001.0495 | 1623757.2021 | 1592151.3756 | 0 | 0 | 0 | 0 | 0 | 0 | 0 | 0 | 0 | 6032.533 | 5983.728 | 5867.2569 | 81850.0525 | 410.3928 | 242645.4814 | 0 | 0 | 0 | 0 | 0 | 0 | 0 | 0 | 0 | 301.6267 | 600.813 | 894.1759 | 206.0298 | 410.3928 | 610.7779 | 2.2565 | 33.2005 | 15.7135 | 2.2565 | 33.3727 | 15.7898 | 2.2565 | 33.6587 | 15.9165 | 682083.7706 | 0 | 0 | 0 | 2513.5554 | 1716.9151 | 676565.5009 | 0 | 0 | 0 | 1703.0248 | 663396.4065 | 0 | 0 | 0 | 1669.876 | 682083.7706 | 3419.9399 | 2022045.678 | 0 | 0 | 0 | 0 | 0 | 0 | 0 | 0 | 0 | 2513.5554 | 5006.7754 | 7451.4658 | 1716.9151 | 3419.9399 | 5089.8159 | 92296.6383 | 1450299.306 | 92296.6383 | 145858.6677 | 0 | 91549.9298 | 1445551.1173 | 91549.9298 | 146444.9648 | 0 | 89767.9446 | 1428790.5784 | 89767.9446 | 146137.5177 | 0 | 40903.0397 | 40572.1213 | 39782.4002 | 0.016858 | 0.016774 | 0.016691 | 81850.0525 | 0 | 0 | 0 | 301.6267 | 206.0298 | 81187.8601 | 0 | 0 | 0 | 299.1864 | 204.363 | 79607.5688 | 0 | 0 | 0 | 293.3628 | 200.3851 | 1637001.0495 | 1623757.2021 | 1592151.3756 | 0 | 0 | 0 | 0 | 0 | 0 | 0 | 0 | 0 | 6032.533 | 5983.728 | 5867.2569 | 81850.0525 | 410.3928 | 242645.4814 | 0 | 0 | 0 | 0 | 0 | 0 | 0 | 0 | 0 | 301.6267 | 600.813 | 894.1759 | 206.0298 | 410.3928 | 610.7779
| 94 | Residential | Single Family | Envelope | Gas | 01-224 | 01-224.01 | Insulation | [01-224]_Residential_Envelope_Insulation - Wall_ADD_Gas_per sf | R-5 | R-15 | ENGINEER | 0.019434 | 0.010871 | 0 | 0 | 5.911e-05 | 0 | 2.2565 | 20 | 0.72 | 0.27 | 0.4 | 0.13 | 0.2 | 1 | 1 | Additions on Existing | 9.7725 | 5.8055 | 0.38868 | 0.22939 | 0 | 0 | 0.2309 | 0.021743 | 1.7229 | 0 | 0 | 0.23074 | 0.011469 | 0 | 1.9869 | 1.2102 | 0.77667 | 1.6418 | 0.021817 | 1.7422 | 0 | 0 | 0.23189 | 0.011469 | 0 | 2.0074 | 1.2102 | 0.79716 | 1.6587 | 0.021986 | 1.7636 | 0 | 0 | 0.23375 | 0.011469 | 0 | 2.0308 | 1.2102 | 0.82057 | 1.6781 | per sf | 5.3876 | 2276324.2952 | 0.005 | 6245.8832 | 3493.7946 | 0 | 0 | 3516.8114 | 13.6781 | 6195.352 | 3465.5287 | 0 | 0 | 13.5674 | 6074.7618 | 3398.0735 | 0 | 0 | 13.3033 | 6245.8832 | 12441.2352 | 18515.997 | 3493.7946 | 6959.3233 | 10357.3968 | 0 | 0 | 0 | 0 | 0 | 0 | 3516.8114 | 7005.1707 | 10425.6304 | 13.6781 | 27.2454 | 40.5487 | 6245.8832 | 3493.7946 | 0 | 0 | 3516.8114 | 13.6781 | 6195.352 | 3465.5287 | 0 | 0 | 13.5674 | 6074.7618 | 3398.0735 | 0 | 0 | 13.3033 | 6245.8832 | 27.2454 | 18515.997 | 3493.7946 | 6959.3233 | 10357.3968 | 0 | 0 | 0 | 0 | 0 | 0 | 3516.8114 | 7005.1707 | 10425.6304 | 13.6781 | 27.2454 | 40.5487 | 534.5668 | 877.6376 | 534.5668 | 838.7945 | 462.164 | 536.0323 | 889.1208 | 536.0323 | 844.7258 | 463.431 | 532.0274 | 892.7698 | 532.0274 | 842.853 | 459.9685 | 441.7205 | 442.9315 | 439.6222 | 0.00019308 | 0.00019212 | 0.00019117 | 8.5844 | 4.8019 | 0 | 0 | 4.8335 | 0.018799 | 8.6079 | 4.8151 | 0 | 0 | 4.8468 | 0.018851 | 8.5436 | 4.7791 | 0 | 0 | 4.8106 | 0.01871 | 171.688 | 172.1587 | 170.8724 | 96.0381 | 96.3014 | 95.5819 | 0 | 0 | 0 | 0 | 0 | 0 | 96.6708 | 96.9358 | 96.2116 | 8.5844 | 0.03765 | 25.736 | 4.8019 | 9.617 | 14.3961 | 0 | 0 | 0 | 0 | 0 | 0 | 4.8335 | 9.6803 | 14.4909 | 0.018799 | 0.03765 | 0.05636 | 1 | 1 | 1 | 1 | 1 | 1 | 1 | 1.6924 | 0.29451 | 1.174 | 1.6924 | 0.315 | 1.1861 | 1.6924 | 0.33841 | 1.2 | 6245.8832 | 3493.7946 | 0 | 0 | 3516.8114 | 13.6781 | 6195.352 | 3465.5287 | 0 | 0 | 13.5674 | 6074.7618 | 3398.0735 | 0 | 0 | 13.3033 | 6245.8832 | 27.2454 | 18515.997 | 3493.7946 | 6959.3233 | 10357.3968 | 0 | 0 | 0 | 0 | 0 | 0 | 3516.8114 | 7005.1707 | 10425.6304 | 13.6781 | 27.2454 | 40.5487 | 6397.1168 | 7510.3533 | 6397.1168 | 7177.955 | 2132.3723 | 6409.6815 | 7602.7216 | 6409.6815 | 7223.108 | 2136.5605 | 6361.0068 | 7632.9815 | 6361.0068 | 7206.2041 | 2120.3356 | 3780.008 | 3787.4324 | 3758.6708 | 0.0016523 | 0.0016441 | 0.0016359 | 73.4607 | 41.0921 | 0 | 0 | 41.3628 | 0.16087 | 73.605 | 41.1728 | 0 | 0 | 41.4441 | 0.16119 | 73.046 | 40.8602 | 0 | 0 | 41.1294 | 0.15997 | 1469.2143 | 1472.1 | 1460.9209 | 821.8426 | 823.4568 | 817.2035 | 0 | 0 | 0 | 0 | 0 | 0 | 827.2568 | 828.8817 | 822.5872 | 73.4607 | 0.32206 | 220.1118 | 41.0921 | 82.265 | 123.1251 | 0 | 0 | 0 | 0 | 0 | 0 | 41.3628 | 82.8069 | 123.9363 | 0.16087 | 0.32206 | 0.48203 | 2.2565 | -0.26961 | 0.88052 | 2.2565 | -0.24912 | 0.8896 | 2.2565 | -0.22571 | 0.89997 | 6245.8832 | 3493.7946 | 0 | 0 | 3516.8114 | 13.6781 | 6195.352 | 3465.5287 | 0 | 0 | 13.5674 | 6074.7618 | 3398.0735 | 0 | 0 | 13.3033 | 6245.8832 | 27.2454 | 18515.997 | 3493.7946 | 6959.3233 | 10357.3968 | 0 | 0 | 0 | 0 | 0 | 0 | 3516.8114 | 7005.1707 | 10425.6304 | 13.6781 | 27.2454 | 40.5487 | 435123.9443 | 383133.6831 | 435123.9443 | 366176.6919 | 0 | 431603.6563 | 383953.8442 | 431603.6563 | 364782.5353 | 0 | 423202.6526 | 380871.0794 | 423202.6526 | 359575.7107 | 0 | 192833.5883 | 191273.5046 | 187550.4374 | 0.084291 | 0.083872 | 0.083455 | 3747.5299 | 2096.2768 | 0 | 0 | 2110.0868 | 8.2068 | 3717.2112 | 2079.3172 | 0 | 0 | 2093.0156 | 8.1404 | 3644.8571 | 2038.8441 | 0 | 0 | 2052.2758 | 7.982 | 74950.5978 | 74344.2242 | 72897.1417 | 41925.5352 | 41586.3446 | 40776.882 | 0 | 0 | 0 | 0 | 0 | 0 | 42201.7366 | 41860.3115 | 41045.5162 | 3747.5299 | 16.3473 | 11109.5982 | 2096.2768 | 4175.594 | 6214.4381 | 0 | 0 | 0 | 0 | 0 | 0 | 2110.0868 | 4203.1024 | 6255.3782 | 8.2068 | 16.3473 | 24.3292
| 95 | Residential | Multi-Family | Envelope | Gas | 01-224 | 01-224.02 | Insulation | [01-224]_Residential_Envelope_Insulation - Wall_ADD_Gas_per sf | R-5 | R-15 | ENGINEER | 0.016126 | 0.010871 | 0 | 0 | 4.9049e-05 | 0 | 2.2565 | 20 | 0.72 | 0.27 | 0.4 | 0.13 | 0.2 | 1 | 1 | Additions on Existing | 9.7834 | 6.9963 | 0.32252 | 0.22939 | 0 | 0 | 0.23064 | 0.018042 | 1.7229 | 0 | 0 | 0.19146 | 0.011469 | 0 | 1.9439 | 1.2102 | 0.73369 | 1.6063 | 0.018104 | 1.7422 | 0 | 0 | 0.19242 | 0.011469 | 0 | 1.9642 | 1.2102 | 0.75398 | 1.623 | 0.018244 | 1.7636 | 0 | 0 | 0.19396 | 0.011469 | 0 | 1.9872 | 1.2102 | 0.77704 | 1.6421 | per sf | 4.8577 | 310978.7267 | 0.005 | 708.039 | 477.3027 | 0 | 0 | 479.9119 | 1.5506 | 702.3107 | 473.4412 | 0 | 0 | 1.538 | 688.6405 | 464.2258 | 0 | 0 | 1.5081 | 708.039 | 1410.3497 | 2098.9901 | 477.3027 | 950.7439 | 1414.9698 | 0 | 0 | 0 | 0 | 0 | 0 | 479.9119 | 955.9412 | 1422.7048 | 1.5506 | 3.0886 | 4.5966 | 708.039 | 477.3027 | 0 | 0 | 479.9119 | 1.5506 | 702.3107 | 473.4412 | 0 | 0 | 1.538 | 688.6405 | 464.2258 | 0 | 0 | 1.5081 | 708.039 | 3.0886 | 2098.9901 | 477.3027 | 950.7439 | 1414.9698 | 0 | 0 | 0 | 0 | 0 | 0 | 479.9119 | 955.9412 | 1422.7048 | 1.5506 | 3.0886 | 4.5966 | 72.2369 | 116.0314 | 72.2369 | 112.8686 | 62.453 | 72.4387 | 117.5698 | 72.4387 | 113.6688 | 62.6275 | 71.999 | 118.2283 | 71.999 | 113.571 | 62.2473 | 59.6904 | 59.8572 | 59.4939 | 0.00019099 | 0.00019004 | 0.00018909 | 0.96257 | 0.64889 | 0 | 0 | 0.65244 | 0.002108 | 0.96526 | 0.6507 | 0 | 0 | 0.65426 | 0.0021139 | 0.9594 | 0.64675 | 0 | 0 | 0.65029 | 0.002101 | 19.2515 | 19.3052 | 19.1881 | 12.9778 | 13.014 | 12.935 | 0 | 0 | 0 | 0 | 0 | 0 | 13.0487 | 13.0852 | 13.0058 | 0.96257 | 0.0042218 | 2.8872 | 0.64889 | 1.2996 | 1.9463 | 0 | 0 | 0 | 0 | 0 | 0 | 0.65244 | 1.3067 | 1.957 | 0.002108 | 0.0042218 | 0.0063229 | 1 | 1 | 1 | 1 | 1 | 1 | 1 | 1.6924 | 0.25153 | 1.1486 | 1.6924 | 0.27182 | 1.1606 | 1.6924 | 0.29488 | 1.1742 | 708.039 | 477.3027 | 0 | 0 | 479.9119 | 1.5506 | 702.3107 | 473.4412 | 0 | 0 | 1.538 | 688.6405 | 464.2258 | 0 | 0 | 1.5081 | 708.039 | 3.0886 | 2098.9901 | 477.3027 | 950.7439 | 1414.9698 | 0 | 0 | 0 | 0 | 0 | 0 | 479.9119 | 955.9412 | 1422.7048 | 1.5506 | 3.0886 | 4.5966 | 865.7095 | 994.3779 | 865.7095 | 967.2728 | 288.5698 | 866.868 | 1006.0993 | 866.868 | 972.717 | 288.956 | 860.3389 | 1010.2468 | 860.3389 | 970.45 | 286.7796 | 511.5412 | 512.2257 | 508.3677 | 0.0016368 | 0.0016286 | 0.0016205 | 8.2492 | 5.5609 | 0 | 0 | 5.5913 | 0.018065 | 8.2602 | 5.5684 | 0 | 0 | 5.5988 | 0.018089 | 8.198 | 5.5264 | 0 | 0 | 5.5566 | 0.017953 | 164.9832 | 165.204 | 163.9597 | 111.2184 | 111.3672 | 110.5284 | 0 | 0 | 0 | 0 | 0 | 0 | 111.8264 | 111.976 | 111.1326 | 8.2492 | 0.036154 | 24.7073 | 5.5609 | 11.1293 | 16.6557 | 0 | 0 | 0 | 0 | 0 | 0 | 5.5913 | 11.1901 | 16.7467 | 0.018065 | 0.036154 | 0.054107 | 2.2565 | -0.31259 | 0.86147 | 2.2565 | -0.2923 | 0.87046 | 2.2565 | -0.26924 | 0.88068 | 708.039 | 477.3027 | 0 | 0 | 479.9119 | 1.5506 | 702.3107 | 473.4412 | 0 | 0 | 1.538 | 688.6405 | 464.2258 | 0 | 0 | 1.5081 | 708.039 | 3.0886 | 2098.9901 | 477.3027 | 950.7439 | 1414.9698 | 0 | 0 | 0 | 0 | 0 | 0 | 479.9119 | 955.9412 | 1422.7048 | 1.5506 | 3.0886 | 4.5966 | 59444.2059 | 51209.447 | 59444.2059 | 49813.5637 | 0 | 58963.2838 | 51325.2176 | 58963.2838 | 49622.2518 | 0 | 57815.5856 | 50917.1546 | 57815.5856 | 48911.3702 | 0 | 26343.8491 | 26130.7192 | 25622.0945 | 0.084291 | 0.083872 | 0.083455 | 424.8234 | 286.3816 | 0 | 0 | 287.9472 | 0.93033 | 421.3864 | 284.0647 | 0 | 0 | 285.6176 | 0.92281 | 413.1843 | 278.5355 | 0 | 0 | 280.0581 | 0.90484 | 8496.4674 | 8427.7284 | 8263.6858 | 5727.6327 | 5681.2944 | 5570.7101 | 0 | 0 | 0 | 0 | 0 | 0 | 5758.9432 | 5712.3515 | 5601.1628 | 424.8234 | 1.8531 | 1259.3941 | 286.3816 | 570.4464 | 848.9819 | 0 | 0 | 0 | 0 | 0 | 0 | 287.9472 | 573.5647 | 853.6229 | 0.93033 | 1.8531 | 2.758
| 96 | Residential | Low Income | Envelope | Gas | 01-224 | 01-224.03 | Insulation | [01-224]_Residential_Envelope_Insulation - Wall_ADD_Gas_per sf | R-5 | R-15 | ENGINEER | 0.0062023 | 0.010871 | 0 | 0 | 1.8865e-05 | 0 | 2.2565 | 20 | 0.72 | 0.27 | 0.4 | 0.13 | 0.2 | 0.87 | 1 | Additions on Existing | 9.819 | 20.9086 | 0.10792 | 0.22939 | 0 | 0 | 0.22981 | 0.0060371 | 1.7229 | 0 | 0 | 0.07364 | 0.011469 | 0 | 2.1769 | 2.2565 | -0.079605 | 0.96472 | 0.0060577 | 1.7422 | 0 | 0 | 0.074006 | 0.011469 | 0 | 2.2005 | 2.2565 | -0.056015 | 0.97518 | 0.0061046 | 1.7636 | 0 | 0 | 0.074602 | 0.011469 | 0 | 2.2269 | 2.2565 | -0.029593 | 0.98689 | per sf | 11.1425 | 1711946.8037 | 0.005 | 1304.2554 | 2627.5652 | 0 | 0 | 2632.3715 | 3.283 | 1293.7036 | 2606.3074 | 0 | 0 | 3.2565 | 1268.5221 | 2555.5766 | 0 | 0 | 3.1931 | 1304.2554 | 2597.959 | 3866.4811 | 2627.5652 | 5233.8726 | 7789.4492 | 0 | 0 | 0 | 0 | 0 | 0 | 2632.3715 | 5243.4464 | 7803.6976 | 3.283 | 6.5395 | 9.7326 | 1304.2554 | 2627.5652 | 0 | 0 | 2632.3715 | 3.283 | 1293.7036 | 2606.3074 | 0 | 0 | 3.2565 | 1268.5221 | 2555.5766 | 0 | 0 | 3.1931 | 1304.2554 | 6.5395 | 3866.4811 | 2627.5652 | 5233.8726 | 7789.4492 | 0 | 0 | 0 | 0 | 0 | 0 | 2632.3715 | 5243.4464 | 7803.6976 | 3.283 | 6.5395 | 9.7326 | 327242.0574 | 315697.5212 | 327242.0574 | 220636.4616 | 0 | 324594.5674 | 316536.861 | 324594.5674 | 219763.6409 | 0 | 318276.4556 | 314102.4023 | 318276.4556 | 216575.5848 | 0 | 145023.6444 | 143850.3581 | 141050.3647 | 0.084291 | 0.083872 | 0.083455 | 782.5532 | 1576.5391 | 0 | 0 | 1579.4229 | 1.9698 | 776.2221 | 1563.7844 | 0 | 0 | 1566.6449 | 1.9539 | 761.1133 | 1533.346 | 0 | 0 | 1536.1507 | 1.9158 | 15651.0647 | 15524.4427 | 15222.2653 | 31530.7824 | 31275.6886 | 30666.919 | 0 | 0 | 0 | 0 | 0 | 0 | 31588.4584 | 31332.8979 | 30723.0148 | 782.5532 | 3.9237 | 2319.8886 | 1576.5391 | 3140.3236 | 4673.6695 | 0 | 0 | 0 | 0 | 0 | 0 | 1579.4229 | 3146.0678 | 4682.2186 | 1.9698 | 3.9237 | 5.8395 | 1 | 1 | 1 | 1 | 1 | 1 | 1 | 2.2565 | -0.079605 | 0.96472 | 2.2565 | -0.056015 | 0.97518 | 2.2565 | -0.029593 | 0.98689 | 1304.2554 | 2627.5652 | 0 | 0 | 2632.3715 | 3.283 | 1293.7036 | 2606.3074 | 0 | 0 | 3.2565 | 1268.5221 | 2555.5766 | 0 | 0 | 3.1931 | 1304.2554 | 6.5395 | 3866.4811 | 2627.5652 | 5233.8726 | 7789.4492 | 0 | 0 | 0 | 0 | 0 | 0 | 2632.3715 | 5243.4464 | 7803.6976 | 3.283 | 6.5395 | 9.7326 | 327242.0574 | 315697.5212 | 327242.0574 | 220636.4616 | 0 | 324594.5674 | 316536.861 | 324594.5674 | 219763.6409 | 0 | 318276.4556 | 314102.4023 | 318276.4556 | 216575.5848 | 0 | 145023.6444 | 143850.3581 | 141050.3647 | 0.084291 | 0.083872 | 0.083455 | 782.5532 | 1576.5391 | 0 | 0 | 1579.4229 | 1.9698 | 776.2221 | 1563.7844 | 0 | 0 | 1566.6449 | 1.9539 | 761.1133 | 1533.346 | 0 | 0 | 1536.1507 | 1.9158 | 15651.0647 | 15524.4427 | 15222.2653 | 31530.7824 | 31275.6886 | 30666.919 | 0 | 0 | 0 | 0 | 0 | 0 | 31588.4584 | 31332.8979 | 30723.0148 | 782.5532 | 3.9237 | 2319.8886 | 1576.5391 | 3140.3236 | 4673.6695 | 0 | 0 | 0 | 0 | 0 | 0 | 1579.4229 | 3146.0678 | 4682.2186 | 1.9698 | 3.9237 | 5.8395 | 2.2565 | -0.079605 | 0.96472 | 2.2565 | -0.056015 | 0.97518 | 2.2565 | -0.029593 | 0.98689 | 1304.2554 | 2627.5652 | 0 | 0 | 2632.3715 | 3.283 | 1293.7036 | 2606.3074 | 0 | 0 | 3.2565 | 1268.5221 | 2555.5766 | 0 | 0 | 3.1931 | 1304.2554 | 6.5395 | 3866.4811 | 2627.5652 | 5233.8726 | 7789.4492 | 0 | 0 | 0 | 0 | 0 | 0 | 2632.3715 | 5243.4464 | 7803.6976 | 3.283 | 6.5395 | 9.7326 | 327242.0574 | 315697.5212 | 327242.0574 | 220636.4616 | 0 | 324594.5674 | 316536.861 | 324594.5674 | 219763.6409 | 0 | 318276.4556 | 314102.4023 | 318276.4556 | 216575.5848 | 0 | 145023.6444 | 143850.3581 | 141050.3647 | 0.084291 | 0.083872 | 0.083455 | 782.5532 | 1576.5391 | 0 | 0 | 1579.4229 | 1.9698 | 776.2221 | 1563.7844 | 0 | 0 | 1566.6449 | 1.9539 | 761.1133 | 1533.346 | 0 | 0 | 1536.1507 | 1.9158 | 15651.0647 | 15524.4427 | 15222.2653 | 31530.7824 | 31275.6886 | 30666.919 | 0 | 0 | 0 | 0 | 0 | 0 | 31588.4584 | 31332.8979 | 30723.0148 | 782.5532 | 3.9237 | 2319.8886 | 1576.5391 | 3140.3236 | 4673.6695 | 0 | 0 | 0 | 0 | 0 | 0 | 1579.4229 | 3146.0678 | 4682.2186 | 1.9698 | 3.9237 | 5.8395
| 97 | Residential | Single Family | Envelope | Oil | 01-225 | 01-225.01 | Insulation | [01-225]_Residential_Envelope_Insulation - Wall_ADD_Oil_per sf | R-5 | R-15 | ENGINEER | 0.019434 | 0 | 0.011094 | 0 | 5.911e-05 | 0 | 2.2565 | 20 | 0.72 | 0.27 | 0.4 | 0.13 | 0.2 | 1 | 1 | Additions on Existing | 9.577 | 5.8055 | 0.38868 | 0 | 0.2341 | 0 | 0.23561 | 0.021743 | 0 | 4.3852 | 0 | 0.23074 | 0.011705 | 0 | 4.6494 | 1.1913 | 3.458 | 3.9027 | 0.021817 | 0 | 4.4835 | 0 | 0.23189 | 0.011705 | 0 | 4.7489 | 1.1913 | 3.5576 | 3.9862 | 0.021986 | 0 | 4.5676 | 0 | 0.23375 | 0.011705 | 0 | 4.835 | 1.1913 | 3.6437 | 4.0585 | per sf | 16.4368 | 6944760.3306 | 0.005 | 19055.3524 | 0 | 10878.1734 | 0 | 10948.3945 | 41.7299 | 18901.1886 | 0 | 10790.1656 | 0 | 41.3923 | 18533.2841 | 0 | 10580.1391 | 0 | 40.5866 | 19055.3524 | 37956.541 | 56489.8251 | 0 | 0 | 0 | 10878.1734 | 21668.339 | 32248.478 | 0 | 0 | 0 | 10948.3945 | 21808.2131 | 32456.6494 | 41.7299 | 83.1222 | 123.7088 | 19055.3524 | 0 | 10878.1734 | 0 | 10948.3945 | 41.7299 | 18901.1886 | 0 | 10790.1656 | 0 | 41.3923 | 18533.2841 | 0 | 10580.1391 | 0 | 40.5866 | 19055.3524 | 83.1222 | 56489.8251 | 0 | 0 | 0 | 10878.1734 | 21668.339 | 32248.478 | 0 | 0 | 0 | 10948.3945 | 21808.2131 | 32456.6494 | 41.7299 | 83.1222 | 123.7088 | 11442.5442 | 44656.6299 | 11442.5442 | 42572.0919 | 10230.581 | 11925.4457 | 47537.4599 | 11925.4457 | 45358.4814 | 10662.3348 | 12189.384 | 49470.8955 | 12189.384 | 47231.5141 | 10898.3175 | 9604.8645 | 10010.2116 | 10231.7613 | 0.0013762 | 0.0013693 | 0.0013625 | 186.661 | 0 | 106.5596 | 0 | 107.2475 | 0.40877 | 194.5386 | 0 | 111.0567 | 0 | 111.7736 | 0.42603 | 198.8442 | 0 | 113.5146 | 0 | 114.2474 | 0.43545 | 3733.2206 | 3890.7711 | 3976.883 | 0 | 0 | 0 | 2131.1924 | 2221.1335 | 2270.2925 | 0 | 0 | 0 | 2144.9497 | 2235.4715 | 2284.9477 | 186.661 | 0.8348 | 580.0437 | 0 | 0 | 0 | 106.5596 | 217.6163 | 331.1309 | 0 | 0 | 0 | 107.2475 | 219.0211 | 333.2684 | 0.40877 | 0.8348 | 1.2703 | 1 | 1 | 1 | 1 | 1 | 1 | 1 | 1.6924 | 2.957 | 2.7473 | 1.6924 | 3.0565 | 2.8061 | 1.6924 | 3.1427 | 2.857 | 19055.3524 | 0 | 10878.1734 | 0 | 10948.3945 | 41.7299 | 18901.1886 | 0 | 10790.1656 | 0 | 41.3923 | 18533.2841 | 0 | 10580.1391 | 0 | 40.5866 | 19055.3524 | 83.1222 | 56489.8251 | 0 | 0 | 0 | 10878.1734 | 21668.339 | 32248.478 | 0 | 0 | 0 | 10948.3945 | 21808.2131 | 32456.6494 | 41.7299 | 83.1222 | 123.7088 | 112157.6951 | 308128.7466 | 112157.6951 | 293745.5277 | 37385.8984 | 115747.7852 | 324798.3679 | 115747.7852 | 309910.5585 | 38582.5951 | 117329.3812 | 335208.1652 | 117329.3812 | 320034.4169 | 39109.7937 | 66273.1346 | 68394.4917 | 69329.0448 | 0.0094954 | 0.0094482 | 0.0094012 | 1287.9528 | 0 | 735.2566 | 0 | 740.0028 | 2.8205 | 1329.1792 | 0 | 758.7916 | 0 | 763.6898 | 2.9108 | 1347.3414 | 0 | 769.1599 | 0 | 774.125 | 2.9506 | 25759.0553 | 26583.5848 | 26946.8271 | 0 | 0 | 0 | 14705.1319 | 15175.833 | 15383.1979 | 0 | 0 | 0 | 14800.0569 | 15273.7965 | 15482.5 | 1287.9528 | 5.7313 | 3964.4734 | 0 | 0 | 0 | 735.2566 | 1494.0482 | 2263.2081 | 0 | 0 | 0 | 740.0028 | 1503.6927 | 2277.8177 | 2.8205 | 5.7313 | 8.6819 | 2.2565 | 2.3929 | 2.0605 | 2.2565 | 2.4924 | 2.1046 | 2.2565 | 2.5786 | 2.1427 | 19055.3524 | 0 | 10878.1734 | 0 | 10948.3945 | 41.7299 | 18901.1886 | 0 | 10790.1656 | 0 | 41.3923 | 18533.2841 | 0 | 10580.1391 | 0 | 40.5866 | 19055.3524 | 83.1222 | 56489.8251 | 0 | 0 | 0 | 10878.1734 | 21668.339 | 32248.478 | 0 | 0 | 0 | 10948.3945 | 21808.2131 | 32456.6494 | 41.7299 | 83.1222 | 123.7088 | 1327504.8347 | 2735271.9781 | 1327504.8347 | 2607591.5323 | 0 | 1316764.9079 | 2771217.7753 | 1316764.9079 | 2644193.2394 | 0 | 1291134.5716 | 2766563.1135 | 1291134.5716 | 2641330.0897 | 0 | 588309.4326 | 583549.8264 | 572191.2474 | 0.084291 | 0.083872 | 0.083455 | 11433.2114 | 0 | 6526.904 | 0 | 6569.0367 | 25.0379 | 11340.7132 | 0 | 6474.0994 | 0 | 6515.8912 | 24.8354 | 11119.9704 | 0 | 6348.0834 | 0 | 6389.0618 | 24.352 | 228664.2284 | 226814.2637 | 222399.409 | 0 | 0 | 0 | 130538.0807 | 129481.987 | 126961.6686 | 0 | 0 | 0 | 131380.7341 | 130317.8231 | 127781.2355 | 11433.2114 | 49.8733 | 33893.8951 | 0 | 0 | 0 | 6526.904 | 13001.0034 | 19349.0868 | 0 | 0 | 0 | 6569.0367 | 13084.9279 | 19473.9896 | 25.0379 | 49.8733 | 74.2253
| 98 | Residential | Multi-Family | Envelope | Oil | 01-225 | 01-225.02 | Insulation | [01-225]_Residential_Envelope_Insulation - Wall_ADD_Oil_per sf | R-5 | R-15 | ENGINEER | 0.016126 | 0 | 0.011094 | 0 | 4.9049e-05 | 0 | 2.2565 | 20 | 0.72 | 0.27 | 0.4 | 0.13 | 0.2 | 1 | 1 | Additions on Existing | 9.5875 | 6.9963 | 0.32252 | 0 | 0.2341 | 0 | 0.23536 | 0.018042 | 0 | 4.3852 | 0 | 0.19146 | 0.011705 | 0 | 4.6064 | 1.1913 | 3.4151 | 3.8666 | 0.018104 | 0 | 4.4835 | 0 | 0.19242 | 0.011705 | 0 | 4.7057 | 1.1913 | 3.5144 | 3.95 | 0.018244 | 0 | 4.5676 | 0 | 0.19396 | 0.011705 | 0 | 4.7915 | 1.1913 | 3.6002 | 4.022 | per sf | 4.2591 | 272654.3577 | 0.005 | 620.7817 | 0 | 427.0819 | 0 | 429.3695 | 1.3595 | 615.7594 | 0 | 423.6267 | 0 | 1.3485 | 603.7739 | 0 | 415.3809 | 0 | 1.3222 | 620.7817 | 1236.5411 | 1840.315 | 0 | 0 | 0 | 427.0819 | 850.7086 | 1266.0895 | 0 | 0 | 0 | 429.3695 | 855.2654 | 1272.8713 | 1.3595 | 2.7079 | 4.0302 | 620.7817 | 0 | 427.0819 | 0 | 429.3695 | 1.3595 | 615.7594 | 0 | 423.6267 | 0 | 1.3485 | 603.7739 | 0 | 415.3809 | 0 | 1.3222 | 620.7817 | 2.7079 | 1840.315 | 0 | 0 | 0 | 427.0819 | 850.7086 | 1266.0895 | 0 | 0 | 0 | 429.3695 | 855.2654 | 1272.8713 | 1.3595 | 2.7079 | 4.0302 | 447.5468 | 1730.4889 | 447.5468 | 1662.0866 | 400.1439 | 466.2337 | 1841.6104 | 466.2337 | 1770.1422 | 416.8515 | 476.5957 | 1916.8603 | 476.5957 | 1843.4086 | 426.116 | 375.6705 | 391.3563 | 400.0541 | 0.001371 | 0.0013642 | 0.0013574 | 6.0581 | 0 | 4.1678 | 0 | 4.1901 | 0.013267 | 6.311 | 0 | 4.3418 | 0 | 4.3651 | 0.013821 | 6.4513 | 0 | 4.4383 | 0 | 4.4621 | 0.014128 | 121.162 | 126.221 | 129.0262 | 0 | 0 | 0 | 83.3563 | 86.8368 | 88.7667 | 0 | 0 | 0 | 83.8028 | 87.3019 | 89.2422 | 6.0581 | 0.027088 | 18.8205 | 0 | 0 | 0 | 4.1678 | 8.5097 | 12.948 | 0 | 0 | 0 | 4.1901 | 8.5552 | 13.0173 | 0.013267 | 0.027088 | 0.041215 | 1 | 1 | 1 | 1 | 1 | 1 | 1 | 1.6924 | 2.914 | 2.7219 | 1.6924 | 3.0134 | 2.7806 | 1.6924 | 3.0991 | 2.8313 | 620.7817 | 0 | 427.0819 | 0 | 429.3695 | 1.3595 | 615.7594 | 0 | 423.6267 | 0 | 1.3485 | 603.7739 | 0 | 415.3809 | 0 | 1.3222 | 620.7817 | 2.7079 | 1840.315 | 0 | 0 | 0 | 427.0819 | 850.7086 | 1266.0895 | 0 | 0 | 0 | 429.3695 | 855.2654 | 1272.8713 | 1.3595 | 2.7079 | 4.0302 | 4389.1868 | 11946.8726 | 4389.1868 | 11474.6398 | 1463.0623 | 4530.128 | 12596.3395 | 4530.128 | 12107.5076 | 1510.0427 | 4591.4027 | 12999.4662 | 4591.4027 | 12501.3431 | 1530.4676 | 2593.5373 | 2676.8184 | 2713.0251 | 0.0094649 | 0.0094178 | 0.0093709 | 41.8236 | 0 | 28.7736 | 0 | 28.9277 | 0.091591 | 43.1666 | 0 | 29.6975 | 0 | 29.8566 | 0.094532 | 43.7505 | 0 | 30.0992 | 0 | 30.2604 | 0.095811 | 836.4725 | 863.3325 | 875.0099 | 0 | 0 | 0 | 575.4716 | 593.9506 | 601.9844 | 0 | 0 | 0 | 578.5541 | 597.1321 | 605.2089 | 41.8236 | 0.18612 | 128.7407 | 0 | 0 | 0 | 28.7736 | 58.4711 | 88.5703 | 0 | 0 | 0 | 28.9277 | 58.7843 | 89.0448 | 0.091591 | 0.18612 | 0.28193 | 2.2565 | 2.3499 | 2.0414 | 2.2565 | 2.4492 | 2.0854 | 2.2565 | 2.535 | 2.1234 | 620.7817 | 0 | 427.0819 | 0 | 429.3695 | 1.3595 | 615.7594 | 0 | 423.6267 | 0 | 1.3485 | 603.7739 | 0 | 415.3809 | 0 | 1.3222 | 620.7817 | 2.7079 | 1840.315 | 0 | 0 | 0 | 427.0819 | 850.7086 | 1266.0895 | 0 | 0 | 0 | 429.3695 | 855.2654 | 1272.8713 | 1.3595 | 2.7079 | 4.0302 | 52118.4261 | 106395.3689 | 52118.4261 | 102189.801 | 0 | 51696.7718 | 107809.8825 | 51696.7718 | 103626.055 | 0 | 50690.5135 | 107638.6127 | 50690.5135 | 103514.0372 | 0 | 23097.2881 | 22910.4239 | 22464.4811 | 0.084291 | 0.083872 | 0.083455 | 372.469 | 0 | 256.2491 | 0 | 257.6217 | 0.81568 | 369.4556 | 0 | 254.176 | 0 | 255.5375 | 0.80908 | 362.2643 | 0 | 249.2286 | 0 | 250.5635 | 0.79333 | 7449.3805 | 7389.1127 | 7245.2864 | 0 | 0 | 0 | 5124.9827 | 5083.52 | 4984.5712 | 0 | 0 | 0 | 5152.4345 | 5110.7497 | 5011.2709 | 372.469 | 1.6248 | 1104.189 | 0 | 0 | 0 | 256.2491 | 510.4251 | 759.6537 | 0 | 0 | 0 | 257.6217 | 513.1592 | 763.7228 | 0.81568 | 1.6248 | 2.4181
| 99 | Residential | Low Income | Envelope | Oil | 01-225 | 01-225.03 | Insulation | [01-225]_Residential_Envelope_Insulation - Wall_ADD_Oil_per sf | R-5 | R-15 | ENGINEER | 0.0062023 | 0 | 0.011094 | 0 | 1.8865e-05 | 0 | 2.2565 | 20 | 0.72 | 0.27 | 0.4 | 0.13 | 0.2 | 0.87 | 1 | Additions on Existing | 9.6216 | 20.9086 | 0.10792 | 0 | 0.2341 | 0 | 0.23452 | 0.0060371 | 0 | 4.3852 | 0 | 0.07364 | 0.011705 | 0 | 5.3719 | 2.2565 | 3.1154 | 2.3807 | 0.0060577 | 0 | 4.4835 | 0 | 0.074006 | 0.011705 | 0 | 5.4903 | 2.2565 | 3.2338 | 2.4331 | 0.0061046 | 0 | 4.5676 | 0 | 0.074602 | 0.011705 | 0 | 5.592 | 2.2565 | 3.3355 | 2.4782 | per sf | 64.8661 | 9966093.2444 | 0.005 | 7592.7189 | 0 | 15610.7461 | 0 | 15638.7261 | 19.1121 | 7531.2914 | 0 | 15484.4503 | 0 | 18.9575 | 7384.6977 | 0 | 15183.0513 | 0 | 18.5885 | 7592.7189 | 15124.0103 | 22508.708 | 0 | 0 | 0 | 15610.7461 | 31095.1964 | 46278.2477 | 0 | 0 | 0 | 15638.7261 | 31150.9301 | 46361.1949 | 19.1121 | 38.0696 | 56.6581 | 7592.7189 | 0 | 15610.7461 | 0 | 15638.7261 | 19.1121 | 7531.2914 | 0 | 15484.4503 | 0 | 18.9575 | 7384.6977 | 0 | 15183.0513 | 0 | 18.5885 | 7592.7189 | 38.0696 | 22508.708 | 0 | 0 | 0 | 15610.7461 | 31095.1964 | 46278.2477 | 0 | 0 | 0 | 15638.7261 | 31150.9301 | 46361.1949 | 19.1121 | 38.0696 | 56.6581 | 381007.7335 | 907048.1616 | 381007.7335 | 890155.8725 | 0 | 377925.2625 | 919543.7974 | 377925.2625 | 902730.0778 | 0 | 370569.0886 | 918345.4696 | 370569.0886 | 901760.6911 | 0 | 168850.9432 | 167484.8866 | 164224.856 | 0.016858 | 0.016774 | 0.016691 | 911.1263 | 0 | 1873.2895 | 0 | 1876.6471 | 2.2935 | 903.755 | 0 | 1858.134 | 0 | 1861.4645 | 2.2749 | 886.1637 | 0 | 1821.9662 | 0 | 1825.2318 | 2.2306 | 18222.5254 | 18075.0995 | 17723.2744 | 0 | 0 | 0 | 37465.7907 | 37162.6808 | 36439.3231 | 0 | 0 | 0 | 37532.9427 | 37229.2896 | 36504.6354 | 911.1263 | 4.5683 | 2701.045 | 0 | 0 | 0 | 1873.2895 | 3731.4236 | 5553.3897 | 0 | 0 | 0 | 1876.6471 | 3738.1116 | 5563.3434 | 2.2935 | 4.5683 | 6.799 | 1 | 1 | 1 | 1 | 1 | 1 | 1 | 2.2565 | 3.1154 | 2.3807 | 2.2565 | 3.2338 | 2.4331 | 2.2565 | 3.3355 | 2.4782 | 7592.7189 | 0 | 15610.7461 | 0 | 15638.7261 | 19.1121 | 7531.2914 | 0 | 15484.4503 | 0 | 18.9575 | 7384.6977 | 0 | 15183.0513 | 0 | 18.5885 | 7592.7189 | 38.0696 | 22508.708 | 0 | 0 | 0 | 15610.7461 | 31095.1964 | 46278.2477 | 0 | 0 | 0 | 15638.7261 | 31150.9301 | 46361.1949 | 19.1121 | 38.0696 | 56.6581 | 381007.7335 | 907048.1616 | 381007.7335 | 890155.8725 | 0 | 377925.2625 | 919543.7974 | 377925.2625 | 902730.0778 | 0 | 370569.0886 | 918345.4696 | 370569.0886 | 901760.6911 | 0 | 168850.9432 | 167484.8866 | 164224.856 | 0.016858 | 0.016774 | 0.016691 | 911.1263 | 0 | 1873.2895 | 0 | 1876.6471 | 2.2935 | 903.755 | 0 | 1858.134 | 0 | 1861.4645 | 2.2749 | 886.1637 | 0 | 1821.9662 | 0 | 1825.2318 | 2.2306 | 18222.5254 | 18075.0995 | 17723.2744 | 0 | 0 | 0 | 37465.7907 | 37162.6808 | 36439.3231 | 0 | 0 | 0 | 37532.9427 | 37229.2896 | 36504.6354 | 911.1263 | 4.5683 | 2701.045 | 0 | 0 | 0 | 1873.2895 | 3731.4236 | 5553.3897 | 0 | 0 | 0 | 1876.6471 | 3738.1116 | 5563.3434 | 2.2935 | 4.5683 | 6.799 | 2.2565 | 3.1154 | 2.3807 | 2.2565 | 3.2338 | 2.4331 | 2.2565 | 3.3355 | 2.4782 | 7592.7189 | 0 | 15610.7461 | 0 | 15638.7261 | 19.1121 | 7531.2914 | 0 | 15484.4503 | 0 | 18.9575 | 7384.6977 | 0 | 15183.0513 | 0 | 18.5885 | 7592.7189 | 38.0696 | 22508.708 | 0 | 0 | 0 | 15610.7461 | 31095.1964 | 46278.2477 | 0 | 0 | 0 | 15638.7261 | 31150.9301 | 46361.1949 | 19.1121 | 38.0696 | 56.6581 | 381007.7335 | 907048.1616 | 381007.7335 | 890155.8725 | 0 | 377925.2625 | 919543.7974 | 377925.2625 | 902730.0778 | 0 | 370569.0886 | 918345.4696 | 370569.0886 | 901760.6911 | 0 | 168850.9432 | 167484.8866 | 164224.856 | 0.016858 | 0.016774 | 0.016691 | 911.1263 | 0 | 1873.2895 | 0 | 1876.6471 | 2.2935 | 903.755 | 0 | 1858.134 | 0 | 1861.4645 | 2.2749 | 886.1637 | 0 | 1821.9662 | 0 | 1825.2318 | 2.2306 | 18222.5254 | 18075.0995 | 17723.2744 | 0 | 0 | 0 | 37465.7907 | 37162.6808 | 36439.3231 | 0 | 0 | 0 | 37532.9427 | 37229.2896 | 36504.6354 | 911.1263 | 4.5683 | 2701.045 | 0 | 0 | 0 | 1873.2895 | 3731.4236 | 5553.3897 | 0 | 0 | 0 | 1876.6471 | 3738.1116 | 5563.3434 | 2.2935 | 4.5683 | 6.799
| 100 | Residential | Single Family | Hot Water | Electric | 01-114 | 01-114.01 | Low Flow Fixtures | [01-114]_Residential_Hot Water_Low Flow Faucet Aerator_ADD_Electric_per unit | 5.98 L/min (1.58 GPM) | 3.56 L/min (0.94 GPM) | ENGINEER | 82.4712 | 0 | 0 | 0 | 4.5 | 4.9263 | 7 | 7 | 0.0021409 | 0.3584 | 0.3076 | 0.1726 | 0.1614 | 1 | 1 | Additions on Existing | 3.1187 | 0.012125 | 577.2987 | 0 | 0 | 0 | 2.2445 | 40.4968 | 0 | 0 | 0 | 27.5625 | 0 | 69.2365 | 137.2958 | 3.6957 | 133.6001 | 37.1499 | 40.3231 | 0 | 0 | 0 | 27.9603 | 0 | 69.2365 | 137.5199 | 3.6957 | 133.8242 | 37.2106 | 40.4578 | 0 | 0 | 0 | 28.8011 | 0 | 69.2365 | 138.4954 | 3.6957 | 134.7997 | 37.4745 | per unit | 0.12195 | 51525.4433 | 0.005 | 1152889.004 | 0 | 0 | 0 | 4248.5257 | 134.6767 | 1071348.1959 | 0 | 0 | 0 | 125.1513 | 893661.4351 | 0 | 0 | 0 | 104.3946 | 1152889.004 | 2224237.1999 | 3117898.635 | 0 | 0 | 0 | 0 | 0 | 0 | 0 | 0 | 0 | 4248.5257 | 8196.5643 | 11489.8072 | 134.6767 | 259.828 | 364.2225 | 1152889.004 | 0 | 0 | 0 | 4248.5257 | 134.6767 | 1071348.1959 | 0 | 0 | 0 | 125.1513 | 893661.4351 | 0 | 0 | 0 | 104.3946 | 1152889.004 | 259.828 | 3117898.635 | 0 | 0 | 0 | 0 | 0 | 0 | 0 | 0 | 0 | 4248.5257 | 8196.5643 | 11489.8072 | 134.6767 | 259.828 | 364.2225 | 27859.5713 | 1034981.4252 | 27859.5713 | 1133389.7393 | 24908.761 | 25886.6175 | 963255.9057 | 25886.6175 | 1052370.698 | 23144.7772 | 21610.1429 | 809829.9773 | 21610.1429 | 883670.3216 | 19321.2552 | 7538.3332 | 7004.485 | 5847.3426 | 0.14558 | 0.14485 | 0.14413 | 621695.6704 | 0 | 0 | 0 | 2291.0185 | 72.6244 | 577668.5463 | 0 | 0 | 0 | 2128.7736 | 67.4813 | 482237.5821 | 0 | 0 | 0 | 1777.0997 | 56.3334 | 4351869.6931 | 4043679.8238 | 3375663.0747 | 0 | 0 | 0 | 0 | 0 | 0 | 0 | 0 | 0 | 16037.1294 | 14901.415 | 12439.6982 | 621695.6704 | 140.1057 | 1681601.7988 | 0 | 0 | 0 | 0 | 0 | 0 | 0 | 0 | 0 | 2291.0185 | 4419.7921 | 6196.8918 | 72.6244 | 140.1057 | 196.4391 | 1 | 1 | 1 | 1 | 1 | 1 | 1 | 5.25 | 132.0458 | 26.1516 | 5.25 | 132.2699 | 26.1943 | 5.25 | 133.2454 | 26.3801 | 1152889.004 | 0 | 0 | 0 | 4248.5257 | 134.6767 | 1071348.1959 | 0 | 0 | 0 | 125.1513 | 893661.4351 | 0 | 0 | 0 | 104.3946 | 1152889.004 | 259.828 | 3117898.635 | 0 | 0 | 0 | 0 | 0 | 0 | 0 | 0 | 0 | 4248.5257 | 8196.5643 | 11489.8072 | 134.6767 | 259.828 | 364.2225 | 45909.0676 | 1200594.6277 | 45909.0676 | 1314749.81 | 15303.0225 | 42660.7949 | 1117468.0476 | 42660.7949 | 1220849.6437 | 14220.265 | 35593.8744 | 938969.0332 | 35593.8744 | 1024584.2842 | 11864.6248 | 8744.5843 | 8125.8657 | 6779.7856 | 0.16887 | 0.16803 | 0.16719 | 721176.6935 | 0 | 0 | 0 | 2657.6172 | 84.2455 | 670150.2049 | 0 | 0 | 0 | 2469.5789 | 78.2847 | 559137.3115 | 0 | 0 | 0 | 2060.4839 | 65.3166 | 5048236.8545 | 4691051.434 | 3913961.1803 | 0 | 0 | 0 | 0 | 0 | 0 | 0 | 0 | 0 | 18603.3207 | 17287.0523 | 14423.3873 | 721176.6935 | 162.5302 | 1950464.2098 | 0 | 0 | 0 | 0 | 0 | 0 | 0 | 0 | 0 | 2657.6172 | 5127.1961 | 7187.68 | 84.2455 | 162.5302 | 227.8467 | 7 | 130.2958 | 19.6137 | 7 | 130.5199 | 19.6457 | 7 | 131.4954 | 19.7851 | 1152889.004 | 0 | 0 | 0 | 4248.5257 | 134.6767 | 1071348.1959 | 0 | 0 | 0 | 125.1513 | 893661.4351 | 0 | 0 | 0 | 104.3946 | 1152889.004 | 259.828 | 3117898.635 | 0 | 0 | 0 | 0 | 0 | 0 | 0 | 0 | 0 | 4248.5257 | 8196.5643 | 11489.8072 | 134.6767 | 259.828 | 364.2225 | 63605.7502 | 1247543.1223 | 63605.7502 | 1366162.2709 | 0 | 59107.0827 | 1161199.8166 | 59107.0827 | 1268627.2196 | 0 | 49303.971 | 975481.7963 | 49303.971 | 1064426.2831 | 0 | 9086.5357 | 8443.869 | 7043.4244 | 0.17547 | 0.1746 | 0.17373 | 749377.8526 | 0 | 0 | 0 | 2761.5417 | 87.5398 | 696376.3274 | 0 | 0 | 0 | 2566.2251 | 81.3484 | 580879.9328 | 0 | 0 | 0 | 2140.6079 | 67.8565 | 5245644.9681 | 4874634.2915 | 4066159.5299 | 0 | 0 | 0 | 0 | 0 | 0 | 0 | 0 | 0 | 19330.7918 | 17963.5757 | 14984.2553 | 749377.8526 | 168.8882 | 2026634.1128 | 0 | 0 | 0 | 0 | 0 | 0 | 0 | 0 | 0 | 2761.5417 | 5327.7668 | 7468.3747 | 87.5398 | 168.8882 | 236.7446
| 101 | Residential | Multi-Family | Hot Water | Electric | 01-114 | 01-114.02 | Low Flow Fixtures | [01-114]_Residential_Hot Water_Low Flow Faucet Aerator_ADD_Electric_per unit | 5.98 L/min (1.58 GPM) | 3.56 L/min (0.94 GPM) | ENGINEER | 88.0592 | 0 | 0 | 0 | 4.5 | 5.2601 | 7 | 7 | 0.0021409 | 0.3584 | 0.3076 | 0.1726 | 0.1614 | 1 | 1 | Additions on Existing | 2.9208 | 0.011356 | 616.4141 | 0 | 0 | 0 | 2.3966 | 43.2407 | 0 | 0 | 0 | 27.5625 | 0 | 73.9277 | 144.7309 | 3.6957 | 141.0352 | 39.1617 | 43.0552 | 0 | 0 | 0 | 27.9603 | 0 | 73.9277 | 144.9432 | 3.6957 | 141.2475 | 39.2192 | 43.1991 | 0 | 0 | 0 | 28.8011 | 0 | 73.9277 | 145.9278 | 3.6957 | 142.2321 | 39.4856 | per unit | 0.16824 | 10770.3969 | 0.005 | 257317.5826 | 0 | 0 | 0 | 948.2442 | 28.1515 | 239118.1865 | 0 | 0 | 0 | 26.1605 | 199459.6178 | 0 | 0 | 0 | 21.8217 | 257317.5826 | 496435.7691 | 695895.3869 | 0 | 0 | 0 | 0 | 0 | 0 | 0 | 0 | 0 | 948.2442 | 1829.4217 | 2564.4528 | 28.1515 | 54.312 | 76.1337 | 257317.5826 | 0 | 0 | 0 | 948.2442 | 28.1515 | 239118.1865 | 0 | 0 | 0 | 26.1605 | 199459.6178 | 0 | 0 | 0 | 21.8217 | 257317.5826 | 54.312 | 695895.3869 | 0 | 0 | 0 | 0 | 0 | 0 | 0 | 0 | 0 | 948.2442 | 1829.4217 | 2564.4528 | 28.1515 | 54.312 | 76.1337 | 5214.733 | 204218.0684 | 5214.733 | 226521.2345 | 4662.4026 | 4845.3001 | 190028.7837 | 4845.3001 | 210322.6823 | 4332.099 | 4045.801 | 159750.9831 | 4045.801 | 176648.1693 | 3617.2807 | 1411.0194 | 1311.057 | 1094.726 | 0.13036 | 0.12971 | 0.12906 | 124253.1725 | 0 | 0 | 0 | 457.8869 | 13.5938 | 115450.5711 | 0 | 0 | 0 | 425.4483 | 12.6307 | 96400.6417 | 0 | 0 | 0 | 355.2472 | 10.5466 | 869772.2075 | 808153.9979 | 674804.4919 | 0 | 0 | 0 | 0 | 0 | 0 | 0 | 0 | 0 | 3205.2084 | 2978.1384 | 2486.7305 | 124253.1725 | 26.2245 | 336104.3853 | 0 | 0 | 0 | 0 | 0 | 0 | 0 | 0 | 0 | 457.8869 | 883.3353 | 1238.5825 | 13.5938 | 26.2245 | 36.7711 | 1 | 1 | 1 | 1 | 1 | 1 | 1 | 5.25 | 139.4809 | 27.5678 | 5.25 | 139.6932 | 27.6082 | 5.25 | 140.6778 | 27.7958 | 257317.5826 | 0 | 0 | 0 | 948.2442 | 28.1515 | 239118.1865 | 0 | 0 | 0 | 26.1605 | 199459.6178 | 0 | 0 | 0 | 21.8217 | 257317.5826 | 54.312 | 695895.3869 | 0 | 0 | 0 | 0 | 0 | 0 | 0 | 0 | 0 | 948.2442 | 1829.4217 | 2564.4528 | 28.1515 | 54.312 | 76.1337 | 8798.1959 | 242546.7784 | 8798.1959 | 269035.9189 | 2932.732 | 8175.6046 | 225713.9417 | 8175.6046 | 249818.7945 | 2725.2015 | 6821.7992 | 189617.2078 | 6821.7992 | 209673.4053 | 2273.9331 | 1675.8468 | 1557.258 | 1299.3903 | 0.15482 | 0.15405 | 0.15329 | 147573.6546 | 0 | 0 | 0 | 543.8255 | 16.1451 | 137130.8229 | 0 | 0 | 0 | 505.3425 | 15.0026 | 114423.2114 | 0 | 0 | 0 | 421.6624 | 12.5183 | 1033015.5825 | 959915.7605 | 800962.4797 | 0 | 0 | 0 | 0 | 0 | 0 | 0 | 0 | 0 | 3806.7786 | 3537.3976 | 2951.6368 | 147573.6546 | 31.1478 | 399127.689 | 0 | 0 | 0 | 0 | 0 | 0 | 0 | 0 | 0 | 543.8255 | 1049.168 | 1470.8304 | 16.1451 | 31.1478 | 43.6661 | 7 | 137.7309 | 20.6758 | 7 | 137.9432 | 20.7062 | 7 | 138.9278 | 20.8468 | 257317.5826 | 0 | 0 | 0 | 948.2442 | 28.1515 | 239118.1865 | 0 | 0 | 0 | 26.1605 | 199459.6178 | 0 | 0 | 0 | 21.8217 | 257317.5826 | 54.312 | 695895.3869 | 0 | 0 | 0 | 0 | 0 | 0 | 0 | 0 | 0 | 948.2442 | 1829.4217 | 2564.4528 | 28.1515 | 54.312 | 76.1337 | 12272.8167 | 253750.783 | 12272.8167 | 281463.5408 | 0 | 11404.7926 | 236149.5713 | 11404.7926 | 261368.8848 | 0 | 9513.2688 | 198321.5224 | 9513.2688 | 219298.393 | 0 | 1753.2595 | 1629.2561 | 1359.0384 | 0.16198 | 0.16117 | 0.16037 | 154390.5495 | 0 | 0 | 0 | 568.9465 | 16.8909 | 143470.9119 | 0 | 0 | 0 | 528.7065 | 15.6963 | 119675.7707 | 0 | 0 | 0 | 441.0187 | 13.093 | 1080733.8468 | 1004296.3833 | 837730.3949 | 0 | 0 | 0 | 0 | 0 | 0 | 0 | 0 | 0 | 3982.6258 | 3700.9452 | 3087.1307 | 154390.5495 | 32.5872 | 417537.2322 | 0 | 0 | 0 | 0 | 0 | 0 | 0 | 0 | 0 | 568.9465 | 1097.653 | 1538.6717 | 16.8909 | 32.5872 | 45.6802
| 102 | Residential | Low Income | Hot Water | Electric | 01-114 | 01-114.03 | Low Flow Fixtures | [01-114]_Residential_Hot Water_Low Flow Faucet Aerator_ADD_Electric_per unit | 5.98 L/min (1.58 GPM) | 3.56 L/min (0.94 GPM) | ENGINEER | 92.6926 | 0 | 0 | 0 | 4.5 | 5.5369 | 7 | 7 | 0.0021409 | 0.3584 | 0.3076 | 0.1726 | 0.1614 | 0.87 | 1 | Additions on Existing | 3.1894 | 0.0124 | 564.4976 | 0 | 0 | 0 | 2.1948 | 39.5988 | 0 | 0 | 0 | 27.5625 | 0 | 77.8175 | 158.4111 | 7 | 151.4111 | 22.6302 | 39.4289 | 0 | 0 | 0 | 27.9603 | 0 | 77.8175 | 158.6846 | 7 | 151.6846 | 22.6692 | 39.5607 | 0 | 0 | 0 | 28.8011 | 0 | 77.8175 | 159.8517 | 7 | 152.8517 | 22.836 | per unit | 0.22531 | 34617.2468 | 0.005 | 757390.5009 | 0 | 0 | 0 | 2791.0692 | 90.4822 | 703822.2621 | 0 | 0 | 0 | 84.0826 | 587090.9339 | 0 | 0 | 0 | 70.1372 | 757390.5009 | 1461212.7631 | 2048303.697 | 0 | 0 | 0 | 0 | 0 | 0 | 0 | 0 | 0 | 2791.0692 | 5384.7334 | 7548.2295 | 90.4822 | 174.5648 | 244.702 | 757390.5009 | 0 | 0 | 0 | 2791.0692 | 90.4822 | 703822.2621 | 0 | 0 | 0 | 84.0826 | 587090.9339 | 0 | 0 | 0 | 70.1372 | 757390.5009 | 174.5648 | 2048303.697 | 0 | 0 | 0 | 0 | 0 | 0 | 0 | 0 | 0 | 2791.0692 | 5384.7334 | 7548.2295 | 90.4822 | 174.5648 | 244.702 | 7889.238 | 178534.6995 | 7889.238 | 153351.5857 | 0 | 7331.2529 | 166193.8769 | 7331.2529 | 142424.3785 | 0 | 6115.3396 | 139649.5931 | 6115.3396 | 119355.5097 | 0 | 1127.034 | 1047.3218 | 873.6199 | 0.032395 | 0.032234 | 0.032073 | 90886.8601 | 0 | 0 | 0 | 334.9283 | 10.8579 | 84458.6715 | 0 | 0 | 0 | 311.2397 | 10.0899 | 70450.9121 | 0 | 0 | 0 | 259.6195 | 8.4165 | 636208.0208 | 591210.7002 | 493156.3845 | 0 | 0 | 0 | 0 | 0 | 0 | 0 | 0 | 0 | 2344.4981 | 2178.6779 | 1817.3368 | 90886.8601 | 20.9478 | 245796.4436 | 0 | 0 | 0 | 0 | 0 | 0 | 0 | 0 | 0 | 334.9283 | 646.168 | 905.7875 | 10.8579 | 20.9478 | 29.3642 | 1 | 1 | 1 | 1 | 1 | 1 | 1 | 7 | 151.4111 | 22.6302 | 7 | 151.6846 | 22.6692 | 7 | 152.8517 | 22.836 | 757390.5009 | 0 | 0 | 0 | 2791.0692 | 90.4822 | 703822.2621 | 0 | 0 | 0 | 84.0826 | 587090.9339 | 0 | 0 | 0 | 70.1372 | 757390.5009 | 174.5648 | 2048303.697 | 0 | 0 | 0 | 0 | 0 | 0 | 0 | 0 | 0 | 2791.0692 | 5384.7334 | 7548.2295 | 90.4822 | 174.5648 | 244.702 | 7889.238 | 178534.6995 | 7889.238 | 153351.5857 | 0 | 7331.2529 | 166193.8769 | 7331.2529 | 142424.3785 | 0 | 6115.3396 | 139649.5931 | 6115.3396 | 119355.5097 | 0 | 1127.034 | 1047.3218 | 873.6199 | 0.032395 | 0.032234 | 0.032073 | 90886.8601 | 0 | 0 | 0 | 334.9283 | 10.8579 | 84458.6715 | 0 | 0 | 0 | 311.2397 | 10.0899 | 70450.9121 | 0 | 0 | 0 | 259.6195 | 8.4165 | 636208.0208 | 591210.7002 | 493156.3845 | 0 | 0 | 0 | 0 | 0 | 0 | 0 | 0 | 0 | 2344.4981 | 2178.6779 | 1817.3368 | 90886.8601 | 20.9478 | 245796.4436 | 0 | 0 | 0 | 0 | 0 | 0 | 0 | 0 | 0 | 334.9283 | 646.168 | 905.7875 | 10.8579 | 20.9478 | 29.3642 | 7 | 151.4111 | 22.6302 | 7 | 151.6846 | 22.6692 | 7 | 152.8517 | 22.836 | 757390.5009 | 0 | 0 | 0 | 2791.0692 | 90.4822 | 703822.2621 | 0 | 0 | 0 | 84.0826 | 587090.9339 | 0 | 0 | 0 | 70.1372 | 757390.5009 | 174.5648 | 2048303.697 | 0 | 0 | 0 | 0 | 0 | 0 | 0 | 0 | 0 | 2791.0692 | 5384.7334 | 7548.2295 | 90.4822 | 174.5648 | 244.702 | 7889.238 | 178534.6995 | 7889.238 | 153351.5857 | 0 | 7331.2529 | 166193.8769 | 7331.2529 | 142424.3785 | 0 | 6115.3396 | 139649.5931 | 6115.3396 | 119355.5097 | 0 | 1127.034 | 1047.3218 | 873.6199 | 0.032395 | 0.032234 | 0.032073 | 90886.8601 | 0 | 0 | 0 | 334.9283 | 10.8579 | 84458.6715 | 0 | 0 | 0 | 311.2397 | 10.0899 | 70450.9121 | 0 | 0 | 0 | 259.6195 | 8.4165 | 636208.0208 | 591210.7002 | 493156.3845 | 0 | 0 | 0 | 0 | 0 | 0 | 0 | 0 | 0 | 2344.4981 | 2178.6779 | 1817.3368 | 90886.8601 | 20.9478 | 245796.4436 | 0 | 0 | 0 | 0 | 0 | 0 | 0 | 0 | 0 | 334.9283 | 646.168 | 905.7875 | 10.8579 | 20.9478 | 29.3642
| 103 | Residential | Single Family | Hot Water | Gas | 01-230 | 01-230.01 | Low Flow Fixtures | [01-230]_Residential_Hot Water_Low Flow Faucet Aerator_ADD_Gas_per unit | 5.98 L/min (1.58 GPM) | 3.56 L/min (0.94 GPM) | ENGINEER | 0 | 0.35356 | 0 | 0 | 0 | 4.9263 | 7 | 7 | 0.0021232 | 0.3584 | 0.3076 | 0.1726 | 0.1614 | 1 | 1 | Additions on Existing | 2.6808 | #NUM! | 0 | 2.6112 | 0 | 0 | 2.6112 | 0 | 19.811 | 0 | 0 | 0 | 0.37302 | 69.2365 | 89.4206 | 3.7542 | 85.6663 | 23.8186 | 0 | 20.0263 | 0 | 0 | 0 | 0.37302 | 69.2365 | 89.6358 | 3.7542 | 85.8816 | 23.8759 | 0 | 20.3094 | 0 | 0 | 0 | 0.37302 | 69.2365 | 89.919 | 3.7542 | 86.1647 | 23.9513 | per unit | 0.0756 | 31941.9722 | 0.005 | 0 | 3063.9802 | 0 | 0 | 3063.9802 | 0 | 0 | 2847.2729 | 0 | 0 | 0 | 0 | 2375.043 | 0 | 0 | 0 | 0 | 0 | 0 | 3063.9802 | 5911.2532 | 8286.2961 | 0 | 0 | 0 | 0 | 0 | 0 | 3063.9802 | 5911.2532 | 8286.2961 | 0 | 0 | 0 | 0 | 3063.9802 | 0 | 0 | 3063.9802 | 0 | 0 | 2847.2729 | 0 | 0 | 0 | 0 | 2375.043 | 0 | 0 | 0 | 0 | 0 | 0 | 3063.9802 | 5911.2532 | 8286.2961 | 0 | 0 | 0 | 0 | 0 | 0 | 3063.9802 | 5911.2532 | 8286.2961 | 0 | 0 | 0 | 16164.215 | 385008.1789 | 16164.215 | 406107.6923 | 13974.8996 | 15025.0815 | 358737.1383 | 15025.0815 | 377919.6833 | 12990.0528 | 12539.0361 | 300326.3008 | 12539.0361 | 316012.0069 | 10840.7226 | 4305.5878 | 4002.162 | 3339.9655 | 0.13412 | 0.13346 | 0.13279 | 0 | 1522.2761 | 0 | 0 | 1522.2761 | 0 | 0 | 1414.9974 | 0 | 0 | 1414.9974 | 0 | 0 | 1180.8724 | 0 | 0 | 1180.8724 | 0 | 0 | 0 | 0 | 10655.9328 | 9904.982 | 8266.1067 | 0 | 0 | 0 | 0 | 0 | 0 | 10655.9328 | 9904.982 | 8266.1067 | 0 | 0 | 0 | 1522.2761 | 2937.2735 | 4118.1459 | 0 | 0 | 0 | 0 | 0 | 0 | 1522.2761 | 2937.2735 | 4118.1459 | 0 | 0 | 0 | 1 | 1 | 1 | 1 | 1 | 1 | 1 | 5.25 | 84.1706 | 17.0325 | 5.25 | 84.3858 | 17.0735 | 5.25 | 84.669 | 17.1274 | 0 | 3063.9802 | 0 | 0 | 3063.9802 | 0 | 0 | 2847.2729 | 0 | 0 | 0 | 0 | 2375.043 | 0 | 0 | 0 | 0 | 0 | 0 | 3063.9802 | 5911.2532 | 8286.2961 | 0 | 0 | 0 | 0 | 0 | 0 | 3063.9802 | 5911.2532 | 8286.2961 | 0 | 0 | 0 | 27754.0737 | 472721.0478 | 27754.0737 | 498627.4692 | 9251.3579 | 25793.1203 | 440378.6443 | 25793.1203 | 463926.7586 | 8597.7068 | 21518.1881 | 368551.157 | 21518.1881 | 387800.1708 | 7172.7294 | 5286.4902 | 4912.9753 | 4098.7025 | 0.16468 | 0.16386 | 0.16305 | 0 | 1869.0823 | 0 | 0 | 1869.0823 | 0 | 0 | 1737.023 | 0 | 0 | 1737.023 | 0 | 0 | 1449.1301 | 0 | 0 | 1449.1301 | 0 | 0 | 0 | 0 | 13083.5758 | 12159.1608 | 10143.9107 | 0 | 0 | 0 | 0 | 0 | 0 | 13083.5758 | 12159.1608 | 10143.9107 | 0 | 0 | 0 | 1869.0823 | 3606.1052 | 5055.2353 | 0 | 0 | 0 | 0 | 0 | 0 | 1869.0823 | 3606.1052 | 5055.2353 | 0 | 0 | 0 | 7 | 82.4206 | 12.7744 | 7 | 82.6358 | 12.8051 | 7 | 82.919 | 12.8456 | 0 | 3063.9802 | 0 | 0 | 3063.9802 | 0 | 0 | 2847.2729 | 0 | 0 | 0 | 0 | 2375.043 | 0 | 0 | 0 | 0 | 0 | 0 | 3063.9802 | 5911.2532 | 8286.2961 | 0 | 0 | 0 | 0 | 0 | 0 | 3063.9802 | 5911.2532 | 8286.2961 | 0 | 0 | 0 | 39430.871 | 503704.5057 | 39430.871 | 531308.9063 | 0 | 36642.0292 | 469205.5561 | 36642.0292 | 494295.1153 | 0 | 30564.8234 | 392622.5443 | 30564.8234 | 413128.7798 | 0 | 5632.9816 | 5234.5756 | 4366.4033 | 0.17547 | 0.1746 | 0.17373 | 0 | 1991.5871 | 0 | 0 | 1991.5871 | 0 | 0 | 1850.7274 | 0 | 0 | 1850.7274 | 0 | 0 | 1543.7779 | 0 | 0 | 1543.7779 | 0 | 0 | 0 | 0 | 13941.1099 | 12955.0919 | 10806.4456 | 0 | 0 | 0 | 0 | 0 | 0 | 13941.1099 | 12955.0919 | 10806.4456 | 0 | 0 | 0 | 1991.5871 | 3842.3145 | 5386.0925 | 0 | 0 | 0 | 0 | 0 | 0 | 1991.5871 | 3842.3145 | 5386.0925 | 0 | 0 | 0
| 104 | Residential | Multi-Family | Hot Water | Gas | 01-230 | 01-230.02 | Low Flow Fixtures | [01-230]_Residential_Hot Water_Low Flow Faucet Aerator_ADD_Gas_per unit | 5.98 L/min (1.58 GPM) | 3.56 L/min (0.94 GPM) | ENGINEER | 0 | 0.37751 | 0 | 0 | 0 | 5.2601 | 7 | 7 | 0.0021232 | 0.3584 | 0.3076 | 0.1726 | 0.1614 | 1 | 1 | Additions on Existing | 2.5107 | #NUM! | 0 | 2.7881 | 0 | 0 | 2.7881 | 0 | 21.1534 | 0 | 0 | 0 | 0.3983 | 73.9277 | 95.4794 | 3.7542 | 91.7251 | 25.4324 | 0 | 21.3832 | 0 | 0 | 0 | 0.3983 | 73.9277 | 95.7092 | 3.7542 | 91.955 | 25.4936 | 0 | 21.6855 | 0 | 0 | 0 | 0.3983 | 73.9277 | 96.0115 | 3.7542 | 92.2573 | 25.5741 | per unit | 0.10423 | 6672.6624 | 0.005 | 0 | 683.4321 | 0 | 0 | 683.4321 | 0 | 0 | 635.0947 | 0 | 0 | 0 | 0 | 529.7621 | 0 | 0 | 0 | 0 | 0 | 0 | 683.4321 | 1318.5268 | 1848.2889 | 0 | 0 | 0 | 0 | 0 | 0 | 683.4321 | 1318.5268 | 1848.2889 | 0 | 0 | 0 | 0 | 683.4321 | 0 | 0 | 683.4321 | 0 | 0 | 635.0947 | 0 | 0 | 0 | 0 | 529.7621 | 0 | 0 | 0 | 0 | 0 | 0 | 683.4321 | 1318.5268 | 1848.2889 | 0 | 0 | 0 | 0 | 0 | 0 | 683.4321 | 1318.5268 | 1848.2889 | 0 | 0 | 0 | 2947.1095 | 74952.0644 | 2947.1095 | 79059.6449 | 2547.9468 | 2739.6533 | 69843.6778 | 2739.6533 | 73578.3887 | 2368.5889 | 2286.7235 | 58481.0107 | 2286.7235 | 61535.4083 | 1977.0049 | 785.008 | 729.7489 | 609.1041 | 0.11706 | 0.11648 | 0.1159 | 0 | 296.3515 | 0 | 0 | 296.3515 | 0 | 0 | 275.4904 | 0 | 0 | 275.4904 | 0 | 0 | 229.9453 | 0 | 0 | 229.9453 | 0 | 0 | 0 | 0 | 2074.4602 | 1928.4325 | 1609.6168 | 0 | 0 | 0 | 0 | 0 | 0 | 2074.4602 | 1928.4325 | 1609.6168 | 0 | 0 | 0 | 296.3515 | 571.8418 | 801.7871 | 0 | 0 | 0 | 0 | 0 | 0 | 296.3515 | 571.8418 | 801.7871 | 0 | 0 | 0 | 1 | 1 | 1 | 1 | 1 | 1 | 1 | 5.25 | 90.2294 | 18.1865 | 5.25 | 90.4592 | 18.2303 | 5.25 | 90.7615 | 18.2879 | 0 | 683.4321 | 0 | 0 | 683.4321 | 0 | 0 | 635.0947 | 0 | 0 | 0 | 0 | 529.7621 | 0 | 0 | 0 | 0 | 0 | 0 | 683.4321 | 1318.5268 | 1848.2889 | 0 | 0 | 0 | 0 | 0 | 0 | 683.4321 | 1318.5268 | 1848.2889 | 0 | 0 | 0 | 5266.0205 | 95770.7172 | 5266.0205 | 101019.2175 | 1755.3402 | 4894.1127 | 89221.2544 | 4894.1127 | 93992.1313 | 1631.3709 | 4083.2005 | 74673.2022 | 4083.2005 | 78573.2999 | 1361.0668 | 1003.0515 | 932.2119 | 777.7525 | 0.14957 | 0.14883 | 0.14809 | 0 | 378.6659 | 0 | 0 | 378.6659 | 0 | 0 | 351.923 | 0 | 0 | 351.923 | 0 | 0 | 293.6124 | 0 | 0 | 293.6124 | 0 | 0 | 0 | 0 | 2650.6614 | 2463.4609 | 2055.2867 | 0 | 0 | 0 | 0 | 0 | 0 | 2650.6614 | 2463.4609 | 2055.2867 | 0 | 0 | 0 | 378.6659 | 730.5889 | 1024.2013 | 0 | 0 | 0 | 0 | 0 | 0 | 378.6659 | 730.5889 | 1024.2013 | 0 | 0 | 0 | 7 | 88.4794 | 13.6399 | 7 | 88.7092 | 13.6727 | 7 | 89.0115 | 13.7159 | 0 | 683.4321 | 0 | 0 | 683.4321 | 0 | 0 | 635.0947 | 0 | 0 | 0 | 0 | 529.7621 | 0 | 0 | 0 | 0 | 0 | 0 | 683.4321 | 1318.5268 | 1848.2889 | 0 | 0 | 0 | 0 | 0 | 0 | 683.4321 | 1318.5268 | 1848.2889 | 0 | 0 | 0 | 7603.4674 | 103710.5997 | 7603.4674 | 109394.2275 | 0 | 7065.6941 | 96607.4138 | 7065.6941 | 101773.2465 | 0 | 5893.8246 | 80839.2998 | 5893.8246 | 85061.4458 | 0 | 1086.2096 | 1009.3849 | 841.9749 | 0.16198 | 0.16117 | 0.16037 | 0 | 410.0593 | 0 | 0 | 410.0593 | 0 | 0 | 381.0568 | 0 | 0 | 381.0568 | 0 | 0 | 317.8573 | 0 | 0 | 317.8573 | 0 | 0 | 0 | 0 | 2870.4148 | 2667.3979 | 2225.0009 | 0 | 0 | 0 | 0 | 0 | 0 | 2870.4148 | 2667.3979 | 2225.0009 | 0 | 0 | 0 | 410.0593 | 791.1161 | 1108.9734 | 0 | 0 | 0 | 0 | 0 | 0 | 410.0593 | 791.1161 | 1108.9734 | 0 | 0 | 0
| 105 | Residential | Low Income | Hot Water | Gas | 01-230 | 01-230.03 | Low Flow Fixtures | [01-230]_Residential_Hot Water_Low Flow Faucet Aerator_ADD_Gas_per unit | 5.98 L/min (1.58 GPM) | 3.56 L/min (0.94 GPM) | ENGINEER | 0 | 0.39738 | 0 | 0 | 0 | 5.5369 | 7 | 7 | 0.0021232 | 0.3584 | 0.3076 | 0.1726 | 0.1614 | 1 | 1 | Additions on Existing | 2.3852 | #NUM! | 0 | 2.9348 | 0 | 0 | 2.9348 | 0 | 22.2664 | 0 | 0 | 0 | 0.41926 | 77.8175 | 105.0403 | 7 | 98.0403 | 15.0058 | 0 | 22.5083 | 0 | 0 | 0 | 0.41926 | 77.8175 | 105.3306 | 7 | 98.3306 | 15.0472 | 0 | 22.8266 | 0 | 0 | 0 | 0.41926 | 77.8175 | 105.7125 | 7 | 98.7125 | 15.1018 | per unit | 0.058625 | 9007.206 | 0.005 | 0 | 971.0836 | 0 | 0 | 971.0836 | 0 | 0 | 902.4014 | 0 | 0 | 0 | 0 | 752.7351 | 0 | 0 | 0 | 0 | 0 | 0 | 971.0836 | 1873.4851 | 2626.2202 | 0 | 0 | 0 | 0 | 0 | 0 | 971.0836 | 1873.4851 | 2626.2202 | 0 | 0 | 0 | 0 | 971.0836 | 0 | 0 | 971.0836 | 0 | 0 | 902.4014 | 0 | 0 | 0 | 0 | 752.7351 | 0 | 0 | 0 | 0 | 0 | 0 | 971.0836 | 1873.4851 | 2626.2202 | 0 | 0 | 0 | 0 | 0 | 0 | 971.0836 | 1873.4851 | 2626.2202 | 0 | 0 | 0 | 10263.6688 | 154014.141 | 10263.6688 | 147847.3333 | 0 | 9537.7465 | 143516.6888 | 9537.7465 | 137525.2552 | 0 | 7955.8787 | 120147.9911 | 7955.8787 | 114910.6846 | 0 | 1466.2384 | 1362.5352 | 1136.5541 | 0.16198 | 0.16117 | 0.16037 | 0 | 582.6502 | 0 | 0 | 582.6502 | 0 | 0 | 541.4409 | 0 | 0 | 541.4409 | 0 | 0 | 451.6411 | 0 | 0 | 451.6411 | 0 | 0 | 0 | 0 | 4078.5513 | 3790.0861 | 3161.4874 | 0 | 0 | 0 | 0 | 0 | 0 | 4078.5513 | 3790.0861 | 3161.4874 | 0 | 0 | 0 | 582.6502 | 1124.0911 | 1575.7321 | 0 | 0 | 0 | 0 | 0 | 0 | 582.6502 | 1124.0911 | 1575.7321 | 0 | 0 | 0 | 1 | 1 | 1 | 1 | 1 | 1 | 1 | 7 | 98.0403 | 15.0058 | 7 | 98.3306 | 15.0472 | 7 | 98.7125 | 15.1018 | 0 | 971.0836 | 0 | 0 | 971.0836 | 0 | 0 | 902.4014 | 0 | 0 | 0 | 0 | 752.7351 | 0 | 0 | 0 | 0 | 0 | 0 | 971.0836 | 1873.4851 | 2626.2202 | 0 | 0 | 0 | 0 | 0 | 0 | 971.0836 | 1873.4851 | 2626.2202 | 0 | 0 | 0 | 10263.6688 | 154014.141 | 10263.6688 | 147847.3333 | 0 | 9537.7465 | 143516.6888 | 9537.7465 | 137525.2552 | 0 | 7955.8787 | 120147.9911 | 7955.8787 | 114910.6846 | 0 | 1466.2384 | 1362.5352 | 1136.5541 | 0.16198 | 0.16117 | 0.16037 | 0 | 582.6502 | 0 | 0 | 582.6502 | 0 | 0 | 541.4409 | 0 | 0 | 541.4409 | 0 | 0 | 451.6411 | 0 | 0 | 451.6411 | 0 | 0 | 0 | 0 | 4078.5513 | 3790.0861 | 3161.4874 | 0 | 0 | 0 | 0 | 0 | 0 | 4078.5513 | 3790.0861 | 3161.4874 | 0 | 0 | 0 | 582.6502 | 1124.0911 | 1575.7321 | 0 | 0 | 0 | 0 | 0 | 0 | 582.6502 | 1124.0911 | 1575.7321 | 0 | 0 | 0 | 7 | 98.0403 | 15.0058 | 7 | 98.3306 | 15.0472 | 7 | 98.7125 | 15.1018 | 0 | 971.0836 | 0 | 0 | 971.0836 | 0 | 0 | 902.4014 | 0 | 0 | 0 | 0 | 752.7351 | 0 | 0 | 0 | 0 | 0 | 0 | 971.0836 | 1873.4851 | 2626.2202 | 0 | 0 | 0 | 0 | 0 | 0 | 971.0836 | 1873.4851 | 2626.2202 | 0 | 0 | 0 | 10263.6688 | 154014.141 | 10263.6688 | 147847.3333 | 0 | 9537.7465 | 143516.6888 | 9537.7465 | 137525.2552 | 0 | 7955.8787 | 120147.9911 | 7955.8787 | 114910.6846 | 0 | 1466.2384 | 1362.5352 | 1136.5541 | 0.16198 | 0.16117 | 0.16037 | 0 | 582.6502 | 0 | 0 | 582.6502 | 0 | 0 | 541.4409 | 0 | 0 | 541.4409 | 0 | 0 | 451.6411 | 0 | 0 | 451.6411 | 0 | 0 | 0 | 0 | 4078.5513 | 3790.0861 | 3161.4874 | 0 | 0 | 0 | 0 | 0 | 0 | 4078.5513 | 3790.0861 | 3161.4874 | 0 | 0 | 0 | 582.6502 | 1124.0911 | 1575.7321 | 0 | 0 | 0 | 0 | 0 | 0 | 582.6502 | 1124.0911 | 1575.7321 | 0 | 0 | 0
| 106 | Residential | Single Family | Hot Water | Electric | 01-102 | 01-102.01 | Water Heaters | [01-102]_Residential_Hot Water_Water Heater - Heat Pump Water Heater (HPWH)_ROB_Electric_per home | UEF 0.93 | UEF 2.0 | ENGINEER | 1045.5587 | -0.1 | -0.5 | -0.07 | 0.41277 | 0 | 1114.5 | 13 | 0.12 | 0.3584 | 0.3076 | 0.1726 | 0.1614 | 1 | 0.6 | Replace on Burnout | 42.5474 | 0.13666 | 8155.3579 | -0.82294 | -4.1147 | -0.57606 | 26.1943 | 509.3742 | -6.3098 | -81.8411 | -16.3503 | 156.0079 | -0.37982 | 0 | 560.5011 | 681.558 | -121.0569 | 0.82238 | 505.0312 | -6.3793 | -84.0112 | -16.7072 | 157.6212 | -0.37982 | 0 | 555.1748 | 681.558 | -126.3832 | 0.81457 | 504.9408 | -6.4582 | -85.8109 | -16.9649 | 159.4879 | -0.37982 | 0 | 554.8149 | 681.558 | -126.7431 | 0.81404 | per home | 0.14417 | 60914.5241 | 0.005 | 4923704.5596 | -470.9161 | -2354.5807 | -329.6413 | 14989.2671 | 233.2588 | 4948323.0824 | -473.2707 | -2366.3536 | -331.2895 | 234.4251 | 4973064.6978 | -475.6371 | -2378.1853 | -332.9459 | 235.5972 | 2954222.7357 | 5923216.5852 | 8907055.4038 | -282.5497 | -566.5121 | -851.8944 | -1412.7484 | -2832.5605 | -4259.4718 | -197.7848 | -396.5585 | -596.326 | 8993.5603 | 18032.0883 | 27115.809 | 139.9553 | 280.6103 | 421.9687 | 4923704.5596 | -470.9161 | -2354.5807 | -329.6413 | 14989.2671 | 233.2588 | 4948323.0824 | -473.2707 | -2366.3536 | -331.2895 | 234.4251 | 4973064.6978 | -475.6371 | -2378.1853 | -332.9459 | 235.5972 | 2954222.7357 | 280.6103 | 8907055.4038 | -282.5497 | -566.5121 | -851.8944 | -1412.7484 | -2832.5605 | -4259.4718 | -197.7848 | -396.5585 | -596.326 | 8993.5603 | 18032.0883 | 27115.809 | 139.9553 | 280.6103 | 421.9687 | 541611.6988 | 267247.0615 | 541611.6988 | 1253878.2801 | 344044.8025 | 541384.5863 | 264596.4817 | 541384.5863 | 1248337.6947 | 343900.5352 | 550770.5334 | 269009.2862 | 550770.5334 | 1281964.1594 | 349862.715 | 794.6671 | 794.3339 | 808.1052 | 0.012981 | 0.012916 | 0.012852 | 498522.6714 | -47.68 | -238.4001 | -33.376 | 1517.6559 | 23.6173 | 498313.6274 | -47.66 | -238.3002 | -33.362 | 1517.0195 | 23.6074 | 506952.8562 | -48.4863 | -242.4316 | -33.9404 | 1543.32 | 24.0167 | 6480794.7287 | 6478077.1561 | 6590387.1305 | -619.8404 | -619.5804 | -630.3221 | -3099.2018 | -3097.9022 | -3151.6103 | -433.8883 | -433.7063 | -441.2254 | 19729.5272 | 19721.2541 | 20063.1601 | 498522.6714 | 47.2248 | 1503789.155 | -47.68 | -95.3401 | -143.8264 | -238.4001 | -476.7003 | -719.1319 | -33.376 | -66.738 | -100.6785 | 1517.6559 | 3034.6755 | 4577.9955 | 23.6173 | 47.2248 | 71.2415 | 0.6 | 0.6 | 1 | 1 | 1 | 1 | 1 | 835.875 | -275.3739 | 0.67056 | 835.875 | -280.7002 | 0.66418 | 835.875 | -281.0601 | 0.66375 | 4923704.5596 | -470.9161 | -2354.5807 | -329.6413 | 14989.2671 | 233.2588 | 4948323.0824 | -473.2707 | -2366.3536 | -331.2895 | 234.4251 | 4973064.6978 | -475.6371 | -2378.1853 | -332.9459 | 235.5972 | 2954222.7357 | 280.6103 | 8907055.4038 | -282.5497 | -566.5121 | -851.8944 | -1412.7484 | -2832.5605 | -4259.4718 | -197.7848 | -396.5585 | -596.326 | 8993.5603 | 18032.0883 | 27115.809 | 139.9553 | 280.6103 | 421.9687 | 1679263.2159 | 675624.1039 | 1679263.2159 | 3169914.7015 | 559754.4053 | 1683966.049 | 671077.9478 | 1683966.049 | 3166073.4594 | 561322.0163 | 1701068.169 | 677453.9061 | 1701068.169 | 3228407.6113 | 567022.723 | 2008.9884 | 2014.6147 | 2035.0748 | 0.032816 | 0.032653 | 0.032491 | 1260309.2105 | -120.5393 | -602.6965 | -84.3775 | 3836.7679 | 59.7067 | 1263838.7488 | -120.8769 | -604.3844 | -84.6138 | 3847.5129 | 59.8739 | 1276674.1157 | -122.1045 | -610.5225 | -85.4731 | 3886.5876 | 60.482 | 16384019.7369 | 16429903.7347 | 16596763.5036 | -1567.011 | -1571.3995 | -1587.3584 | -7835.055 | -7856.9974 | -7936.7919 | -1096.9077 | -1099.9796 | -1111.1509 | 49877.9821 | 50017.6671 | 50525.6394 | 1260309.2105 | 119.5806 | 3800822.075 | -120.5393 | -241.4162 | -363.5207 | -602.6965 | -1207.081 | -1817.6034 | -84.3775 | -168.9913 | -254.4645 | 3836.7679 | 7684.2807 | 11570.8684 | 59.7067 | 119.5806 | 180.0626 | 1114.5 | -553.9989 | 0.50292 | 1114.5 | -559.3252 | 0.49814 | 1114.5 | -559.6851 | 0.49782 | 4923704.5596 | -470.9161 | -2354.5807 | -329.6413 | 14989.2671 | 233.2588 | 4948323.0824 | -473.2707 | -2366.3536 | -331.2895 | 234.4251 | 4973064.6978 | -475.6371 | -2378.1853 | -332.9459 | 235.5972 | 2954222.7357 | 280.6103 | 8907055.4038 | -282.5497 | -566.5121 | -851.8944 | -1412.7484 | -2832.5605 | -4259.4718 | -197.7848 | -396.5585 | -596.326 | 8993.5603 | 18032.0883 | 27115.809 | 139.9553 | 280.6103 | 421.9687 | 3936270.187 | 1187770.4724 | 3936270.187 | 5572819.3545 | 0 | 3955951.5379 | 1182365.8089 | 3955951.5379 | 5578274.5049 | 0 | 3975731.2956 | 1187507.3901 | 3975731.2956 | 5659068.2588 | 0 | 3531.871 | 3549.5303 | 3567.278 | 0.057692 | 0.057405 | 0.05712 | 2215667.0518 | -211.9123 | -1059.5613 | -148.3386 | 6745.1702 | 104.9665 | 2226745.3871 | -212.9718 | -1064.8591 | -149.0803 | 6778.896 | 105.4913 | 2237879.114 | -214.0367 | -1070.1834 | -149.8257 | 6812.7905 | 106.0187 | 28803671.6734 | 28947690.0318 | 29092428.482 | -2754.8594 | -2768.6337 | -2782.4769 | -13774.2969 | -13843.1684 | -13912.3843 | -1928.4016 | -1938.0436 | -1947.7338 | 87687.2125 | 88125.6486 | 88566.2768 | 2215667.0518 | 210.4578 | 6680291.5529 | -211.9123 | -424.8841 | -638.9208 | -1059.5613 | -2124.4204 | -3194.6038 | -148.3386 | -297.4189 | -447.2445 | 6745.1702 | 13524.0662 | 20336.8568 | 104.9665 | 210.4578 | 316.4765
| 107 | Residential | Multi-Family | Hot Water | Electric | 01-102 | 01-102.02 | Water Heaters | [01-102]_Residential_Hot Water_Water Heater - Heat Pump Water Heater (HPWH)_ROB_Electric_per home | UEF 0.93 | UEF 2.0 | ENGINEER | 1252.9347 | -0.1 | -0.5 | -0.07 | 0.49464 | 0 | 1114.5 | 13 | 0.12 | 0.3584 | 0.3076 | 0.1726 | 0.1614 | 1 | 0.6 | Replace on Burnout | 34.31 | 0.11404 | 9772.891 | -0.82294 | -4.1147 | -0.57606 | 32.4833 | 610.4035 | -6.3098 | -81.8411 | -16.3503 | 186.9505 | -0.37982 | 0 | 692.4729 | 681.558 | 10.915 | 1.016 | 605.199 | -6.3793 | -84.0112 | -16.7072 | 188.8837 | -0.37982 | 0 | 686.6052 | 681.558 | 5.0472 | 1.0074 | 605.0907 | -6.4582 | -85.8109 | -16.9649 | 191.1207 | -0.37982 | 0 | 686.5977 | 681.558 | 5.0397 | 1.0074 | per home | 0.19722 | 12625.6445 | 0.005 | 1222938.7853 | -97.6059 | -488.0297 | -68.3242 | 3852.7072 | 57.9363 | 1229053.4792 | -98.094 | -490.4699 | -68.6658 | 58.226 | 1235198.7466 | -98.5844 | -492.9222 | -69.0091 | 58.5171 | 733763.2712 | 1471195.3587 | 2212314.6067 | -58.5636 | -117.42 | -176.5706 | -292.8178 | -587.0998 | -882.8531 | -40.9945 | -82.194 | -123.5994 | 2311.6243 | 4634.8067 | 6969.6051 | 34.7618 | 69.6974 | 104.8076 | 1222938.7853 | -97.6059 | -488.0297 | -68.3242 | 3852.7072 | 57.9363 | 1229053.4792 | -98.094 | -490.4699 | -68.6658 | 58.226 | 1235198.7466 | -98.5844 | -492.9222 | -69.0091 | 58.5171 | 733763.2712 | 69.6974 | 2212314.6067 | -58.5636 | -117.42 | -176.5706 | -292.8178 | -587.0998 | -882.8531 | -40.9945 | -82.194 | -123.5994 | 2311.6243 | 4634.8067 | 6969.6051 | 34.7618 | 69.6974 | 104.8076 | 74221.1675 | 45245.879 | 74221.1675 | 209707.4026 | 47147.0741 | 74160.2889 | 44825.6868 | 74160.2889 | 208804.1941 | 47108.4026 | 75697.9916 | 45754.6384 | 75697.9916 | 215184.4641 | 48085.1884 | 108.8993 | 108.81 | 111.0661 | 0.0085823 | 0.0085396 | 0.0084971 | 81866.2108 | -6.534 | -32.6698 | -4.5738 | 257.9087 | 3.8784 | 81799.0615 | -6.5286 | -32.643 | -4.57 | 257.6971 | 3.8752 | 83495.1531 | -6.664 | -33.3198 | -4.6648 | 263.0405 | 3.9556 | 1064260.7406 | 1063387.8001 | 1085436.9904 | -84.9414 | -84.8718 | -86.6316 | -424.7072 | -424.3588 | -433.1578 | -59.459 | -59.4102 | -60.6421 | 3352.8129 | 3350.0629 | 3419.5259 | 81866.2108 | 7.7536 | 247160.4255 | -6.534 | -13.0626 | -19.7265 | -32.6698 | -65.3128 | -98.6326 | -4.5738 | -9.1438 | -13.8086 | 257.9087 | 515.6058 | 778.6463 | 3.8784 | 7.7536 | 11.7091 | 0.6 | 0.6 | 1 | 1 | 1 | 1 | 1 | 835.875 | -143.4021 | 0.82844 | 835.875 | -149.2698 | 0.82142 | 835.875 | -149.2773 | 0.82141 | 1222938.7853 | -97.6059 | -488.0297 | -68.3242 | 3852.7072 | 57.9363 | 1229053.4792 | -98.094 | -490.4699 | -68.6658 | 58.226 | 1235198.7466 | -98.5844 | -492.9222 | -69.0091 | 58.5171 | 733763.2712 | 69.6974 | 2212314.6067 | -58.5636 | -117.42 | -176.5706 | -292.8178 | -587.0998 | -882.8531 | -40.9945 | -82.194 | -123.5994 | 2311.6243 | 4634.8067 | 6969.6051 | 34.7618 | 69.6974 | 104.8076 | 264926.9576 | 131685.7734 | 264926.9576 | 610342.4688 | 88308.9859 | 265544.1657 | 130874.1161 | 265544.1657 | 609629.5736 | 88514.7219 | 268849.4693 | 132501.6883 | 268849.4693 | 623156.5974 | 89616.4898 | 316.9457 | 317.6841 | 321.6384 | 0.024978 | 0.024854 | 0.024731 | 238267.3411 | -19.0167 | -95.0837 | -13.3117 | 750.6298 | 11.2878 | 238822.4395 | -19.061 | -95.3052 | -13.3427 | 752.3786 | 11.3141 | 241795.1302 | -19.2983 | -96.4915 | -13.5088 | 761.7436 | 11.455 | 3097475.434 | 3104691.7137 | 3143336.6931 | -247.2176 | -247.7936 | -250.8779 | -1236.0881 | -1238.9679 | -1254.3896 | -173.0523 | -173.4555 | -175.6146 | 9758.1874 | 9780.9213 | 9902.6672 | 238267.3411 | 22.602 | 718884.9108 | -19.0167 | -38.0778 | -57.3761 | -95.0837 | -190.3889 | -286.8804 | -13.3117 | -26.6544 | -40.1633 | 750.6298 | 1503.0084 | 2264.752 | 11.2878 | 22.602 | 34.0569 | 1114.5 | -422.0271 | 0.62133 | 1114.5 | -427.8948 | 0.61607 | 1114.5 | -427.9023 | 0.61606 | 1222938.7853 | -97.6059 | -488.0297 | -68.3242 | 3852.7072 | 57.9363 | 1229053.4792 | -98.094 | -490.4699 | -68.6658 | 58.226 | 1235198.7466 | -98.5844 | -492.9222 | -69.0091 | 58.5171 | 733763.2712 | 69.6974 | 2212314.6067 | -58.5636 | -117.42 | -176.5706 | -292.8178 | -587.0998 | -882.8531 | -40.9945 | -82.194 | -123.5994 | 2311.6243 | 4634.8067 | 6969.6051 | 34.7618 | 69.6974 | 104.8076 | 761472.7731 | 283875.786 | 761472.7731 | 1315718.8018 | 0 | 765280.1369 | 282877.6934 | 765280.1369 | 1317683.0746 | 0 | 769106.5376 | 284288.9601 | 769106.5376 | 1337013.4621 | 0 | 683.2416 | 686.6578 | 690.0911 | 0.053846 | 0.053578 | 0.053312 | 513634.2898 | -40.9945 | -204.9725 | -28.6961 | 1618.137 | 24.3332 | 516202.4613 | -41.1995 | -205.9973 | -28.8396 | 1626.2277 | 24.4549 | 518783.4736 | -41.4055 | -207.0273 | -28.9838 | 1634.3588 | 24.5772 | 6677245.7678 | 6710631.9967 | 6744185.1567 | -532.9285 | -535.5931 | -538.2711 | -2664.6423 | -2677.9655 | -2691.3553 | -373.0499 | -374.9152 | -376.7897 | 21035.7811 | 21140.96 | 21246.6648 | 513634.2898 | 48.7882 | 1548620.2247 | -40.9945 | -82.194 | -123.5994 | -204.9725 | -410.9698 | -617.9972 | -28.6961 | -57.5358 | -86.5196 | 1618.137 | 3244.3647 | 4878.7235 | 24.3332 | 48.7882 | 73.3653
| 108 | Residential | Low Income | Hot Water | Electric | 01-102 | 01-102.03 | Water Heaters | [01-102]_Residential_Hot Water_Water Heater - Heat Pump Water Heater (HPWH)_ROB_Electric_per home | UEF 0.93 | UEF 2.0 | ENGINEER | 1245.4407 | -0.1 | -0.5 | -0.07 | 0.49169 | 0 | 1114.5 | 13 | 0.12 | 0.3584 | 0.3076 | 0.1726 | 0.1614 | 0.87 | 0.6 | Replace on Burnout | 40.7556 | 0.13187 | 8451.5607 | -0.82294 | -4.1147 | -0.57606 | 27.3459 | 527.8747 | -6.3098 | -81.8411 | -16.3503 | 185.8323 | -0.37982 | 0 | 730.5912 | 1114.5 | -383.9088 | 0.65553 | 523.3739 | -6.3793 | -84.0112 | -16.7072 | 187.754 | -0.37982 | 0 | 724.3804 | 1114.5 | -390.1196 | 0.64996 | 523.2803 | -6.4582 | -85.8109 | -16.9649 | 189.9776 | -0.37982 | 0 | 724.3729 | 1114.5 | -390.1271 | 0.64995 | per home | 0.2848 | 43756.2 | 0.005 | 3665258.5889 | -338.2691 | -1691.3454 | -236.7884 | 11240.4873 | 199.5866 | 3683584.8818 | -339.9604 | -1699.8022 | -237.9723 | 200.5846 | 3702002.8062 | -341.6602 | -1708.3012 | -239.1622 | 201.5875 | 2199155.1533 | 4409306.0824 | 6630507.7662 | -202.9615 | -406.9377 | -611.9339 | -1014.8073 | -2034.6886 | -3059.6693 | -142.073 | -284.8564 | -428.3537 | 6744.2924 | 13522.3063 | 20334.2102 | 119.752 | 240.1027 | 361.0552 | 3665258.5889 | -338.2691 | -1691.3454 | -236.7884 | 11240.4873 | 199.5866 | 3683584.8818 | -339.9604 | -1699.8022 | -237.9723 | 200.5846 | 3702002.8062 | -341.6602 | -1708.3012 | -239.1622 | 201.5875 | 2199155.1533 | 240.1027 | 6630507.7662 | -202.9615 | -406.9377 | -611.9339 | -1014.8073 | -2034.6886 | -3059.6693 | -142.073 | -284.8564 | -428.3537 | 6744.2924 | 13522.3063 | 20334.2102 | 119.752 | 240.1027 | 361.0552 | 452401.0736 | 177938.2106 | 452401.0736 | 458029.2227 | 0 | 454663.079 | 177307.6863 | 454663.079 | 457603.9519 | 0 | 456936.3944 | 178192.3715 | 456936.3944 | 463900.8745 | 0 | 405.9229 | 407.9525 | 409.9923 | 0.0092308 | 0.0091848 | 0.0091391 | 263898.6184 | -24.3554 | -121.7769 | -17.0488 | 809.3151 | 14.3702 | 265218.1115 | -24.4772 | -122.3858 | -17.134 | 813.3617 | 14.4421 | 266544.202 | -24.5995 | -122.9977 | -17.2197 | 817.4285 | 14.5143 | 3430682.0392 | 3447835.4494 | 3465074.6266 | -316.6199 | -318.203 | -319.794 | -1583.0993 | -1591.0148 | -1598.9699 | -221.6339 | -222.7421 | -223.8558 | 10521.0961 | 10573.7016 | 10626.5701 | 263898.6184 | 28.8123 | 795660.9319 | -24.3554 | -48.8325 | -73.4321 | -121.7769 | -244.1626 | -367.1603 | -17.0488 | -34.1828 | -51.4024 | 809.3151 | 1622.6768 | 2440.1052 | 14.3702 | 28.8123 | 43.3266 | 0.6 | 0.6 | 1 | 1 | 1 | 1 | 1 | 1114.5 | -383.9088 | 0.65553 | 1114.5 | -390.1196 | 0.64996 | 1114.5 | -390.1271 | 0.64995 | 3665258.5889 | -338.2691 | -1691.3454 | -236.7884 | 11240.4873 | 199.5866 | 3683584.8818 | -339.9604 | -1699.8022 | -237.9723 | 200.5846 | 3702002.8062 | -341.6602 | -1708.3012 | -239.1622 | 201.5875 | 2199155.1533 | 240.1027 | 6630507.7662 | -202.9615 | -406.9377 | -611.9339 | -1014.8073 | -2034.6886 | -3059.6693 | -142.073 | -284.8564 | -428.3537 | 6744.2924 | 13522.3063 | 20334.2102 | 119.752 | 240.1027 | 361.0552 | 452401.0736 | 177938.2106 | 452401.0736 | 458029.2227 | 0 | 454663.079 | 177307.6863 | 454663.079 | 457603.9519 | 0 | 456936.3944 | 178192.3715 | 456936.3944 | 463900.8745 | 0 | 405.9229 | 407.9525 | 409.9923 | 0.0092308 | 0.0091848 | 0.0091391 | 263898.6184 | -24.3554 | -121.7769 | -17.0488 | 809.3151 | 14.3702 | 265218.1115 | -24.4772 | -122.3858 | -17.134 | 813.3617 | 14.4421 | 266544.202 | -24.5995 | -122.9977 | -17.2197 | 817.4285 | 14.5143 | 3430682.0392 | 3447835.4494 | 3465074.6266 | -316.6199 | -318.203 | -319.794 | -1583.0993 | -1591.0148 | -1598.9699 | -221.6339 | -222.7421 | -223.8558 | 10521.0961 | 10573.7016 | 10626.5701 | 263898.6184 | 28.8123 | 795660.9319 | -24.3554 | -48.8325 | -73.4321 | -121.7769 | -244.1626 | -367.1603 | -17.0488 | -34.1828 | -51.4024 | 809.3151 | 1622.6768 | 2440.1052 | 14.3702 | 28.8123 | 43.3266 | 1114.5 | -383.9088 | 0.65553 | 1114.5 | -390.1196 | 0.64996 | 1114.5 | -390.1271 | 0.64995 | 3665258.5889 | -338.2691 | -1691.3454 | -236.7884 | 11240.4873 | 199.5866 | 3683584.8818 | -339.9604 | -1699.8022 | -237.9723 | 200.5846 | 3702002.8062 | -341.6602 | -1708.3012 | -239.1622 | 201.5875 | 2199155.1533 | 240.1027 | 6630507.7662 | -202.9615 | -406.9377 | -611.9339 | -1014.8073 | -2034.6886 | -3059.6693 | -142.073 | -284.8564 | -428.3537 | 6744.2924 | 13522.3063 | 20334.2102 | 119.752 | 240.1027 | 361.0552 | 452401.0736 | 177938.2106 | 452401.0736 | 458029.2227 | 0 | 454663.079 | 177307.6863 | 454663.079 | 457603.9519 | 0 | 456936.3944 | 178192.3715 | 456936.3944 | 463900.8745 | 0 | 405.9229 | 407.9525 | 409.9923 | 0.0092308 | 0.0091848 | 0.0091391 | 263898.6184 | -24.3554 | -121.7769 | -17.0488 | 809.3151 | 14.3702 | 265218.1115 | -24.4772 | -122.3858 | -17.134 | 813.3617 | 14.4421 | 266544.202 | -24.5995 | -122.9977 | -17.2197 | 817.4285 | 14.5143 | 3430682.0392 | 3447835.4494 | 3465074.6266 | -316.6199 | -318.203 | -319.794 | -1583.0993 | -1591.0148 | -1598.9699 | -221.6339 | -222.7421 | -223.8558 | 10521.0961 | 10573.7016 | 10626.5701 | 263898.6184 | 28.8123 | 795660.9319 | -24.3554 | -48.8325 | -73.4321 | -121.7769 | -244.1626 | -367.1603 | -17.0488 | -34.1828 | -51.4024 | 809.3151 | 1622.6768 | 2440.1052 | 14.3702 | 28.8123 | 43.3266
| 109 | Residential | Single Family | Hot Water | Electric | 01-108 | 01-108.01 | Low Flow Fixtures | [01-108]_Residential_Hot Water_Low Flow Shower Head_ADD_Electric_per unit | 2.35 GPM | 1.5 GPM | ENGINEER | 233.4886 | 0 | 0 | 0 | 4.5 | 10.0073 | 20 | 7 | 0.0021232 | 0.3584 | 0.3076 | 0.1726 | 0.1614 | 1 | 1 | Additions on Existing | 3.1473 | 0.012237 | 1634.4203 | 0 | 0 | 0 | 6.3546 | 114.6526 | 0 | 0 | 0 | 27.3343 | 0 | 140.6465 | 282.6333 | 10.5592 | 272.0741 | 26.7665 | 114.1607 | 0 | 0 | 0 | 27.7288 | 0 | 140.6465 | 282.536 | 10.5592 | 271.9768 | 26.7573 | 114.5422 | 0 | 0 | 0 | 28.5626 | 0 | 140.6465 | 283.7513 | 10.5592 | 273.1921 | 26.8724 | per unit | 0.045393 | 19178.915 | 0.005 | 1214934.822 | 0 | 0 | 0 | 4477.1715 | 49.7147 | 1129005.6764 | 0 | 0 | 0 | 46.1985 | 941756.2253 | 0 | 0 | 0 | 38.5363 | 1214934.822 | 2343940.4983 | 3285696.7237 | 0 | 0 | 0 | 0 | 0 | 0 | 0 | 0 | 0 | 4477.1715 | 8637.6844 | 12108.1621 | 49.7147 | 95.9131 | 134.4494 | 1214934.822 | 0 | 0 | 0 | 4477.1715 | 49.7147 | 1129005.6764 | 0 | 0 | 0 | 46.1985 | 941756.2253 | 0 | 0 | 0 | 38.5363 | 1214934.822 | 95.9131 | 3285696.7237 | 0 | 0 | 0 | 0 | 0 | 0 | 0 | 0 | 0 | 4477.1715 | 8637.6844 | 12108.1621 | 49.7147 | 95.9131 | 134.4494 | 39179.6943 | 1048705.1188 | 39179.6943 | 1373959.1713 | 35029.8873 | 36407.1168 | 974157.2851 | 36407.1168 | 1275678.035 | 32550.9737 | 30379.1403 | 816361.144 | 30379.1403 | 1071638.2463 | 27161.4642 | 3710.4791 | 3447.9045 | 2877.0302 | 0.1925 | 0.19155 | 0.19059 | 866354.602 | 0 | 0 | 0 | 3192.6142 | 35.4509 | 805046.435 | 0 | 0 | 0 | 2966.6867 | 32.9422 | 671753.7878 | 0 | 0 | 0 | 2475.4883 | 27.4879 | 6064482.2139 | 5635325.0447 | 4702276.5144 | 0 | 0 | 0 | 0 | 0 | 0 | 0 | 0 | 0 | 22348.2992 | 20766.8067 | 17328.4179 | 866354.602 | 68.3931 | 2343154.8247 | 0 | 0 | 0 | 0 | 0 | 0 | 0 | 0 | 0 | 3192.6142 | 6159.3008 | 8634.7891 | 35.4509 | 68.3931 | 95.881 | 1 | 1 | 1 | 1 | 1 | 1 | 1 | 15 | 267.6333 | 18.8422 | 15 | 267.536 | 18.8357 | 15 | 268.7513 | 18.9168 | 1214934.822 | 0 | 0 | 0 | 4477.1715 | 49.7147 | 1129005.6764 | 0 | 0 | 0 | 46.1985 | 941756.2253 | 0 | 0 | 0 | 38.5363 | 1214934.822 | 95.9131 | 3285696.7237 | 0 | 0 | 0 | 0 | 0 | 0 | 0 | 0 | 0 | 4477.1715 | 8637.6844 | 12108.1621 | 49.7147 | 95.9131 | 134.4494 | 61217.7579 | 1153478.6511 | 61217.7579 | 1511228.0307 | 20405.9193 | 56887.0642 | 1071509.7155 | 56887.0642 | 1403162.9485 | 18962.3547 | 47458.4094 | 897759.1095 | 47458.4094 | 1178489.4525 | 15819.4698 | 4081.1839 | 3792.4709 | 3163.894 | 0.21174 | 0.21068 | 0.20964 | 952909.9456 | 0 | 0 | 0 | 3511.5803 | 38.9927 | 885498.7688 | 0 | 0 | 0 | 3263.1626 | 36.2343 | 738733.2025 | 0 | 0 | 0 | 2722.315 | 30.2287 | 6670369.6189 | 6198491.3814 | 5171132.4173 | 0 | 0 | 0 | 0 | 0 | 0 | 0 | 0 | 0 | 24581.0624 | 22842.138 | 19056.2047 | 952909.9456 | 75.227 | 2577141.9168 | 0 | 0 | 0 | 0 | 0 | 0 | 0 | 0 | 0 | 3511.5803 | 6774.7429 | 9497.0579 | 38.9927 | 75.227 | 105.4556 | 20 | 262.6333 | 14.1317 | 20 | 262.536 | 14.1268 | 20 | 263.7513 | 14.1876 | 1214934.822 | 0 | 0 | 0 | 4477.1715 | 49.7147 | 1129005.6764 | 0 | 0 | 0 | 46.1985 | 941756.2253 | 0 | 0 | 0 | 38.5363 | 1214934.822 | 95.9131 | 3285696.7237 | 0 | 0 | 0 | 0 | 0 | 0 | 0 | 0 | 0 | 4477.1715 | 8637.6844 | 12108.1621 | 49.7147 | 95.9131 | 134.4494 | 83254.413 | 1176523.6672 | 83254.413 | 1541420.4182 | 0 | 77366.0473 | 1092934.8239 | 77366.0473 | 1431219.5473 | 0 | 64534.6238 | 915589.2572 | 64534.6238 | 1201895.1088 | 0 | 4162.7206 | 3868.3024 | 3226.7312 | 0.21597 | 0.21489 | 0.21382 | 971947.8576 | 0 | 0 | 0 | 3581.7372 | 39.7717 | 903204.5411 | 0 | 0 | 0 | 3328.4103 | 36.9588 | 753404.9803 | 0 | 0 | 0 | 2776.3821 | 30.829 | 6803635.0031 | 6322431.7876 | 5273834.8619 | 0 | 0 | 0 | 0 | 0 | 0 | 0 | 0 | 0 | 25072.1604 | 23298.8724 | 19434.6748 | 971947.8576 | 76.7305 | 2628557.3789 | 0 | 0 | 0 | 0 | 0 | 0 | 0 | 0 | 0 | 3581.7372 | 6910.1475 | 9686.5296 | 39.7717 | 76.7305 | 107.5595
| 110 | Residential | Multi-Family | Hot Water | Electric | 01-108 | 01-108.02 | Low Flow Fixtures | [01-108]_Residential_Hot Water_Low Flow Shower Head_ADD_Electric_per unit | 2.35 GPM | 1.5 GPM | ENGINEER | 301.9707 | 0 | 0 | 0 | 4.5 | 12.9424 | 20 | 7 | 0.0021232 | 0.3584 | 0.3076 | 0.1726 | 0.1614 | 1 | 1 | Additions on Existing | 2.4336 | 0.0094617 | 2113.7946 | 0 | 0 | 0 | 8.2184 | 148.2801 | 0 | 0 | 0 | 27.3343 | 0 | 181.898 | 357.5124 | 10.5592 | 346.9532 | 33.8579 | 147.644 | 0 | 0 | 0 | 27.7288 | 0 | 181.898 | 357.2708 | 10.5592 | 346.7116 | 33.835 | 148.1374 | 0 | 0 | 0 | 28.5626 | 0 | 181.898 | 358.598 | 10.5592 | 348.0388 | 33.9607 | per unit | 0.05835 | 3735.3978 | 0.005 | 306030.5906 | 0 | 0 | 0 | 1127.7572 | 9.6827 | 284385.8516 | 0 | 0 | 0 | 8.9979 | 237219.4859 | 0 | 0 | 0 | 7.5056 | 306030.5906 | 590416.4422 | 827635.9281 | 0 | 0 | 0 | 0 | 0 | 0 | 0 | 0 | 0 | 1127.7572 | 2175.751 | 3049.9315 | 9.6827 | 18.6806 | 26.1862 | 306030.5906 | 0 | 0 | 0 | 1127.7572 | 9.6827 | 284385.8516 | 0 | 0 | 0 | 8.9979 | 237219.4859 | 0 | 0 | 0 | 7.5056 | 306030.5906 | 18.6806 | 827635.9281 | 0 | 0 | 0 | 0 | 0 | 0 | 0 | 0 | 0 | 1127.7572 | 2175.751 | 3049.9315 | 9.6827 | 18.6806 | 26.1862 | 7055.2661 | 238876.492 | 7055.2661 | 319981.7573 | 6307.9914 | 6555.9431 | 221820.4886 | 6555.9431 | 297090.6646 | 5861.5554 | 5470.8423 | 185793.7022 | 5470.8423 | 249589.297 | 4891.3855 | 668.1629 | 620.8749 | 518.1114 | 0.17798 | 0.1771 | 0.17622 | 201765.5792 | 0 | 0 | 0 | 743.5289 | 6.3838 | 187486.0065 | 0 | 0 | 0 | 690.907 | 5.932 | 156454.4343 | 0 | 0 | 0 | 576.5522 | 4.9502 | 1412359.0545 | 1312402.0456 | 1095181.0403 | 0 | 0 | 0 | 0 | 0 | 0 | 0 | 0 | 0 | 5204.702 | 4836.3492 | 4035.8653 | 201765.5792 | 12.3158 | 545706.02 | 0 | 0 | 0 | 0 | 0 | 0 | 0 | 0 | 0 | 743.5289 | 1434.4359 | 2010.9881 | 6.3838 | 12.3158 | 17.266 | 1 | 1 | 1 | 1 | 1 | 1 | 1 | 15 | 342.5124 | 23.8342 | 15 | 342.2708 | 23.8181 | 15 | 343.598 | 23.9065 | 306030.5906 | 0 | 0 | 0 | 1127.7572 | 9.6827 | 284385.8516 | 0 | 0 | 0 | 8.9979 | 237219.4859 | 0 | 0 | 0 | 7.5056 | 306030.5906 | 18.6806 | 827635.9281 | 0 | 0 | 0 | 0 | 0 | 0 | 0 | 0 | 0 | 1127.7572 | 2175.751 | 3049.9315 | 9.6827 | 18.6806 | 26.1862 | 11168.4105 | 266189.6586 | 11168.4105 | 356568.5097 | 3722.8035 | 10378.3209 | 247191.4086 | 10378.3209 | 331070.6794 | 3459.4403 | 8658.2411 | 206988.5219 | 8658.2411 | 278061.7375 | 2886.0804 | 744.5607 | 691.8881 | 577.2161 | 0.19833 | 0.19735 | 0.19637 | 224835.4796 | 0 | 0 | 0 | 828.544 | 7.1137 | 208929.8889 | 0 | 0 | 0 | 769.9301 | 6.6105 | 174302.3134 | 0 | 0 | 0 | 642.3236 | 5.5149 | 1573848.3575 | 1462509.2225 | 1220116.1936 | 0 | 0 | 0 | 0 | 0 | 0 | 0 | 0 | 0 | 5799.8082 | 5389.511 | 4496.2654 | 224835.4796 | 13.7242 | 608067.6819 | 0 | 0 | 0 | 0 | 0 | 0 | 0 | 0 | 0 | 828.544 | 1598.4742 | 2240.7978 | 7.1137 | 13.7242 | 19.2391 | 20 | 337.5124 | 17.8756 | 20 | 337.2708 | 17.8635 | 20 | 338.598 | 17.9299 | 306030.5906 | 0 | 0 | 0 | 1127.7572 | 9.6827 | 284385.8516 | 0 | 0 | 0 | 8.9979 | 237219.4859 | 0 | 0 | 0 | 7.5056 | 306030.5906 | 18.6806 | 827635.9281 | 0 | 0 | 0 | 0 | 0 | 0 | 0 | 0 | 0 | 1127.7572 | 2175.751 | 3049.9315 | 9.6827 | 18.6806 | 26.1862 | 15201.6722 | 271739.291 | 15201.6722 | 364002.3979 | 0 | 14126.4978 | 252349.2675 | 14126.4978 | 337978.7506 | 0 | 11783.5699 | 211278.2232 | 11783.5699 | 283824.3846 | 0 | 760.0836 | 706.3249 | 589.1785 | 0.20247 | 0.20146 | 0.20046 | 229522.943 | 0 | 0 | 0 | 845.8179 | 7.262 | 213289.3887 | 0 | 0 | 0 | 785.9954 | 6.7484 | 177914.6144 | 0 | 0 | 0 | 655.6354 | 5.6292 | 1606660.6009 | 1493025.7209 | 1245402.301 | 0 | 0 | 0 | 0 | 0 | 0 | 0 | 0 | 0 | 5920.7251 | 5501.9677 | 4589.4476 | 229522.943 | 14.0105 | 620726.9461 | 0 | 0 | 0 | 0 | 0 | 0 | 0 | 0 | 0 | 845.8179 | 1631.8133 | 2287.4486 | 7.262 | 14.0105 | 19.6396
| 111 | Residential | Low Income | Hot Water | Electric | 01-108 | 01-108.03 | Low Flow Fixtures | [01-108]_Residential_Hot Water_Low Flow Shower Head_ADD_Electric_per unit | 2.35 GPM | 1.5 GPM | ENGINEER | 338.5609 | 0 | 0 | 0 | 4.5 | 14.5107 | 20 | 7 | 0.0021232 | 0.3584 | 0.3076 | 0.1726 | 0.1614 | 0.87 | 1 | Additions on Existing | 2.4949 | 0.0097001 | 2061.836 | 0 | 0 | 0 | 8.0164 | 144.6352 | 0 | 0 | 0 | 27.3343 | 0 | 203.9388 | 410.3023 | 20 | 390.3023 | 20.5151 | 144.0148 | 0 | 0 | 0 | 27.7288 | 0 | 203.9388 | 410.0312 | 20 | 390.0312 | 20.5016 | 144.4961 | 0 | 0 | 0 | 28.5626 | 0 | 203.9388 | 411.6093 | 20 | 391.6093 | 20.5805 | per unit | 0.081113 | 12462.2089 | 0.005 | 995896.8378 | 0 | 0 | 0 | 3669.9919 | 32.3039 | 925459.6729 | 0 | 0 | 0 | 30.0192 | 771969.0224 | 0 | 0 | 0 | 25.0404 | 995896.8378 | 1921356.5108 | 2693325.5332 | 0 | 0 | 0 | 0 | 0 | 0 | 0 | 0 | 0 | 3669.9919 | 7080.4149 | 9925.2076 | 32.3039 | 62.3231 | 87.3635 | 995896.8378 | 0 | 0 | 0 | 3669.9919 | 32.3039 | 925459.6729 | 0 | 0 | 0 | 30.0192 | 771969.0224 | 0 | 0 | 0 | 25.0404 | 995896.8378 | 62.3231 | 2693325.5332 | 0 | 0 | 0 | 0 | 0 | 0 | 0 | 0 | 0 | 3669.9919 | 7080.4149 | 9925.2076 | 32.3039 | 62.3231 | 87.3635 | 8114.6448 | 166472.8807 | 8114.6448 | 169066.2238 | 0 | 7540.7173 | 154596.4745 | 7540.7173 | 157002.0377 | 0 | 6290.0635 | 129452.4256 | 6290.0635 | 131689.4628 | 0 | 405.7322 | 377.0359 | 314.5032 | 0.032395 | 0.032234 | 0.032073 | 119507.6205 | 0 | 0 | 0 | 440.399 | 3.8765 | 111055.1608 | 0 | 0 | 0 | 409.2508 | 3.6023 | 92636.2827 | 0 | 0 | 0 | 341.3751 | 3.0048 | 836553.3438 | 777386.1253 | 648453.9788 | 0 | 0 | 0 | 0 | 0 | 0 | 0 | 0 | 0 | 3082.7932 | 2864.7553 | 2389.6259 | 119507.6205 | 7.4788 | 323199.064 | 0 | 0 | 0 | 0 | 0 | 0 | 0 | 0 | 0 | 440.399 | 849.6498 | 1191.0249 | 3.8765 | 7.4788 | 10.4836 | 1 | 1 | 1 | 1 | 1 | 1 | 1 | 20 | 390.3023 | 20.5151 | 20 | 390.0312 | 20.5016 | 20 | 391.6093 | 20.5805 | 995896.8378 | 0 | 0 | 0 | 3669.9919 | 32.3039 | 925459.6729 | 0 | 0 | 0 | 30.0192 | 771969.0224 | 0 | 0 | 0 | 25.0404 | 995896.8378 | 62.3231 | 2693325.5332 | 0 | 0 | 0 | 0 | 0 | 0 | 0 | 0 | 0 | 3669.9919 | 7080.4149 | 9925.2076 | 32.3039 | 62.3231 | 87.3635 | 8114.6448 | 166472.8807 | 8114.6448 | 169066.2238 | 0 | 7540.7173 | 154596.4745 | 7540.7173 | 157002.0377 | 0 | 6290.0635 | 129452.4256 | 6290.0635 | 131689.4628 | 0 | 405.7322 | 377.0359 | 314.5032 | 0.032395 | 0.032234 | 0.032073 | 119507.6205 | 0 | 0 | 0 | 440.399 | 3.8765 | 111055.1608 | 0 | 0 | 0 | 409.2508 | 3.6023 | 92636.2827 | 0 | 0 | 0 | 341.3751 | 3.0048 | 836553.3438 | 777386.1253 | 648453.9788 | 0 | 0 | 0 | 0 | 0 | 0 | 0 | 0 | 0 | 3082.7932 | 2864.7553 | 2389.6259 | 119507.6205 | 7.4788 | 323199.064 | 0 | 0 | 0 | 0 | 0 | 0 | 0 | 0 | 0 | 440.399 | 849.6498 | 1191.0249 | 3.8765 | 7.4788 | 10.4836 | 20 | 390.3023 | 20.5151 | 20 | 390.0312 | 20.5016 | 20 | 391.6093 | 20.5805 | 995896.8378 | 0 | 0 | 0 | 3669.9919 | 32.3039 | 925459.6729 | 0 | 0 | 0 | 30.0192 | 771969.0224 | 0 | 0 | 0 | 25.0404 | 995896.8378 | 62.3231 | 2693325.5332 | 0 | 0 | 0 | 0 | 0 | 0 | 0 | 0 | 0 | 3669.9919 | 7080.4149 | 9925.2076 | 32.3039 | 62.3231 | 87.3635 | 8114.6448 | 166472.8807 | 8114.6448 | 169066.2238 | 0 | 7540.7173 | 154596.4745 | 7540.7173 | 157002.0377 | 0 | 6290.0635 | 129452.4256 | 6290.0635 | 131689.4628 | 0 | 405.7322 | 377.0359 | 314.5032 | 0.032395 | 0.032234 | 0.032073 | 119507.6205 | 0 | 0 | 0 | 440.399 | 3.8765 | 111055.1608 | 0 | 0 | 0 | 409.2508 | 3.6023 | 92636.2827 | 0 | 0 | 0 | 341.3751 | 3.0048 | 836553.3438 | 777386.1253 | 648453.9788 | 0 | 0 | 0 | 0 | 0 | 0 | 0 | 0 | 0 | 3082.7932 | 2864.7553 | 2389.6259 | 119507.6205 | 7.4788 | 323199.064 | 0 | 0 | 0 | 0 | 0 | 0 | 0 | 0 | 0 | 440.399 | 849.6498 | 1191.0249 | 3.8765 | 7.4788 | 10.4836
| 112 | Residential | Single Family | Hot Water | Gas | 01-232 | 01-232.01 | Low Flow Fixtures | [01-232]_Residential_Hot Water_Low Flow Shower Head_ADD_Gas_per unit | 2.35 GPM | 1.5 GPM | ENGINEER | 0 | 1.001 | 0 | 0 | 0 | 10.0073 | 20 | 7 | 0.00072194 | 0.3584 | 0.3076 | 0.1726 | 0.1614 | 1 | 1 | Additions on Existing | 2.7054 | #NUM! | 0 | 7.3926 | 0 | 0 | 7.3926 | 0 | 56.0881 | 0 | 0 | 0 | 1.0561 | 140.6465 | 197.7906 | 10.7264 | 187.0642 | 18.4396 | 0 | 56.6975 | 0 | 0 | 0 | 1.0561 | 140.6465 | 198.4 | 10.7264 | 187.6736 | 18.4964 | 0 | 57.4991 | 0 | 0 | 0 | 1.0561 | 140.6465 | 199.2017 | 10.7264 | 188.4753 | 18.5712 | per unit | 0.02814 | 11889.5119 | 0.005 | 0 | 3228.8765 | 0 | 0 | 3228.8765 | 0 | 0 | 3000.5066 | 0 | 0 | 0 | 0 | 2502.8623 | 0 | 0 | 0 | 0 | 0 | 0 | 3228.8765 | 6229.3831 | 8732.2454 | 0 | 0 | 0 | 0 | 0 | 0 | 3228.8765 | 6229.3831 | 8732.2454 | 0 | 0 | 0 | 0 | 3228.8765 | 0 | 0 | 3228.8765 | 0 | 0 | 3000.5066 | 0 | 0 | 0 | 0 | 2502.8623 | 0 | 0 | 0 | 0 | 0 | 0 | 3228.8765 | 6229.3831 | 8732.2454 | 0 | 0 | 0 | 0 | 0 | 0 | 3228.8765 | 6229.3831 | 8732.2454 | 0 | 0 | 0 | 23796.3765 | 438795.7866 | 23796.3765 | 469575.1678 | 20573.3451 | 22116.0768 | 409068.2207 | 22116.0768 | 437046.9964 | 19120.6287 | 18452.0051 | 342675.0159 | 18452.0051 | 365547.5728 | 15952.8266 | 2218.4861 | 2061.8353 | 1720.2416 | 0.18566 | 0.18474 | 0.18382 | 0 | 2220.6539 | 0 | 0 | 2220.6539 | 0 | 0 | 2063.85 | 0 | 0 | 2063.85 | 0 | 0 | 1721.9225 | 0 | 0 | 1721.9225 | 0 | 0 | 0 | 0 | 15544.5772 | 14446.9501 | 12053.4577 | 0 | 0 | 0 | 0 | 0 | 0 | 15544.5772 | 14446.9501 | 12053.4577 | 0 | 0 | 0 | 2220.6539 | 4284.5039 | 6006.4264 | 0 | 0 | 0 | 0 | 0 | 0 | 2220.6539 | 4284.5039 | 6006.4264 | 0 | 0 | 0 | 1 | 1 | 1 | 1 | 1 | 1 | 1 | 15 | 182.7906 | 13.186 | 15 | 183.4 | 13.2267 | 15 | 184.2017 | 13.2801 | 0 | 3228.8765 | 0 | 0 | 3228.8765 | 0 | 0 | 3000.5066 | 0 | 0 | 0 | 0 | 2502.8623 | 0 | 0 | 0 | 0 | 0 | 0 | 3228.8765 | 6229.3831 | 8732.2454 | 0 | 0 | 0 | 0 | 0 | 0 | 3228.8765 | 6229.3831 | 8732.2454 | 0 | 0 | 0 | 37397.5653 | 493125.8968 | 37397.5653 | 527716.2698 | 12465.8551 | 34754.2391 | 459682.8505 | 34754.2391 | 491123.4824 | 11584.7464 | 28992.5921 | 385024.8736 | 28992.5921 | 410724.1598 | 9664.1974 | 2493.171 | 2316.9493 | 1932.8395 | 0.20865 | 0.20761 | 0.20658 | 0 | 2495.6072 | 0 | 0 | 2495.6072 | 0 | 0 | 2319.2133 | 0 | 0 | 2319.2133 | 0 | 0 | 1934.7282 | 0 | 0 | 1934.7282 | 0 | 0 | 0 | 0 | 17469.2507 | 16234.4931 | 13543.0972 | 0 | 0 | 0 | 0 | 0 | 0 | 17469.2507 | 16234.4931 | 13543.0972 | 0 | 0 | 0 | 2495.6072 | 4814.8205 | 6749.5487 | 0 | 0 | 0 | 0 | 0 | 0 | 2495.6072 | 4814.8205 | 6749.5487 | 0 | 0 | 0 | 20 | 177.7906 | 9.8895 | 20 | 178.4 | 9.92 | 20 | 179.2017 | 9.9601 | 0 | 3228.8765 | 0 | 0 | 3228.8765 | 0 | 0 | 3000.5066 | 0 | 0 | 0 | 0 | 2502.8623 | 0 | 0 | 0 | 0 | 0 | 0 | 3228.8765 | 6229.3831 | 8732.2454 | 0 | 0 | 0 | 0 | 0 | 0 | 3228.8765 | 6229.3831 | 8732.2454 | 0 | 0 | 0 | 51611.5918 | 510414.4946 | 51611.5918 | 546217.5784 | 0 | 47961.2396 | 475775.6158 | 47961.2396 | 508316.9342 | 0 | 40006.7041 | 398470.1362 | 40006.7041 | 425066.8545 | 0 | 2580.5796 | 2398.062 | 2000.3352 | 0.21597 | 0.21489 | 0.21382 | 0 | 2583.1012 | 0 | 0 | 2583.1012 | 0 | 0 | 2400.4053 | 0 | 0 | 2400.4053 | 0 | 0 | 2002.2898 | 0 | 0 | 2002.2898 | 0 | 0 | 0 | 0 | 18081.7086 | 16802.8369 | 14016.0289 | 0 | 0 | 0 | 0 | 0 | 0 | 18081.7086 | 16802.8369 | 14016.0289 | 0 | 0 | 0 | 2583.1012 | 4983.5065 | 6985.7963 | 0 | 0 | 0 | 0 | 0 | 0 | 2583.1012 | 4983.5065 | 6985.7963 | 0 | 0 | 0
| 113 | Residential | Multi-Family | Hot Water | Gas | 01-232 | 01-232.02 | Low Flow Fixtures | [01-232]_Residential_Hot Water_Low Flow Shower Head_ADD_Gas_per unit | 2.35 GPM | 1.5 GPM | ENGINEER | 0 | 1.2946 | 0 | 0 | 0 | 12.9424 | 20 | 7 | 0.00072194 | 0.3584 | 0.3076 | 0.1726 | 0.1614 | 1 | 1 | Additions on Existing | 2.0919 | #NUM! | 0 | 9.5609 | 0 | 0 | 9.5609 | 0 | 72.5387 | 0 | 0 | 0 | 1.3658 | 181.898 | 255.8025 | 10.7264 | 245.0761 | 23.8479 | 0 | 73.3268 | 0 | 0 | 0 | 1.3658 | 181.898 | 256.5906 | 10.7264 | 245.8642 | 23.9214 | 0 | 74.3636 | 0 | 0 | 0 | 1.3658 | 181.898 | 257.6274 | 10.7264 | 246.901 | 24.0181 | per unit | 0.03615 | 2314.2182 | 0.005 | 0 | 812.8132 | 0 | 0 | 812.8132 | 0 | 0 | 755.3251 | 0 | 0 | 0 | 0 | 630.0518 | 0 | 0 | 0 | 0 | 0 | 0 | 812.8132 | 1568.1383 | 2198.1901 | 0 | 0 | 0 | 0 | 0 | 0 | 812.8132 | 1568.1383 | 2198.1901 | 0 | 0 | 0 | 0 | 812.8132 | 0 | 0 | 812.8132 | 0 | 0 | 755.3251 | 0 | 0 | 0 | 0 | 630.0518 | 0 | 0 | 0 | 0 | 0 | 0 | 812.8132 | 1568.1383 | 2198.1901 | 0 | 0 | 0 | 0 | 0 | 0 | 812.8132 | 1568.1383 | 2198.1901 | 0 | 0 | 0 | 4249.3136 | 101337.3267 | 4249.3136 | 108445.6452 | 3673.7776 | 3949.3635 | 94474.3253 | 3949.3635 | 100936.0249 | 3414.4534 | 3295.2158 | 79144.6887 | 3295.2158 | 84427.3656 | 2848.9048 | 396.1546 | 368.1908 | 307.206 | 0.17033 | 0.16948 | 0.16864 | 0 | 512.8471 | 0 | 0 | 512.8471 | 0 | 0 | 476.6463 | 0 | 0 | 476.6463 | 0 | 0 | 397.6976 | 0 | 0 | 397.6976 | 0 | 0 | 0 | 0 | 3589.9294 | 3336.5238 | 2783.883 | 0 | 0 | 0 | 0 | 0 | 0 | 3589.9294 | 3336.5238 | 2783.883 | 0 | 0 | 0 | 512.8471 | 989.4933 | 1387.1909 | 0 | 0 | 0 | 0 | 0 | 0 | 512.8471 | 989.4933 | 1387.1909 | 0 | 0 | 0 | 1 | 1 | 1 | 1 | 1 | 1 | 1 | 15 | 240.8025 | 17.0535 | 15 | 241.5906 | 17.106 | 15 | 242.6274 | 17.1752 | 0 | 812.8132 | 0 | 0 | 812.8132 | 0 | 0 | 755.3251 | 0 | 0 | 0 | 0 | 630.0518 | 0 | 0 | 0 | 0 | 0 | 0 | 812.8132 | 1568.1383 | 2198.1901 | 0 | 0 | 0 | 0 | 0 | 0 | 812.8132 | 1568.1383 | 2198.1901 | 0 | 0 | 0 | 6812.7569 | 116181.3474 | 6812.7569 | 124330.9015 | 2270.919 | 6331.2387 | 108302.4409 | 6331.2387 | 115709.9332 | 2110.4129 | 5281.657 | 90713.3021 | 5281.657 | 96768.1502 | 1760.5523 | 454.1838 | 422.0826 | 352.1105 | 0.19528 | 0.19431 | 0.19334 | 0 | 587.9696 | 0 | 0 | 587.9696 | 0 | 0 | 546.4125 | 0 | 0 | 546.4125 | 0 | 0 | 455.8292 | 0 | 0 | 455.8292 | 0 | 0 | 0 | 0 | 4115.7869 | 3824.8876 | 3190.8044 | 0 | 0 | 0 | 0 | 0 | 0 | 4115.7869 | 3824.8876 | 3190.8044 | 0 | 0 | 0 | 587.9696 | 1134.3821 | 1590.2113 | 0 | 0 | 0 | 0 | 0 | 0 | 587.9696 | 1134.3821 | 1590.2113 | 0 | 0 | 0 | 20 | 235.8025 | 12.7901 | 20 | 236.5906 | 12.8295 | 20 | 237.6274 | 12.8814 | 0 | 812.8132 | 0 | 0 | 812.8132 | 0 | 0 | 755.3251 | 0 | 0 | 0 | 0 | 630.0518 | 0 | 0 | 0 | 0 | 0 | 0 | 812.8132 | 1568.1383 | 2198.1901 | 0 | 0 | 0 | 0 | 0 | 0 | 812.8132 | 1568.1383 | 2198.1901 | 0 | 0 | 0 | 9418.0025 | 120457.4281 | 9418.0025 | 128906.9284 | 0 | 8751.892 | 112282.6794 | 8751.892 | 119962.4055 | 0 | 7300.3608 | 94038.6456 | 7300.3608 | 100315.4507 | 0 | 470.9001 | 437.5946 | 365.018 | 0.20247 | 0.20146 | 0.20046 | 0 | 609.6099 | 0 | 0 | 609.6099 | 0 | 0 | 566.4938 | 0 | 0 | 566.4938 | 0 | 0 | 472.5389 | 0 | 0 | 472.5389 | 0 | 0 | 0 | 0 | 4267.2693 | 3965.4566 | 3307.772 | 0 | 0 | 0 | 0 | 0 | 0 | 4267.2693 | 3965.4566 | 3307.772 | 0 | 0 | 0 | 609.6099 | 1176.1037 | 1648.6426 | 0 | 0 | 0 | 0 | 0 | 0 | 609.6099 | 1176.1037 | 1648.6426 | 0 | 0 | 0
| 114 | Residential | Low Income | Hot Water | Gas | 01-232 | 01-232.03 | Low Flow Fixtures | [01-232]_Residential_Hot Water_Low Flow Shower Head_ADD_Gas_per unit | 2.35 GPM | 1.5 GPM | ENGINEER | 0 | 1.4514 | 0 | 0 | 0 | 14.5107 | 20 | 7 | 0.00072194 | 0.3584 | 0.3076 | 0.1726 | 0.1614 | 1 | 1 | Additions on Existing | 1.8658 | #NUM! | 0 | 10.7194 | 0 | 0 | 10.7194 | 0 | 81.3283 | 0 | 0 | 0 | 1.5313 | 203.9388 | 303.3704 | 20 | 283.3704 | 15.1685 | 0 | 82.212 | 0 | 0 | 0 | 1.5313 | 203.9388 | 304.4308 | 20 | 284.4308 | 15.2215 | 0 | 83.3743 | 0 | 0 | 0 | 1.5313 | 203.9388 | 305.8257 | 20 | 285.8257 | 15.2913 | per unit | 0.021105 | 3242.5941 | 0.005 | 0 | 1276.8831 | 0 | 0 | 1276.8831 | 0 | 0 | 1186.5725 | 0 | 0 | 0 | 0 | 989.7754 | 0 | 0 | 0 | 0 | 0 | 0 | 1276.8831 | 2463.4556 | 3453.231 | 0 | 0 | 0 | 0 | 0 | 0 | 1276.8831 | 2463.4556 | 3453.231 | 0 | 0 | 0 | 0 | 1276.8831 | 0 | 0 | 1276.8831 | 0 | 0 | 1186.5725 | 0 | 0 | 0 | 0 | 989.7754 | 0 | 0 | 0 | 0 | 0 | 0 | 1276.8831 | 2463.4556 | 3453.231 | 0 | 0 | 0 | 0 | 0 | 0 | 1276.8831 | 2463.4556 | 3453.231 | 0 | 0 | 0 | 2111.3833 | 32026.5627 | 2111.3833 | 30404.809 | 0 | 1962.0507 | 29865.4337 | 1962.0507 | 28289.8001 | 0 | 1636.6379 | 25026.2927 | 1636.6379 | 23648.9802 | 0 | 105.5692 | 98.1025 | 81.8319 | 0.032395 | 0.032234 | 0.032073 | 0 | 153.226 | 0 | 0 | 153.226 | 0 | 0 | 142.3887 | 0 | 0 | 142.3887 | 0 | 0 | 118.773 | 0 | 0 | 118.773 | 0 | 0 | 0 | 0 | 1072.5818 | 996.7209 | 831.4113 | 0 | 0 | 0 | 0 | 0 | 0 | 1072.5818 | 996.7209 | 831.4113 | 0 | 0 | 0 | 153.226 | 295.6147 | 414.3877 | 0 | 0 | 0 | 0 | 0 | 0 | 153.226 | 295.6147 | 414.3877 | 0 | 0 | 0 | 1 | 1 | 1 | 1 | 1 | 1 | 1 | 20 | 283.3704 | 15.1685 | 20 | 284.4308 | 15.2215 | 20 | 285.8257 | 15.2913 | 0 | 1276.8831 | 0 | 0 | 1276.8831 | 0 | 0 | 1186.5725 | 0 | 0 | 0 | 0 | 989.7754 | 0 | 0 | 0 | 0 | 0 | 0 | 1276.8831 | 2463.4556 | 3453.231 | 0 | 0 | 0 | 0 | 0 | 0 | 1276.8831 | 2463.4556 | 3453.231 | 0 | 0 | 0 | 2111.3833 | 32026.5627 | 2111.3833 | 30404.809 | 0 | 1962.0507 | 29865.4337 | 1962.0507 | 28289.8001 | 0 | 1636.6379 | 25026.2927 | 1636.6379 | 23648.9802 | 0 | 105.5692 | 98.1025 | 81.8319 | 0.032395 | 0.032234 | 0.032073 | 0 | 153.226 | 0 | 0 | 153.226 | 0 | 0 | 142.3887 | 0 | 0 | 142.3887 | 0 | 0 | 118.773 | 0 | 0 | 118.773 | 0 | 0 | 0 | 0 | 1072.5818 | 996.7209 | 831.4113 | 0 | 0 | 0 | 0 | 0 | 0 | 1072.5818 | 996.7209 | 831.4113 | 0 | 0 | 0 | 153.226 | 295.6147 | 414.3877 | 0 | 0 | 0 | 0 | 0 | 0 | 153.226 | 295.6147 | 414.3877 | 0 | 0 | 0 | 20 | 283.3704 | 15.1685 | 20 | 284.4308 | 15.2215 | 20 | 285.8257 | 15.2913 | 0 | 1276.8831 | 0 | 0 | 1276.8831 | 0 | 0 | 1186.5725 | 0 | 0 | 0 | 0 | 989.7754 | 0 | 0 | 0 | 0 | 0 | 0 | 1276.8831 | 2463.4556 | 3453.231 | 0 | 0 | 0 | 0 | 0 | 0 | 1276.8831 | 2463.4556 | 3453.231 | 0 | 0 | 0 | 2111.3833 | 32026.5627 | 2111.3833 | 30404.809 | 0 | 1962.0507 | 29865.4337 | 1962.0507 | 28289.8001 | 0 | 1636.6379 | 25026.2927 | 1636.6379 | 23648.9802 | 0 | 105.5692 | 98.1025 | 81.8319 | 0.032395 | 0.032234 | 0.032073 | 0 | 153.226 | 0 | 0 | 153.226 | 0 | 0 | 142.3887 | 0 | 0 | 142.3887 | 0 | 0 | 118.773 | 0 | 0 | 118.773 | 0 | 0 | 0 | 0 | 1072.5818 | 996.7209 | 831.4113 | 0 | 0 | 0 | 0 | 0 | 0 | 1072.5818 | 996.7209 | 831.4113 | 0 | 0 | 0 | 153.226 | 295.6147 | 414.3877 | 0 | 0 | 0 | 0 | 0 | 0 | 153.226 | 295.6147 | 414.3877 | 0 | 0 | 0
| 115 | Residential | Single Family | Hot Water | Electric | 01-295 | 01-295.01 | Water Heaters | [01-295]_Residential_Hot Water_Water Heater - Solar_ROB_Electric_per unit | Federal standard (UEF = 0.9227) | Energy Star (SEF = 1.8) | ENGINEER | 1366.0591 | 0 | 0 | 0 | 0.5393 | 0 | 5968 | 20 | 0.41 | 0.3584 | 0.3076 | 0.1726 | 0.1614 | 1 | 1 | Replace on Burnout | 56.1828 | 0.21844 | 27321.1812 | 0 | 0 | 0 | 106.2248 | 1551.4835 | 0 | 0 | 0 | 2132.4392 | 0 | 0 | 3683.9227 | 3649.6527 | 34.27 | 1.0094 | 1557.6481 | 0 | 0 | 0 | 2134.8136 | 0 | 0 | 3692.4616 | 3649.6527 | 42.809 | 1.0117 | 1570.2842 | 0 | 0 | 0 | 2143.6301 | 0 | 0 | 3713.9143 | 3649.6527 | 64.2616 | 1.0176 | per unit | 0.020867 | 8816.5758 | 0.005 | 605209.1562 | 0 | 0 | 0 | 2230.2638 | 97.9612 | 608235.2019 | 0 | 0 | 0 | 98.451 | 611276.3779 | 0 | 0 | 0 | 98.9433 | 605209.1562 | 1213444.3581 | 1824720.736 | 0 | 0 | 0 | 0 | 0 | 0 | 0 | 0 | 0 | 2230.2638 | 4471.679 | 6724.3012 | 97.9612 | 196.4122 | 295.3555 | 605209.1562 | 0 | 0 | 0 | 2230.2638 | 97.9612 | 608235.2019 | 0 | 0 | 0 | 98.451 | 611276.3779 | 0 | 0 | 0 | 98.9433 | 605209.1562 | 196.4122 | 1824720.736 | 0 | 0 | 0 | 0 | 0 | 0 | 0 | 0 | 0 | 2230.2638 | 4471.679 | 6724.3012 | 97.9612 | 196.4122 | 295.3555 | 97250.5368 | 98163.7134 | 97250.5368 | 88326.4059 | 61775.8845 | 99939.0579 | 101111.3031 | 99939.0579 | 91876.3792 | 63483.6979 | 103845.717 | 105674.1904 | 103845.717 | 97158.595 | 65965.3018 | 26.6465 | 27.3832 | 28.4536 | 0.0030073 | 0.0029923 | 0.0029774 | 36400.7177 | 0 | 0 | 0 | 134.1407 | 5.8919 | 37407.0268 | 0 | 0 | 0 | 137.8491 | 6.0548 | 38869.2829 | 0 | 0 | 0 | 143.2377 | 6.2915 | 728014.3543 | 748140.5359 | 777385.6587 | 0 | 0 | 0 | 0 | 0 | 0 | 0 | 0 | 0 | 2682.8148 | 2756.982 | 2864.7536 | 36400.7177 | 11.9468 | 112677.0274 | 0 | 0 | 0 | 0 | 0 | 0 | 0 | 0 | 0 | 134.1407 | 271.9898 | 415.2275 | 5.8919 | 11.9468 | 18.2383 | 1 | 1 | 1 | 1 | 1 | 1 | 1 | 4476 | -792.0773 | 0.82304 | 4476 | -783.5384 | 0.82495 | 4476 | -762.0857 | 0.82974 | 605209.1562 | 0 | 0 | 0 | 2230.2638 | 97.9612 | 608235.2019 | 0 | 0 | 0 | 98.451 | 611276.3779 | 0 | 0 | 0 | 98.9433 | 605209.1562 | 196.4122 | 1824720.736 | 0 | 0 | 0 | 0 | 0 | 0 | 0 | 0 | 0 | 2230.2638 | 4471.679 | 6724.3012 | 97.9612 | 196.4122 | 295.3555 | 522165.9466 | 429762.9533 | 522165.9466 | 386694.9988 | 174055.3155 | 530396.5953 | 437548.9459 | 530396.5953 | 397585.7463 | 176798.8651 | 541311.8135 | 449147.8275 | 541311.8135 | 412953.9267 | 180437.2712 | 116.6591 | 118.4979 | 120.9365 | 0.013166 | 0.0131 | 0.013035 | 159363.1639 | 0 | 0 | 0 | 587.2712 | 25.7951 | 161875.1282 | 0 | 0 | 0 | 596.5281 | 26.2017 | 165206.4134 | 0 | 0 | 0 | 608.8042 | 26.7409 | 3187263.2776 | 3237502.5634 | 3304128.2684 | 0 | 0 | 0 | 0 | 0 | 0 | 0 | 0 | 0 | 11745.4237 | 11930.5612 | 12176.0844 | 159363.1639 | 51.9967 | 486444.7055 | 0 | 0 | 0 | 0 | 0 | 0 | 0 | 0 | 0 | 587.2712 | 1183.7992 | 1792.6035 | 25.7951 | 51.9967 | 78.7376 | 5968 | -2284.0773 | 0.61728 | 5968 | -2275.5384 | 0.61871 | 5968 | -2254.0857 | 0.6223 | 605209.1562 | 0 | 0 | 0 | 2230.2638 | 97.9612 | 608235.2019 | 0 | 0 | 0 | 98.451 | 611276.3779 | 0 | 0 | 0 | 98.9433 | 605209.1562 | 196.4122 | 1824720.736 | 0 | 0 | 0 | 0 | 0 | 0 | 0 | 0 | 0 | 2230.2638 | 4471.679 | 6724.3012 | 97.9612 | 196.4122 | 295.3555 | 2115216.4518 | 1305679.2697 | 2115216.4518 | 1174832.8695 | 0 | 2125792.534 | 1315249.2269 | 2125792.534 | 1195121.9408 | 0 | 2136421.4967 | 1329505.0789 | 2136421.4967 | 1222368.9159 | 0 | 354.4263 | 356.1985 | 357.9795 | 0.04 | 0.039801 | 0.039603 | 484167.3249 | 0 | 0 | 0 | 1784.2111 | 78.369 | 486588.1615 | 0 | 0 | 0 | 1793.1321 | 78.7608 | 489021.1024 | 0 | 0 | 0 | 1802.0978 | 79.1546 | 9683346.4985 | 9731763.231 | 9780422.0471 | 0 | 0 | 0 | 0 | 0 | 0 | 0 | 0 | 0 | 35684.2212 | 35862.6423 | 36041.9555 | 484167.3249 | 157.1298 | 1459776.5888 | 0 | 0 | 0 | 0 | 0 | 0 | 0 | 0 | 0 | 1784.2111 | 3577.3432 | 5379.4409 | 78.369 | 157.1298 | 236.2844
| 116 | Residential | Multi-Family | Hot Water | Electric | 01-295 | 01-295.02 | Water Heaters | [01-295]_Residential_Hot Water_Water Heater - Solar_ROB_Electric_per unit | Federal standard (UEF = 0.9227) | Energy Star (SEF = 1.8) | ENGINEER | 1341.401 | 0 | 0 | 0 | 0.52957 | 0 | 5968 | 20 | 0.41 | 0.3584 | 0.3076 | 0.1726 | 0.1614 | 1 | 1 | Replace on Burnout | 57.2155 | 0.22245 | 26828.0191 | 0 | 0 | 0 | 104.3073 | 1523.4783 | 0 | 0 | 0 | 2093.9476 | 0 | 0 | 3617.4259 | 3649.6527 | -32.2268 | 0.99117 | 1529.5317 | 0 | 0 | 0 | 2096.279 | 0 | 0 | 3625.8107 | 3649.6527 | -23.842 | 0.99347 | 1541.9397 | 0 | 0 | 0 | 2104.9364 | 0 | 0 | 3646.8761 | 3649.6527 | -2.7766 | 0.99924 | per unit | 0.029953 | 1917.5042 | 0.005 | 129250.1333 | 0 | 0 | 0 | 476.3013 | 20.9209 | 129896.384 | 0 | 0 | 0 | 21.0255 | 130545.8659 | 0 | 0 | 0 | 21.1306 | 129250.1333 | 259146.5173 | 389692.3832 | 0 | 0 | 0 | 0 | 0 | 0 | 0 | 0 | 0 | 476.3013 | 954.9841 | 1436.0603 | 20.9209 | 41.9463 | 63.0769 | 129250.1333 | 0 | 0 | 0 | 476.3013 | 20.9209 | 129896.384 | 0 | 0 | 0 | 21.0255 | 130545.8659 | 0 | 0 | 0 | 21.1306 | 129250.1333 | 41.9463 | 389692.3832 | 0 | 0 | 0 | 0 | 0 | 0 | 0 | 0 | 0 | 476.3013 | 954.9841 | 1436.0603 | 20.9209 | 41.9463 | 63.0769 | 5496.4083 | 5447.8744 | 5496.4083 | 4901.9251 | 3491.451 | 5679.2104 | 5642.1101 | 5679.2104 | 5126.7922 | 3607.5713 | 5940.8923 | 5936.3727 | 5940.8923 | 5457.999 | 3773.798 | 1.506 | 1.5561 | 1.6278 | 0.00078149 | 0.0007776 | 0.00077374 | 2020.1614 | 0 | 0 | 0 | 7.4445 | 0.32699 | 2087.3488 | 0 | 0 | 0 | 7.6921 | 0.33787 | 2183.528 | 0 | 0 | 0 | 8.0465 | 0.35343 | 40403.227 | 41746.977 | 43670.5592 | 0 | 0 | 0 | 0 | 0 | 0 | 0 | 0 | 0 | 148.8904 | 153.8423 | 160.9309 | 2020.1614 | 0.66486 | 6291.0382 | 0 | 0 | 0 | 0 | 0 | 0 | 0 | 0 | 0 | 7.4445 | 15.1366 | 23.1832 | 0.32699 | 0.66486 | 1.0183 | 1 | 1 | 1 | 1 | 1 | 1 | 1 | 4476 | -858.5741 | 0.80818 | 4476 | -850.1893 | 0.81006 | 4476 | -829.1239 | 0.81476 | 129250.1333 | 0 | 0 | 0 | 476.3013 | 20.9209 | 129896.384 | 0 | 0 | 0 | 21.0255 | 130545.8659 | 0 | 0 | 0 | 21.1306 | 129250.1333 | 41.9463 | 389692.3832 | 0 | 0 | 0 | 0 | 0 | 0 | 0 | 0 | 0 | 476.3013 | 954.9841 | 1436.0603 | 20.9209 | 41.9463 | 63.0769 | 53310.7196 | 43084.8028 | 53310.7196 | 38767.1334 | 17770.2399 | 54541.1585 | 44181.3934 | 54541.1585 | 40146.1195 | 18180.3862 | 56264.1313 | 45841.8939 | 56264.1313 | 42147.7939 | 18754.7104 | 11.9103 | 12.1852 | 12.5702 | 0.0061805 | 0.0061497 | 0.0061191 | 15976.5527 | 0 | 0 | 0 | 58.8754 | 2.586 | 16345.2998 | 0 | 0 | 0 | 60.2343 | 2.6457 | 16861.6531 | 0 | 0 | 0 | 62.1371 | 2.7293 | 319531.0546 | 326905.9966 | 337233.0626 | 0 | 0 | 0 | 0 | 0 | 0 | 0 | 0 | 0 | 1177.5079 | 1204.6854 | 1242.7418 | 15976.5527 | 5.2317 | 49183.5057 | 0 | 0 | 0 | 0 | 0 | 0 | 0 | 0 | 0 | 58.8754 | 119.1097 | 181.2468 | 2.586 | 5.2317 | 7.961 | 5968 | -2350.5741 | 0.60614 | 5968 | -2342.1893 | 0.60754 | 5968 | -2321.1239 | 0.61107 | 129250.1333 | 0 | 0 | 0 | 476.3013 | 20.9209 | 129896.384 | 0 | 0 | 0 | 21.0255 | 130545.8659 | 0 | 0 | 0 | 21.1306 | 129250.1333 | 41.9463 | 389692.3832 | 0 | 0 | 0 | 0 | 0 | 0 | 0 | 0 | 0 | 476.3013 | 954.9841 | 1436.0603 | 20.9209 | 41.9463 | 63.0769 | 431283.1263 | 261416.6802 | 431283.1263 | 235219.2576 | 0 | 433439.542 | 263332.73 | 433439.542 | 239281.4357 | 0 | 435606.7397 | 266186.9665 | 435606.7397 | 244736.691 | 0 | 72.2659 | 72.6273 | 72.9904 | 0.0375 | 0.037313 | 0.037128 | 96937.6 | 0 | 0 | 0 | 357.226 | 15.6906 | 97422.288 | 0 | 0 | 0 | 359.0121 | 15.7691 | 97909.3994 | 0 | 0 | 0 | 360.8072 | 15.8479 | 1938751.9996 | 1948445.7596 | 1958187.9884 | 0 | 0 | 0 | 0 | 0 | 0 | 0 | 0 | 0 | 7144.5192 | 7180.2418 | 7216.143 | 96937.6 | 31.4598 | 292269.2874 | 0 | 0 | 0 | 0 | 0 | 0 | 0 | 0 | 0 | 357.226 | 716.2381 | 1077.0452 | 15.6906 | 31.4598 | 47.3077
| 117 | Residential | Low Income | Hot Water | Electric | 01-295 | 01-295.03 | Water Heaters | [01-295]_Residential_Hot Water_Water Heater - Solar_ROB_Electric_per unit | Federal standard (UEF = 0.9227) | Energy Star (SEF = 1.8) | ENGINEER | 1479.4863 | 0 | 0 | 0 | 0.58408 | 0 | 5968 | 20 | 0.41 | 0.3584 | 0.3076 | 0.1726 | 0.1614 | 1 | 1 | Replace on Burnout | 51.8754 | 0.20169 | 29589.7269 | 0 | 0 | 0 | 115.0449 | 1680.307 | 0 | 0 | 0 | 2309.501 | 0 | 0 | 4787.7696 | 5968 | -1180.2304 | 0.80224 | 1686.9834 | 0 | 0 | 0 | 2312.0725 | 0 | 0 | 4798.8671 | 5968 | -1169.1329 | 0.8041 | 1700.6688 | 0 | 0 | 0 | 2321.621 | 0 | 0 | 4826.7478 | 5968 | -1141.2522 | 0.80877 | per unit | 0.039655 | 6092.6354 | 0.005 | 452952.0398 | 0 | 0 | 0 | 1669.1792 | 73.3164 | 455216.8 | 0 | 0 | 0 | 73.6829 | 457492.884 | 0 | 0 | 0 | 74.0514 | 452952.0398 | 908168.8398 | 1365661.7239 | 0 | 0 | 0 | 0 | 0 | 0 | 0 | 0 | 0 | 1669.1792 | 3346.7043 | 5032.6171 | 73.3164 | 146.9993 | 221.0507 | 452952.0398 | 0 | 0 | 0 | 1669.1792 | 73.3164 | 455216.8 | 0 | 0 | 0 | 73.6829 | 457492.884 | 0 | 0 | 0 | 74.0514 | 452952.0398 | 146.9993 | 1365661.7239 | 0 | 0 | 0 | 0 | 0 | 0 | 0 | 0 | 0 | 1669.1792 | 3346.7043 | 5032.6171 | 73.3164 | 146.9993 | 221.0507 | 219255.9153 | 175895.9111 | 219255.9153 | 96860.5088 | 0 | 220352.1949 | 177185.1376 | 220352.1949 | 98533.2657 | 0 | 221453.9559 | 179105.6292 | 221453.9559 | 100779.6753 | 0 | 36.7386 | 36.9223 | 37.1069 | 0.006 | 0.0059701 | 0.0059404 | 54354.2448 | 0 | 0 | 0 | 200.3015 | 8.798 | 54626.016 | 0 | 0 | 0 | 201.303 | 8.842 | 54899.1461 | 0 | 0 | 0 | 202.3095 | 8.8862 | 1087084.8956 | 1092520.32 | 1097982.9216 | 0 | 0 | 0 | 0 | 0 | 0 | 0 | 0 | 0 | 4006.0301 | 4026.0603 | 4046.1906 | 54354.2448 | 17.6399 | 163879.4069 | 0 | 0 | 0 | 0 | 0 | 0 | 0 | 0 | 0 | 200.3015 | 401.6045 | 603.9141 | 8.798 | 17.6399 | 26.5261 | 1 | 1 | 1 | 1 | 1 | 1 | 1 | 5968 | -1180.2304 | 0.80224 | 5968 | -1169.1329 | 0.8041 | 5968 | -1141.2522 | 0.80877 | 452952.0398 | 0 | 0 | 0 | 1669.1792 | 73.3164 | 455216.8 | 0 | 0 | 0 | 73.6829 | 457492.884 | 0 | 0 | 0 | 74.0514 | 452952.0398 | 146.9993 | 1365661.7239 | 0 | 0 | 0 | 0 | 0 | 0 | 0 | 0 | 0 | 1669.1792 | 3346.7043 | 5032.6171 | 73.3164 | 146.9993 | 221.0507 | 219255.9153 | 175895.9111 | 219255.9153 | 96860.5088 | 0 | 220352.1949 | 177185.1376 | 220352.1949 | 98533.2657 | 0 | 221453.9559 | 179105.6292 | 221453.9559 | 100779.6753 | 0 | 36.7386 | 36.9223 | 37.1069 | 0.006 | 0.0059701 | 0.0059404 | 54354.2448 | 0 | 0 | 0 | 200.3015 | 8.798 | 54626.016 | 0 | 0 | 0 | 201.303 | 8.842 | 54899.1461 | 0 | 0 | 0 | 202.3095 | 8.8862 | 1087084.8956 | 1092520.32 | 1097982.9216 | 0 | 0 | 0 | 0 | 0 | 0 | 0 | 0 | 0 | 4006.0301 | 4026.0603 | 4046.1906 | 54354.2448 | 17.6399 | 163879.4069 | 0 | 0 | 0 | 0 | 0 | 0 | 0 | 0 | 0 | 200.3015 | 401.6045 | 603.9141 | 8.798 | 17.6399 | 26.5261 | 5968 | -1180.2304 | 0.80224 | 5968 | -1169.1329 | 0.8041 | 5968 | -1141.2522 | 0.80877 | 452952.0398 | 0 | 0 | 0 | 1669.1792 | 73.3164 | 455216.8 | 0 | 0 | 0 | 73.6829 | 457492.884 | 0 | 0 | 0 | 74.0514 | 452952.0398 | 146.9993 | 1365661.7239 | 0 | 0 | 0 | 0 | 0 | 0 | 0 | 0 | 0 | 1669.1792 | 3346.7043 | 5032.6171 | 73.3164 | 146.9993 | 221.0507 | 219255.9153 | 175895.9111 | 219255.9153 | 96860.5088 | 0 | 220352.1949 | 177185.1376 | 220352.1949 | 98533.2657 | 0 | 221453.9559 | 179105.6292 | 221453.9559 | 100779.6753 | 0 | 36.7386 | 36.9223 | 37.1069 | 0.006 | 0.0059701 | 0.0059404 | 54354.2448 | 0 | 0 | 0 | 200.3015 | 8.798 | 54626.016 | 0 | 0 | 0 | 201.303 | 8.842 | 54899.1461 | 0 | 0 | 0 | 202.3095 | 8.8862 | 1087084.8956 | 1092520.32 | 1097982.9216 | 0 | 0 | 0 | 0 | 0 | 0 | 0 | 0 | 0 | 4006.0301 | 4026.0603 | 4046.1906 | 54354.2448 | 17.6399 | 163879.4069 | 0 | 0 | 0 | 0 | 0 | 0 | 0 | 0 | 0 | 200.3015 | 401.6045 | 603.9141 | 8.798 | 17.6399 | 26.5261
| 118 | Residential | Single Family | Hot Water | Gas | 01-297 | 01-297.01 | Water Heaters | [01-297]_Residential_Hot Water_Water Heater - Solar_ROB_Gas_per unit | Federal standard (UEF = 0.5803) | Energy Star (SEF = 1.2) | ENGINEER | 0 | 7.8529 | 0 | 0 | 0 | 0 | 6386 | 20 | 0.41 | 0.3584 | 0.3076 | 0.1726 | 0.1614 | 1 | 1 | Replace on Burnout | 38.5385 | #NUM! | 0 | 165.7046 | 0 | 0 | 165.7046 | 0 | 1107.0827 | 0 | 0 | 0 | 8.2852 | 0 | 1115.368 | 3048.1678 | -1932.7998 | 0.36591 | 0 | 1121.1213 | 0 | 0 | 0 | 8.2852 | 0 | 1129.4065 | 3048.1678 | -1918.7612 | 0.37052 | 0 | 1136.6705 | 0 | 0 | 0 | 8.2852 | 0 | 1144.9557 | 3048.1678 | -1903.212 | 0.37562 | per unit | 0.012936 | 5465.6264 | 0.005 | 0 | 2156.776 | 0 | 0 | 2156.776 | 0 | 0 | 2167.5599 | 0 | 0 | 0 | 0 | 2178.3977 | 0 | 0 | 0 | 0 | 0 | 0 | 2156.776 | 4324.336 | 6502.7337 | 0 | 0 | 0 | 0 | 0 | 0 | 2156.776 | 4324.336 | 6502.7337 | 0 | 0 | 0 | 0 | 2156.776 | 0 | 0 | 2156.776 | 0 | 0 | 2167.5599 | 0 | 0 | 0 | 0 | 2178.3977 | 0 | 0 | 0 | 0 | 0 | 0 | 2156.776 | 4324.336 | 6502.7337 | 0 | 0 | 0 | 0 | 0 | 0 | 2156.776 | 4324.336 | 6502.7337 | 0 | 0 | 0 | 2483.6441 | 908.8007 | 2483.6441 | 1089.9347 | 2719.6625 | 2511.8748 | 930.6994 | 2511.8748 | 1106.8618 | 2750.5759 | 2556.3898 | 960.2336 | 2556.3898 | 1132.0818 | 2799.3211 | 0.8148 | 0.82406 | 0.83866 | 0.00014834 | 0.0001476 | 0.00014686 | 0 | 6.3985 | 0 | 0 | 6.3985 | 0 | 0 | 6.4712 | 0 | 0 | 6.4712 | 0 | 0 | 6.5859 | 0 | 0 | 6.5859 | 0 | 0 | 0 | 0 | 127.9704 | 129.425 | 131.7186 | 0 | 0 | 0 | 0 | 0 | 0 | 127.9704 | 129.425 | 131.7186 | 0 | 0 | 0 | 6.3985 | 12.8698 | 19.4557 | 0 | 0 | 0 | 0 | 0 | 0 | 6.3985 | 12.8698 | 19.4557 | 0 | 0 | 0 | 1 | 1 | 1 | 1 | 1 | 1 | 1 | 4789.5 | -3674.132 | 0.23288 | 4789.5 | -3660.0935 | 0.23581 | 4789.5 | -3644.5443 | 0.23906 | 0 | 2156.776 | 0 | 0 | 2156.776 | 0 | 0 | 2167.5599 | 0 | 0 | 0 | 0 | 2178.3977 | 0 | 0 | 0 | 0 | 0 | 0 | 2156.776 | 4324.336 | 6502.7337 | 0 | 0 | 0 | 0 | 0 | 0 | 2156.776 | 4324.336 | 6502.7337 | 0 | 0 | 0 | 101893.2663 | 23728.6745 | 101893.2663 | 28458.0591 | 33964.4221 | 103014.0535 | 24291.6263 | 103014.0535 | 28889.5365 | 34338.0178 | 104553.737 | 24994.1335 | 104553.737 | 29467.2078 | 34851.2457 | 21.2743 | 21.5083 | 21.8298 | 0.003873 | 0.0038537 | 0.0038346 | 0 | 167.0646 | 0 | 0 | 167.0646 | 0 | 0 | 168.9022 | 0 | 0 | 168.9022 | 0 | 0 | 171.4267 | 0 | 0 | 171.4267 | 0 | 0 | 0 | 0 | 3341.2914 | 3378.0443 | 3428.5337 | 0 | 0 | 0 | 0 | 0 | 0 | 3341.2914 | 3378.0443 | 3428.5337 | 0 | 0 | 0 | 167.0646 | 335.9668 | 507.3935 | 0 | 0 | 0 | 0 | 0 | 0 | 167.0646 | 335.9668 | 507.3935 | 0 | 0 | 0 | 6386 | -5270.632 | 0.17466 | 6386 | -5256.5935 | 0.17686 | 6386 | -5241.0443 | 0.17929 | 0 | 2156.776 | 0 | 0 | 2156.776 | 0 | 0 | 2167.5599 | 0 | 0 | 0 | 0 | 2178.3977 | 0 | 0 | 0 | 0 | 0 | 0 | 2156.776 | 4324.336 | 6502.7337 | 0 | 0 | 0 | 0 | 0 | 0 | 2156.776 | 4324.336 | 6502.7337 | 0 | 0 | 0 | 1403120.2946 | 245066.6216 | 1403120.2946 | 293911.0827 | 0 | 1410135.8961 | 249391.9013 | 1410135.8961 | 296596.7102 | 0 | 1417186.5756 | 254089.5581 | 1417186.5756 | 299562.6882 | 0 | 219.7182 | 220.8168 | 221.9209 | 0.04 | 0.039801 | 0.039603 | 0 | 1725.4208 | 0 | 0 | 1725.4208 | 0 | 0 | 1734.0479 | 0 | 0 | 1734.0479 | 0 | 0 | 1742.7182 | 0 | 0 | 1742.7182 | 0 | 0 | 0 | 0 | 34508.4167 | 34680.9588 | 34854.3636 | 0 | 0 | 0 | 0 | 0 | 0 | 34508.4167 | 34680.9588 | 34854.3636 | 0 | 0 | 0 | 1725.4208 | 3459.4688 | 5202.187 | 0 | 0 | 0 | 0 | 0 | 0 | 1725.4208 | 3459.4688 | 5202.187 | 0 | 0 | 0
| 119 | Residential | Multi-Family | Hot Water | Gas | 01-297 | 01-297.02 | Water Heaters | [01-297]_Residential_Hot Water_Water Heater - Solar_ROB_Gas_per unit | Federal standard (UEF = 0.5803) | Energy Star (SEF = 1.2) | ENGINEER | 0 | 7.7111 | 0 | 0 | 0 | 0 | 6386 | 20 | 0.41 | 0.3584 | 0.3076 | 0.1726 | 0.1614 | 1 | 1 | Replace on Burnout | 39.2469 | #NUM! | 0 | 162.7135 | 0 | 0 | 162.7135 | 0 | 1087.0993 | 0 | 0 | 0 | 8.1357 | 0 | 1095.235 | 3048.1678 | -1952.9328 | 0.35931 | 0 | 1100.8844 | 0 | 0 | 0 | 8.1357 | 0 | 1109.0201 | 3048.1678 | -1939.1476 | 0.36383 | 0 | 1116.153 | 0 | 0 | 0 | 8.1357 | 0 | 1124.2887 | 3048.1678 | -1923.8791 | 0.36884 | per unit | 0.018557 | 1187.9653 | 0.005 | 0 | 460.3181 | 0 | 0 | 460.3181 | 0 | 0 | 462.6196 | 0 | 0 | 0 | 0 | 464.9327 | 0 | 0 | 0 | 0 | 0 | 0 | 460.3181 | 922.9377 | 1387.8705 | 0 | 0 | 0 | 0 | 0 | 0 | 460.3181 | 922.9377 | 1387.8705 | 0 | 0 | 0 | 0 | 460.3181 | 0 | 0 | 460.3181 | 0 | 0 | 462.6196 | 0 | 0 | 0 | 0 | 464.9327 | 0 | 0 | 0 | 0 | 0 | 0 | 460.3181 | 922.9377 | 1387.8705 | 0 | 0 | 0 | 0 | 0 | 0 | 460.3181 | 922.9377 | 1387.8705 | 0 | 0 | 0 | 105.0503 | 37.7455 | 105.0503 | 45.2686 | 115.0331 | 106.2793 | 38.6678 | 106.2793 | 45.9868 | 116.3789 | 108.2337 | 39.921 | 108.2337 | 47.0655 | 118.519 | 0.034463 | 0.034867 | 0.035508 | 2.8866e-05 | 2.8723e-05 | 2.858e-05 | 0 | 0.26575 | 0 | 0 | 0.26575 | 0 | 0 | 0.26886 | 0 | 0 | 0.26886 | 0 | 0 | 0.27381 | 0 | 0 | 0.27381 | 0 | 0 | 0 | 0 | 5.315 | 5.3772 | 5.4761 | 0 | 0 | 0 | 0 | 0 | 0 | 5.315 | 5.3772 | 5.4761 | 0 | 0 | 0 | 0.26575 | 0.53461 | 0.80842 | 0 | 0 | 0 | 0 | 0 | 0 | 0.26575 | 0.53461 | 0.80842 | 0 | 0 | 0 | 1 | 1 | 1 | 1 | 1 | 1 | 1 | 4789.5 | -3694.265 | 0.22867 | 4789.5 | -3680.4799 | 0.23155 | 4789.5 | -3665.2113 | 0.23474 | 0 | 460.3181 | 0 | 0 | 460.3181 | 0 | 0 | 462.6196 | 0 | 0 | 0 | 0 | 464.9327 | 0 | 0 | 0 | 0 | 0 | 0 | 460.3181 | 922.9377 | 1387.8705 | 0 | 0 | 0 | 0 | 0 | 0 | 460.3181 | 922.9377 | 1387.8705 | 0 | 0 | 0 | 5412.41 | 1237.6784 | 5412.41 | 1484.3613 | 1804.1367 | 5484.4972 | 1269.9484 | 5484.4972 | 1510.3238 | 1828.1657 | 5572.5173 | 1308.0944 | 5572.5173 | 1542.1975 | 1857.5058 | 1.1301 | 1.1451 | 1.1635 | 0.00094652 | 0.00094181 | 0.00093713 | 0 | 8.714 | 0 | 0 | 8.714 | 0 | 0 | 8.8301 | 0 | 0 | 8.8301 | 0 | 0 | 8.9718 | 0 | 0 | 8.9718 | 0 | 0 | 0 | 0 | 174.2805 | 176.6017 | 179.4359 | 0 | 0 | 0 | 0 | 0 | 0 | 174.2805 | 176.6017 | 179.4359 | 0 | 0 | 0 | 8.714 | 17.5441 | 26.5159 | 0 | 0 | 0 | 0 | 0 | 0 | 8.714 | 17.5441 | 26.5159 | 0 | 0 | 0 | 6386 | -5290.765 | 0.17151 | 6386 | -5276.9799 | 0.17366 | 6386 | -5261.7113 | 0.17606 | 0 | 460.3181 | 0 | 0 | 460.3181 | 0 | 0 | 462.6196 | 0 | 0 | 0 | 0 | 464.9327 | 0 | 0 | 0 | 0 | 0 | 0 | 460.3181 | 922.9377 | 1387.8705 | 0 | 0 | 0 | 0 | 0 | 0 | 460.3181 | 922.9377 | 1387.8705 | 0 | 0 | 0 | 285910.4361 | 49035.2507 | 285910.4361 | 58808.5132 | 0 | 287339.9883 | 49900.6937 | 287339.9883 | 59345.8789 | 0 | 288776.6882 | 50840.6453 | 288776.6882 | 59939.3399 | 0 | 44.7714 | 44.9953 | 45.2203 | 0.0375 | 0.037313 | 0.037128 | 0 | 345.2385 | 0 | 0 | 345.2385 | 0 | 0 | 346.9647 | 0 | 0 | 346.9647 | 0 | 0 | 348.6996 | 0 | 0 | 348.6996 | 0 | 0 | 0 | 0 | 6904.7709 | 6939.2947 | 6973.9912 | 0 | 0 | 0 | 0 | 0 | 0 | 6904.7709 | 6939.2947 | 6973.9912 | 0 | 0 | 0 | 345.2385 | 692.2033 | 1040.9028 | 0 | 0 | 0 | 0 | 0 | 0 | 345.2385 | 692.2033 | 1040.9028 | 0 | 0 | 0
| 120 | Residential | Low Income | Hot Water | Gas | 01-297 | 01-297.03 | Water Heaters | [01-297]_Residential_Hot Water_Water Heater - Solar_ROB_Gas_per unit | Federal standard (UEF = 0.5803) | Energy Star (SEF = 1.2) | ENGINEER | 0 | 8.5049 | 0 | 0 | 0 | 0 | 6386 | 20 | 0.41 | 0.3584 | 0.3076 | 0.1726 | 0.1614 | 1 | 1 | Replace on Burnout | 35.5838 | #NUM! | 0 | 179.4635 | 0 | 0 | 179.4635 | 0 | 1199.0066 | 0 | 0 | 0 | 8.9732 | 0 | 1449.5757 | 6386 | -4936.4243 | 0.22699 | 0 | 1214.2108 | 0 | 0 | 0 | 8.9732 | 0 | 1467.8208 | 6386 | -4918.1792 | 0.22985 | 0 | 1231.0511 | 0 | 0 | 0 | 8.9732 | 0 | 1488.0291 | 6386 | -4897.9709 | 0.23301 | per unit | 0.010318 | 1585.2683 | 0.005 | 0 | 677.5001 | 0 | 0 | 677.5001 | 0 | 0 | 680.8876 | 0 | 0 | 0 | 0 | 684.292 | 0 | 0 | 0 | 0 | 0 | 0 | 677.5001 | 1358.3877 | 2042.6797 | 0 | 0 | 0 | 0 | 0 | 0 | 677.5001 | 1358.3877 | 2042.6797 | 0 | 0 | 0 | 0 | 677.5001 | 0 | 0 | 677.5001 | 0 | 0 | 680.8876 | 0 | 0 | 0 | 0 | 684.292 | 0 | 0 | 0 | 0 | 0 | 0 | 677.5001 | 1358.3877 | 2042.6797 | 0 | 0 | 0 | 0 | 0 | 0 | 677.5001 | 1358.3877 | 2042.6797 | 0 | 0 | 0 | 61044.844 | 13856.7371 | 61044.844 | 11306.0129 | 0 | 61350.0682 | 14101.3002 | 61350.0682 | 11409.3222 | 0 | 61656.8185 | 14366.9186 | 61656.8185 | 11523.4158 | 0 | 9.5592 | 9.607 | 9.655 | 0.006 | 0.0059701 | 0.0059404 | 0 | 81.3 | 0 | 0 | 81.3 | 0 | 0 | 81.7065 | 0 | 0 | 81.7065 | 0 | 0 | 82.115 | 0 | 0 | 82.115 | 0 | 0 | 0 | 0 | 1626.0002 | 1634.1302 | 1642.3009 | 0 | 0 | 0 | 0 | 0 | 0 | 1626.0002 | 1634.1302 | 1642.3009 | 0 | 0 | 0 | 81.3 | 163.0065 | 245.1216 | 0 | 0 | 0 | 0 | 0 | 0 | 81.3 | 163.0065 | 245.1216 | 0 | 0 | 0 | 1 | 1 | 1 | 1 | 1 | 1 | 1 | 6386 | -4936.4243 | 0.22699 | 6386 | -4918.1792 | 0.22985 | 6386 | -4897.9709 | 0.23301 | 0 | 677.5001 | 0 | 0 | 677.5001 | 0 | 0 | 680.8876 | 0 | 0 | 0 | 0 | 684.292 | 0 | 0 | 0 | 0 | 0 | 0 | 677.5001 | 1358.3877 | 2042.6797 | 0 | 0 | 0 | 0 | 0 | 0 | 677.5001 | 1358.3877 | 2042.6797 | 0 | 0 | 0 | 61044.844 | 13856.7371 | 61044.844 | 11306.0129 | 0 | 61350.0682 | 14101.3002 | 61350.0682 | 11409.3222 | 0 | 61656.8185 | 14366.9186 | 61656.8185 | 11523.4158 | 0 | 9.5592 | 9.607 | 9.655 | 0.006 | 0.0059701 | 0.0059404 | 0 | 81.3 | 0 | 0 | 81.3 | 0 | 0 | 81.7065 | 0 | 0 | 81.7065 | 0 | 0 | 82.115 | 0 | 0 | 82.115 | 0 | 0 | 0 | 0 | 1626.0002 | 1634.1302 | 1642.3009 | 0 | 0 | 0 | 0 | 0 | 0 | 1626.0002 | 1634.1302 | 1642.3009 | 0 | 0 | 0 | 81.3 | 163.0065 | 245.1216 | 0 | 0 | 0 | 0 | 0 | 0 | 81.3 | 163.0065 | 245.1216 | 0 | 0 | 0 | 6386 | -4936.4243 | 0.22699 | 6386 | -4918.1792 | 0.22985 | 6386 | -4897.9709 | 0.23301 | 0 | 677.5001 | 0 | 0 | 677.5001 | 0 | 0 | 680.8876 | 0 | 0 | 0 | 0 | 684.292 | 0 | 0 | 0 | 0 | 0 | 0 | 677.5001 | 1358.3877 | 2042.6797 | 0 | 0 | 0 | 0 | 0 | 0 | 677.5001 | 1358.3877 | 2042.6797 | 0 | 0 | 0 | 61044.844 | 13856.7371 | 61044.844 | 11306.0129 | 0 | 61350.0682 | 14101.3002 | 61350.0682 | 11409.3222 | 0 | 61656.8185 | 14366.9186 | 61656.8185 | 11523.4158 | 0 | 9.5592 | 9.607 | 9.655 | 0.006 | 0.0059701 | 0.0059404 | 0 | 81.3 | 0 | 0 | 81.3 | 0 | 0 | 81.7065 | 0 | 0 | 81.7065 | 0 | 0 | 82.115 | 0 | 0 | 82.115 | 0 | 0 | 0 | 0 | 1626.0002 | 1634.1302 | 1642.3009 | 0 | 0 | 0 | 0 | 0 | 0 | 1626.0002 | 1634.1302 | 1642.3009 | 0 | 0 | 0 | 81.3 | 163.0065 | 245.1216 | 0 | 0 | 0 | 0 | 0 | 0 | 81.3 | 163.0065 | 245.1216 | 0 | 0 | 0
| 121 | Residential | Single Family | Hot Water | Gas | 01-190 | 01-190.01 | Water Heaters | [01-190]_Residential_Hot Water_Water Heater - Storage _< 55 gallons_Energy Star_ROB_Gas_per unit | Federal standard for 50 gall (UEF = 0.5633) | Energy Star for <= 55 gall (UEF = 0.64) | ENGINEER | 0 | 1.8774 | 0 | 0 | 0 | 0 | 400 | 13 | 0.12 | 0.3584 | 0.3076 | 0.1726 | 0.1614 | 1 | 1 | Replace on Burnout | 15.534 | #NUM! | 0 | 25.7499 | 0 | 0 | 25.7499 | 0 | 184.7363 | 0 | 0 | 0 | 1.9808 | 0 | 186.7171 | 190.9281 | -4.211 | 0.97794 | 0 | 186.9143 | 0 | 0 | 0 | 1.9808 | 0 | 188.895 | 190.9281 | -2.0331 | 0.98935 | 0 | 189.383 | 0 | 0 | 0 | 1.9808 | 0 | 191.3637 | 190.9281 | 0.43561 | 1.0023 | per unit | 0.1512 | 63883.9444 | 0.005 | 0 | 9271.9576 | 0 | 0 | 9271.9576 | 0 | 0 | 9318.3174 | 0 | 0 | 0 | 0 | 9364.909 | 0 | 0 | 0 | 0 | 0 | 0 | 9271.9576 | 18590.275 | 27955.184 | 0 | 0 | 0 | 0 | 0 | 0 | 9271.9576 | 18590.275 | 27955.184 | 0 | 0 | 0 | 0 | 9271.9576 | 0 | 0 | 9271.9576 | 0 | 0 | 9318.3174 | 0 | 0 | 0 | 0 | 9364.909 | 0 | 0 | 0 | 0 | 0 | 0 | 9271.9576 | 18590.275 | 27955.184 | 0 | 0 | 0 | 0 | 0 | 0 | 9271.9576 | 18590.275 | 27955.184 | 0 | 0 | 0 | 296214.9645 | 289681.755 | 296214.9645 | 355665.5542 | 324363.99 | 298506.3784 | 295327.6999 | 298506.3784 | 359908.4768 | 326873.1547 | 301216.1107 | 301903.3445 | 301216.1107 | 365090.1143 | 329840.3902 | 1551.4474 | 1563.4488 | 1577.6413 | 0.024165 | 0.024044 | 0.023925 | 0 | 2912.6886 | 0 | 0 | 2912.6886 | 0 | 0 | 2935.2201 | 0 | 0 | 2935.2201 | 0 | 0 | 2961.865 | 0 | 0 | 2961.865 | 0 | 0 | 0 | 0 | 37864.9519 | 38157.8618 | 38504.2449 | 0 | 0 | 0 | 0 | 0 | 0 | 37864.9519 | 38157.8618 | 38504.2449 | 0 | 0 | 0 | 2912.6886 | 5847.9087 | 8809.7737 | 0 | 0 | 0 | 0 | 0 | 0 | 2912.6886 | 5847.9087 | 8809.7737 | 0 | 0 | 0 | 1 | 1 | 1 | 1 | 1 | 1 | 1 | 300 | -113.2829 | 0.62239 | 300 | -111.105 | 0.62965 | 300 | -108.6363 | 0.63788 | 0 | 9271.9576 | 0 | 0 | 9271.9576 | 0 | 0 | 9318.3174 | 0 | 0 | 0 | 0 | 9364.909 | 0 | 0 | 0 | 0 | 0 | 0 | 9271.9576 | 18590.275 | 27955.184 | 0 | 0 | 0 | 0 | 0 | 0 | 9271.9576 | 18590.275 | 27955.184 | 0 | 0 | 0 | 912460.9157 | 567906.85 | 912460.9157 | 697264.8469 | 304153.6386 | 918627.6581 | 578413.9688 | 918627.6581 | 704898.628 | 306209.2194 | 925143.8861 | 590130.0078 | 925143.8861 | 713641.0906 | 308381.2954 | 3041.5364 | 3062.0922 | 3083.813 | 0.047373 | 0.047138 | 0.046903 | 0 | 5710.1829 | 0 | 0 | 5710.1829 | 0 | 0 | 5748.7744 | 0 | 0 | 5748.7744 | 0 | 0 | 5789.553 | 0 | 0 | 5789.553 | 0 | 0 | 0 | 0 | 74232.3781 | 74734.0675 | 75264.189 | 0 | 0 | 0 | 0 | 0 | 0 | 74232.3781 | 74734.0675 | 75264.189 | 0 | 0 | 0 | 5710.1829 | 11458.9574 | 17248.5104 | 0 | 0 | 0 | 0 | 0 | 0 | 5710.1829 | 11458.9574 | 17248.5104 | 0 | 0 | 0 | 400 | -213.2829 | 0.46679 | 400 | -211.105 | 0.47224 | 400 | -208.6363 | 0.47841 | 0 | 9271.9576 | 0 | 0 | 9271.9576 | 0 | 0 | 9318.3174 | 0 | 0 | 0 | 0 | 9364.909 | 0 | 0 | 0 | 0 | 0 | 0 | 9271.9576 | 18590.275 | 27955.184 | 0 | 0 | 0 | 0 | 0 | 0 | 9271.9576 | 18590.275 | 27955.184 | 0 | 0 | 0 | 1975488.1278 | 922143.5301 | 1975488.1278 | 1132189.667 | 0 | 1985365.5685 | 937564.1762 | 1985365.5685 | 1142585.9975 | 0 | 1995292.3963 | 954566.5829 | 1995292.3963 | 1154352.3092 | 0 | 4938.7203 | 4963.4139 | 4988.231 | 0.076923 | 0.07654 | 0.07616 | 0 | 9271.9576 | 0 | 0 | 9271.9576 | 0 | 0 | 9318.3174 | 0 | 0 | 9318.3174 | 0 | 0 | 9364.909 | 0 | 0 | 9364.909 | 0 | 0 | 0 | 0 | 120535.4491 | 121138.1263 | 121743.817 | 0 | 0 | 0 | 0 | 0 | 0 | 120535.4491 | 121138.1263 | 121743.817 | 0 | 0 | 0 | 9271.9576 | 18590.275 | 27955.184 | 0 | 0 | 0 | 0 | 0 | 0 | 9271.9576 | 18590.275 | 27955.184 | 0 | 0 | 0
| 122 | Residential | Multi-Family | Hot Water | Gas | 01-190 | 01-190.02 | Water Heaters | [01-190]_Residential_Hot Water_Water Heater - Storage _< 55 gallons_Energy Star_ROB_Gas_per unit | Federal standard for 50 gall (UEF = 0.5633) | Energy Star for <= 55 gall (UEF = 0.64) | ENGINEER | 0 | 1.8435 | 0 | 0 | 0 | 0 | 400 | 13 | 0.12 | 0.3584 | 0.3076 | 0.1726 | 0.1614 | 1 | 1 | Replace on Burnout | 15.8196 | #NUM! | 0 | 25.2851 | 0 | 0 | 25.2851 | 0 | 181.4017 | 0 | 0 | 0 | 1.945 | 0 | 183.3468 | 190.9281 | -7.5814 | 0.96029 | 0 | 183.5404 | 0 | 0 | 0 | 1.945 | 0 | 185.4854 | 190.9281 | -5.4428 | 0.97149 | 0 | 185.9645 | 0 | 0 | 0 | 1.945 | 0 | 187.9095 | 190.9281 | -3.0186 | 0.98419 | per unit | 0.2169 | 13885.309 | 0.005 | 0 | 1978.9025 | 0 | 0 | 1978.9025 | 0 | 0 | 1988.797 | 0 | 0 | 0 | 0 | 1998.741 | 0 | 0 | 0 | 0 | 0 | 0 | 1978.9025 | 3967.6995 | 5966.4405 | 0 | 0 | 0 | 0 | 0 | 0 | 1978.9025 | 3967.6995 | 5966.4405 | 0 | 0 | 0 | 0 | 1978.9025 | 0 | 0 | 1978.9025 | 0 | 0 | 1988.797 | 0 | 0 | 0 | 0 | 1998.741 | 0 | 0 | 0 | 0 | 0 | 0 | 1978.9025 | 3967.6995 | 5966.4405 | 0 | 0 | 0 | 0 | 0 | 0 | 1978.9025 | 3967.6995 | 5966.4405 | 0 | 0 | 0 | 33804.3872 | 32462.0805 | 33804.3872 | 39856.3032 | 37016.7859 | 34126.1611 | 33153.3287 | 34126.1611 | 40403.132 | 37369.1377 | 34526.5747 | 33980.7028 | 34526.5747 | 41092.6838 | 37807.6021 | 177.0529 | 178.7382 | 180.8354 | 0.012688 | 0.012625 | 0.012562 | 0 | 326.3993 | 0 | 0 | 326.3993 | 0 | 0 | 329.5062 | 0 | 0 | 329.5062 | 0 | 0 | 333.3724 | 0 | 0 | 333.3724 | 0 | 0 | 0 | 0 | 4243.1914 | 4283.581 | 4333.8417 | 0 | 0 | 0 | 0 | 0 | 0 | 4243.1914 | 4283.581 | 4333.8417 | 0 | 0 | 0 | 326.3993 | 655.9056 | 989.278 | 0 | 0 | 0 | 0 | 0 | 0 | 326.3993 | 655.9056 | 989.278 | 0 | 0 | 0 | 1 | 1 | 1 | 1 | 1 | 1 | 1 | 300 | -116.6532 | 0.61116 | 300 | -114.5146 | 0.61828 | 300 | -112.0905 | 0.62637 | 0 | 1978.9025 | 0 | 0 | 1978.9025 | 0 | 0 | 1988.797 | 0 | 0 | 0 | 0 | 1998.741 | 0 | 0 | 0 | 0 | 0 | 0 | 1978.9025 | 3967.6995 | 5966.4405 | 0 | 0 | 0 | 0 | 0 | 0 | 1978.9025 | 3967.6995 | 5966.4405 | 0 | 0 | 0 | 160774.4464 | 98258.243 | 160774.4464 | 120639.5358 | 53591.4821 | 161884.3556 | 100090.5951 | 161884.3556 | 121977.9033 | 53961.4519 | 163101.6212 | 102161.1631 | 163101.6212 | 123542.953 | 54367.2071 | 535.9148 | 539.6145 | 543.6721 | 0.038404 | 0.038213 | 0.038023 | 0 | 987.9658 | 0 | 0 | 987.9658 | 0 | 0 | 994.7862 | 0 | 0 | 994.7862 | 0 | 0 | 1002.2664 | 0 | 0 | 1002.2664 | 0 | 0 | 0 | 0 | 12843.5553 | 12932.221 | 13029.463 | 0 | 0 | 0 | 0 | 0 | 0 | 12843.5553 | 12932.221 | 13029.463 | 0 | 0 | 0 | 987.9658 | 1982.752 | 2985.0184 | 0 | 0 | 0 | 0 | 0 | 0 | 987.9658 | 1982.752 | 2985.0184 | 0 | 0 | 0 | 400 | -216.6532 | 0.45837 | 400 | -214.5146 | 0.46371 | 400 | -212.0905 | 0.46977 | 0 | 1978.9025 | 0 | 0 | 1978.9025 | 0 | 0 | 1988.797 | 0 | 0 | 0 | 0 | 1998.741 | 0 | 0 | 0 | 0 | 0 | 0 | 1978.9025 | 3967.6995 | 5966.4405 | 0 | 0 | 0 | 0 | 0 | 0 | 1978.9025 | 3967.6995 | 5966.4405 | 0 | 0 | 0 | 386438.8302 | 177130.7629 | 386438.8302 | 217477.6626 | 0 | 388371.0243 | 180092.8515 | 388371.0243 | 219474.651 | 0 | 390312.8795 | 183358.774 | 390312.8795 | 221734.7935 | 0 | 966.0971 | 970.9276 | 975.7822 | 0.069231 | 0.068886 | 0.068544 | 0 | 1781.0123 | 0 | 0 | 1781.0123 | 0 | 0 | 1789.9173 | 0 | 0 | 1789.9173 | 0 | 0 | 1798.8669 | 0 | 0 | 1798.8669 | 0 | 0 | 0 | 0 | 23153.1593 | 23268.9251 | 23385.2697 | 0 | 0 | 0 | 0 | 0 | 0 | 23153.1593 | 23268.9251 | 23385.2697 | 0 | 0 | 0 | 1781.0123 | 3570.9296 | 5369.7965 | 0 | 0 | 0 | 0 | 0 | 0 | 1781.0123 | 3570.9296 | 5369.7965 | 0 | 0 | 0
| 123 | Residential | Low Income | Hot Water | Gas | 01-190 | 01-190.03 | Water Heaters | [01-190]_Residential_Hot Water_Water Heater - Storage _< 55 gallons_Energy Star_ROB_Gas_per unit | Federal standard for 50 gall (UEF = 0.5633) | Energy Star for <= 55 gall (UEF = 0.64) | ENGINEER | 0 | 2.0333 | 0 | 0 | 0 | 0 | 400 | 13 | 0.12 | 0.3584 | 0.3076 | 0.1726 | 0.1614 | 1 | 1 | Replace on Burnout | 14.3431 | #NUM! | 0 | 27.888 | 0 | 0 | 27.888 | 0 | 200.0755 | 0 | 0 | 0 | 2.1452 | 0 | 242.6648 | 400 | -157.3352 | 0.60666 | 0 | 202.4342 | 0 | 0 | 0 | 2.1452 | 0 | 245.4953 | 400 | -154.5047 | 0.61374 | 0 | 205.1079 | 0 | 0 | 0 | 2.1452 | 0 | 248.7038 | 400 | -151.2962 | 0.62176 | per unit | 0.1206 | 18529.1094 | 0.005 | 0 | 2912.5658 | 0 | 0 | 2912.5658 | 0 | 0 | 2927.1286 | 0 | 0 | 0 | 0 | 2941.7643 | 0 | 0 | 0 | 0 | 0 | 0 | 2912.5658 | 5839.6944 | 8781.4587 | 0 | 0 | 0 | 0 | 0 | 0 | 2912.5658 | 5839.6944 | 8781.4587 | 0 | 0 | 0 | 0 | 2912.5658 | 0 | 0 | 2912.5658 | 0 | 0 | 2927.1286 | 0 | 0 | 0 | 0 | 2941.7643 | 0 | 0 | 0 | 0 | 0 | 0 | 2912.5658 | 5839.6944 | 8781.4587 | 0 | 0 | 0 | 0 | 0 | 0 | 2912.5658 | 5839.6944 | 8781.4587 | 0 | 0 | 0 | 80216.7906 | 48664.483 | 80216.7906 | 40648.9638 | 0 | 80617.8746 | 49478.2801 | 80617.8746 | 41022.2228 | 0 | 81020.964 | 50375.5519 | 81020.964 | 41444.6683 | 0 | 200.542 | 201.5447 | 202.5524 | 0.010769 | 0.010716 | 0.010662 | 0 | 407.7592 | 0 | 0 | 407.7592 | 0 | 0 | 409.798 | 0 | 0 | 409.798 | 0 | 0 | 411.847 | 0 | 0 | 411.847 | 0 | 0 | 0 | 0 | 5300.8698 | 5327.3741 | 5354.011 | 0 | 0 | 0 | 0 | 0 | 0 | 5300.8698 | 5327.3741 | 5354.011 | 0 | 0 | 0 | 407.7592 | 817.5572 | 1229.4042 | 0 | 0 | 0 | 0 | 0 | 0 | 407.7592 | 817.5572 | 1229.4042 | 0 | 0 | 0 | 1 | 1 | 1 | 1 | 1 | 1 | 1 | 400 | -157.3352 | 0.60666 | 400 | -154.5047 | 0.61374 | 400 | -151.2962 | 0.62176 | 0 | 2912.5658 | 0 | 0 | 2912.5658 | 0 | 0 | 2927.1286 | 0 | 0 | 0 | 0 | 2941.7643 | 0 | 0 | 0 | 0 | 0 | 0 | 2912.5658 | 5839.6944 | 8781.4587 | 0 | 0 | 0 | 0 | 0 | 0 | 2912.5658 | 5839.6944 | 8781.4587 | 0 | 0 | 0 | 80216.7906 | 48664.483 | 80216.7906 | 40648.9638 | 0 | 80617.8746 | 49478.2801 | 80617.8746 | 41022.2228 | 0 | 81020.964 | 50375.5519 | 81020.964 | 41444.6683 | 0 | 200.542 | 201.5447 | 202.5524 | 0.010769 | 0.010716 | 0.010662 | 0 | 407.7592 | 0 | 0 | 407.7592 | 0 | 0 | 409.798 | 0 | 0 | 409.798 | 0 | 0 | 411.847 | 0 | 0 | 411.847 | 0 | 0 | 0 | 0 | 5300.8698 | 5327.3741 | 5354.011 | 0 | 0 | 0 | 0 | 0 | 0 | 5300.8698 | 5327.3741 | 5354.011 | 0 | 0 | 0 | 407.7592 | 817.5572 | 1229.4042 | 0 | 0 | 0 | 0 | 0 | 0 | 407.7592 | 817.5572 | 1229.4042 | 0 | 0 | 0 | 400 | -157.3352 | 0.60666 | 400 | -154.5047 | 0.61374 | 400 | -151.2962 | 0.62176 | 0 | 2912.5658 | 0 | 0 | 2912.5658 | 0 | 0 | 2927.1286 | 0 | 0 | 0 | 0 | 2941.7643 | 0 | 0 | 0 | 0 | 0 | 0 | 2912.5658 | 5839.6944 | 8781.4587 | 0 | 0 | 0 | 0 | 0 | 0 | 2912.5658 | 5839.6944 | 8781.4587 | 0 | 0 | 0 | 80216.7906 | 48664.483 | 80216.7906 | 40648.9638 | 0 | 80617.8746 | 49478.2801 | 80617.8746 | 41022.2228 | 0 | 81020.964 | 50375.5519 | 81020.964 | 41444.6683 | 0 | 200.542 | 201.5447 | 202.5524 | 0.010769 | 0.010716 | 0.010662 | 0 | 407.7592 | 0 | 0 | 407.7592 | 0 | 0 | 409.798 | 0 | 0 | 409.798 | 0 | 0 | 411.847 | 0 | 0 | 411.847 | 0 | 0 | 0 | 0 | 5300.8698 | 5327.3741 | 5354.011 | 0 | 0 | 0 | 0 | 0 | 0 | 5300.8698 | 5327.3741 | 5354.011 | 0 | 0 | 0 | 407.7592 | 817.5572 | 1229.4042 | 0 | 0 | 0 | 0 | 0 | 0 | 407.7592 | 817.5572 | 1229.4042 | 0 | 0 | 0
| 124 | Residential | Single Family | Hot Water | Gas | 01-193 | 01-193.01 | Water Heaters | [01-193]_Residential_Hot Water_Water Heater - Tankless _Energy Star_ROB_Gas_per unit | Federal standard for 50 gall (UEF = 0.5633) | Energy Star for Instantaneous (UEF = 0.87) | ENGINEER | 0 | 5.5225 | 0 | 0 | 0 | 0 | 417.9666 | 20 | 0.12 | 0.3584 | 0.3076 | 0.1726 | 0.1614 | 1 | 1 | Replace on Burnout | 3.5867 | #NUM! | 0 | 116.531 | 0 | 0 | 116.531 | 0 | 778.5512 | 0 | 0 | 0 | 5.8266 | 0 | 784.3777 | 199.5039 | 584.8738 | 3.9316 | 0 | 788.4237 | 0 | 0 | 0 | 5.8266 | 0 | 794.2503 | 199.5039 | 594.7464 | 3.9811 | 0 | 799.3587 | 0 | 0 | 0 | 5.8266 | 0 | 805.1852 | 199.5039 | 605.6813 | 4.0359 | per unit | 0.13608 | 57495.55 | 0.005 | 0 | 24546.6981 | 0 | 0 | 24546.6981 | 0 | 0 | 24669.4316 | 0 | 0 | 0 | 0 | 24792.7787 | 0 | 0 | 0 | 0 | 0 | 0 | 24546.6981 | 49216.1296 | 74008.9084 | 0 | 0 | 0 | 0 | 0 | 0 | 24546.6981 | 49216.1296 | 74008.9084 | 0 | 0 | 0 | 0 | 24546.6981 | 0 | 0 | 24546.6981 | 0 | 0 | 24669.4316 | 0 | 0 | 0 | 0 | 24792.7787 | 0 | 0 | 0 | 0 | 0 | 0 | 24546.6981 | 49216.1296 | 74008.9084 | 0 | 0 | 0 | 0 | 0 | 0 | 24546.6981 | 49216.1296 | 74008.9084 | 0 | 0 | 0 | 112741.7785 | 443260.1248 | 112741.7785 | 531606.7214 | 123455.5221 | 114016.8237 | 453915.3212 | 114016.8237 | 539832.2492 | 124851.7337 | 115420.4215 | 465829.4801 | 115420.4215 | 549196.6389 | 126388.714 | 565.1105 | 571.5016 | 578.537 | 0.0097799 | 0.0097312 | 0.0096828 | 0 | 3120.8259 | 0 | 0 | 3120.8259 | 0 | 0 | 3156.1206 | 0 | 0 | 3156.1206 | 0 | 0 | 3194.9739 | 0 | 0 | 3194.9739 | 0 | 0 | 0 | 0 | 62416.5176 | 63122.4129 | 63899.4778 | 0 | 0 | 0 | 0 | 0 | 0 | 62416.5176 | 63122.4129 | 63899.4778 | 0 | 0 | 0 | 3120.8259 | 6276.9465 | 9471.9204 | 0 | 0 | 0 | 0 | 0 | 0 | 3120.8259 | 6276.9465 | 9471.9204 | 0 | 0 | 0 | 1 | 1 | 1 | 1 | 1 | 1 | 1 | 313.4749 | 470.9028 | 2.5022 | 313.4749 | 480.7754 | 2.5337 | 313.4749 | 491.7103 | 2.5686 | 0 | 24546.6981 | 0 | 0 | 24546.6981 | 0 | 0 | 24669.4316 | 0 | 0 | 0 | 0 | 24792.7787 | 0 | 0 | 0 | 0 | 0 | 0 | 24546.6981 | 49216.1296 | 74008.9084 | 0 | 0 | 0 | 0 | 0 | 0 | 24546.6981 | 49216.1296 | 74008.9084 | 0 | 0 | 0 | 638474.3346 | 1597592.1404 | 638474.3346 | 1916009.7478 | 212824.7782 | 642906.8378 | 1628930.8057 | 642906.8378 | 1937254.2401 | 214302.2793 | 647627.2271 | 1663481.9795 | 647627.2271 | 1961186.9817 | 215875.7424 | 2036.7637 | 2050.9036 | 2065.9619 | 0.035248 | 0.035073 | 0.034899 | 0 | 11248.0384 | 0 | 0 | 11248.0384 | 0 | 0 | 11326.126 | 0 | 0 | 11326.126 | 0 | 0 | 11409.2854 | 0 | 0 | 11409.2854 | 0 | 0 | 0 | 0 | 224960.7677 | 226522.5209 | 228185.7082 | 0 | 0 | 0 | 0 | 0 | 0 | 224960.7677 | 226522.5209 | 228185.7082 | 0 | 0 | 0 | 11248.0384 | 22574.1644 | 33983.4498 | 0 | 0 | 0 | 0 | 0 | 0 | 11248.0384 | 22574.1644 | 33983.4498 | 0 | 0 | 0 | 417.9666 | 366.4112 | 1.8767 | 417.9666 | 376.2837 | 1.9003 | 417.9666 | 387.2187 | 1.9264 | 0 | 24546.6981 | 0 | 0 | 24546.6981 | 0 | 0 | 24669.4316 | 0 | 0 | 0 | 0 | 24792.7787 | 0 | 0 | 0 | 0 | 0 | 0 | 24546.6981 | 49216.1296 | 74008.9084 | 0 | 0 | 0 | 0 | 0 | 0 | 24546.6981 | 49216.1296 | 74008.9084 | 0 | 0 | 0 | 1393348.4386 | 2614830.065 | 1393348.4386 | 3135994.3295 | 0 | 1400315.1808 | 2660980.256 | 1400315.1808 | 3164649.6376 | 0 | 1407316.7567 | 2711103.6639 | 1407316.7567 | 3196296.2492 | 0 | 3333.6362 | 3350.3044 | 3367.0559 | 0.057692 | 0.057405 | 0.05712 | 0 | 18410.0236 | 0 | 0 | 18410.0236 | 0 | 0 | 18502.0737 | 0 | 0 | 18502.0737 | 0 | 0 | 18594.584 | 0 | 0 | 18594.584 | 0 | 0 | 0 | 0 | 368200.4712 | 370041.4735 | 371891.6809 | 0 | 0 | 0 | 0 | 0 | 0 | 368200.4712 | 370041.4735 | 371891.6809 | 0 | 0 | 0 | 18410.0236 | 36912.0972 | 55506.6813 | 0 | 0 | 0 | 0 | 0 | 0 | 18410.0236 | 36912.0972 | 55506.6813 | 0 | 0 | 0
| 125 | Residential | Multi-Family | Hot Water | Gas | 01-193 | 01-193.02 | Water Heaters | [01-193]_Residential_Hot Water_Water Heater - Tankless _Energy Star_ROB_Gas_per unit | Federal standard for 50 gall (UEF = 0.5633) | Energy Star for Instantaneous (UEF = 0.87) | ENGINEER | 0 | 5.4228 | 0 | 0 | 0 | 0 | 417.9666 | 20 | 0.12 | 0.3584 | 0.3076 | 0.1726 | 0.1614 | 1 | 1 | Replace on Burnout | 3.6527 | #NUM! | 0 | 114.4276 | 0 | 0 | 114.4276 | 0 | 764.4979 | 0 | 0 | 0 | 5.7214 | 0 | 770.2193 | 199.5039 | 570.7154 | 3.8607 | 0 | 774.1923 | 0 | 0 | 0 | 5.7214 | 0 | 779.9136 | 199.5039 | 580.4097 | 3.9093 | 0 | 784.9298 | 0 | 0 | 0 | 5.7214 | 0 | 790.6512 | 199.5039 | 591.1472 | 3.9631 | per unit | 0.19521 | 12496.7781 | 0.005 | 0 | 5238.9716 | 0 | 0 | 5238.9716 | 0 | 0 | 5265.1664 | 0 | 0 | 0 | 0 | 5291.4923 | 0 | 0 | 0 | 0 | 0 | 0 | 5238.9716 | 10504.138 | 15795.6302 | 0 | 0 | 0 | 0 | 0 | 0 | 5238.9716 | 10504.138 | 15795.6302 | 0 | 0 | 0 | 0 | 5238.9716 | 0 | 0 | 5238.9716 | 0 | 0 | 5265.1664 | 0 | 0 | 0 | 0 | 5291.4923 | 0 | 0 | 0 | 0 | 0 | 0 | 5238.9716 | 10504.138 | 15795.6302 | 0 | 0 | 0 | 0 | 0 | 0 | 5238.9716 | 10504.138 | 15795.6302 | 0 | 0 | 0 | 10159.242 | 39221.5022 | 10159.242 | 47038.7771 | 11124.6651 | 10295.2283 | 40246.7688 | 10295.2283 | 47864.6627 | 11273.574 | 10446.8566 | 41401.7866 | 10446.8566 | 48811.2561 | 11439.6114 | 50.9225 | 51.6041 | 52.3642 | 0.0040546 | 0.0040344 | 0.0040143 | 0 | 276.1437 | 0 | 0 | 276.1437 | 0 | 0 | 279.84 | 0 | 0 | 279.84 | 0 | 0 | 283.9615 | 0 | 0 | 283.9615 | 0 | 0 | 0 | 0 | 5522.8735 | 5596.7998 | 5679.2295 | 0 | 0 | 0 | 0 | 0 | 0 | 5522.8735 | 5596.7998 | 5679.2295 | 0 | 0 | 0 | 276.1437 | 555.9837 | 839.9451 | 0 | 0 | 0 | 0 | 0 | 0 | 276.1437 | 555.9837 | 839.9451 | 0 | 0 | 0 | 1 | 1 | 1 | 1 | 1 | 1 | 1 | 313.4749 | 456.7444 | 2.457 | 313.4749 | 466.4387 | 2.488 | 313.4749 | 477.1763 | 2.5222 | 0 | 5238.9716 | 0 | 0 | 5238.9716 | 0 | 0 | 5265.1664 | 0 | 0 | 0 | 0 | 5291.4923 | 0 | 0 | 0 | 0 | 0 | 0 | 5238.9716 | 10504.138 | 15795.6302 | 0 | 0 | 0 | 0 | 0 | 0 | 5238.9716 | 10504.138 | 15795.6302 | 0 | 0 | 0 | 92637.6372 | 227614.0547 | 92637.6372 | 272980.0282 | 30879.2124 | 93419.1432 | 232423.2697 | 93419.1432 | 276416.2623 | 31139.7144 | 94264.7652 | 237756.0225 | 94264.7652 | 280306.0218 | 31421.5884 | 295.5185 | 298.0115 | 300.7091 | 0.02353 | 0.023413 | 0.023296 | 0 | 1602.544 | 0 | 0 | 1602.544 | 0 | 0 | 1616.0633 | 0 | 0 | 1616.0633 | 0 | 0 | 1630.6917 | 0 | 0 | 1630.6917 | 0 | 0 | 0 | 0 | 32050.8791 | 32321.2655 | 32613.8347 | 0 | 0 | 0 | 0 | 0 | 0 | 32050.8791 | 32321.2655 | 32613.8347 | 0 | 0 | 0 | 1602.544 | 3218.6072 | 4849.299 | 0 | 0 | 0 | 0 | 0 | 0 | 1602.544 | 3218.6072 | 4849.299 | 0 | 0 | 0 | 417.9666 | 352.2528 | 1.8428 | 417.9666 | 361.9471 | 1.866 | 417.9666 | 372.6846 | 1.8917 | 0 | 5238.9716 | 0 | 0 | 5238.9716 | 0 | 0 | 5265.1664 | 0 | 0 | 0 | 0 | 5291.4923 | 0 | 0 | 0 | 0 | 0 | 0 | 5238.9716 | 10504.138 | 15795.6302 | 0 | 0 | 0 | 0 | 0 | 0 | 5238.9716 | 10504.138 | 15795.6302 | 0 | 0 | 0 | 282657.3853 | 520874.6321 | 282657.3853 | 624690.6498 | 0 | 284070.6722 | 530067.7586 | 284070.6722 | 630398.7925 | 0 | 285491.0256 | 540052.3508 | 285491.0256 | 636702.8034 | 0 | 676.268 | 679.6493 | 683.0475 | 0.053846 | 0.053578 | 0.053312 | 0 | 3667.2801 | 0 | 0 | 3667.2801 | 0 | 0 | 3685.6165 | 0 | 0 | 3685.6165 | 0 | 0 | 3704.0446 | 0 | 0 | 3704.0446 | 0 | 0 | 0 | 0 | 73345.6019 | 73712.3299 | 74080.8915 | 0 | 0 | 0 | 0 | 0 | 0 | 73345.6019 | 73712.3299 | 74080.8915 | 0 | 0 | 0 | 3667.2801 | 7352.8966 | 11056.9412 | 0 | 0 | 0 | 0 | 0 | 0 | 3667.2801 | 7352.8966 | 11056.9412 | 0 | 0 | 0
| 126 | Residential | Low Income | Hot Water | Gas | 01-193 | 01-193.03 | Water Heaters | [01-193]_Residential_Hot Water_Water Heater - Tankless _Energy Star_ROB_Gas_per unit | Federal standard for 50 gall (UEF = 0.5633) | Energy Star for Instantaneous (UEF = 0.87) | ENGINEER | 0 | 5.9811 | 0 | 0 | 0 | 0 | 417.9666 | 20 | 0.12 | 0.3584 | 0.3076 | 0.1726 | 0.1614 | 1 | 1 | Replace on Burnout | 3.3118 | #NUM! | 0 | 126.2069 | 0 | 0 | 126.2069 | 0 | 843.1962 | 0 | 0 | 0 | 6.3103 | 0 | 1019.4079 | 417.9666 | 601.4413 | 2.439 | 0 | 853.8885 | 0 | 0 | 0 | 6.3103 | 0 | 1032.2387 | 417.9666 | 614.2721 | 2.4697 | 0 | 865.7314 | 0 | 0 | 0 | 6.3103 | 0 | 1046.4501 | 417.9666 | 628.4836 | 2.5037 | per unit | 0.10854 | 16676.1985 | 0.005 | 0 | 7710.7636 | 0 | 0 | 7710.7636 | 0 | 0 | 7749.3174 | 0 | 0 | 0 | 0 | 7788.064 | 0 | 0 | 0 | 0 | 0 | 0 | 7710.7636 | 15460.081 | 23248.1451 | 0 | 0 | 0 | 0 | 0 | 0 | 7710.7636 | 15460.081 | 23248.1451 | 0 | 0 | 0 | 0 | 7710.7636 | 0 | 0 | 7710.7636 | 0 | 0 | 7749.3174 | 0 | 0 | 0 | 0 | 7788.064 | 0 | 0 | 0 | 0 | 0 | 0 | 7710.7636 | 15460.081 | 23248.1451 | 0 | 0 | 0 | 0 | 0 | 0 | 7710.7636 | 15460.081 | 23248.1451 | 0 | 0 | 0 | 64661.0185 | 157706.287 | 64661.0185 | 128675.9868 | 0 | 64984.3235 | 160489.7089 | 64984.3235 | 129851.7702 | 0 | 65309.2452 | 163512.7645 | 65309.2452 | 131150.2926 | 0 | 154.7038 | 155.4773 | 156.2547 | 0.0092308 | 0.0091848 | 0.0091391 | 0 | 925.2916 | 0 | 0 | 925.2916 | 0 | 0 | 929.9181 | 0 | 0 | 929.9181 | 0 | 0 | 934.5677 | 0 | 0 | 934.5677 | 0 | 0 | 0 | 0 | 18505.8327 | 18598.3618 | 18691.3536 | 0 | 0 | 0 | 0 | 0 | 0 | 18505.8327 | 18598.3618 | 18691.3536 | 0 | 0 | 0 | 925.2916 | 1855.2097 | 2789.7774 | 0 | 0 | 0 | 0 | 0 | 0 | 925.2916 | 1855.2097 | 2789.7774 | 0 | 0 | 0 | 1 | 1 | 1 | 1 | 1 | 1 | 1 | 417.9666 | 601.4413 | 2.439 | 417.9666 | 614.2721 | 2.4697 | 417.9666 | 628.4836 | 2.5037 | 0 | 7710.7636 | 0 | 0 | 7710.7636 | 0 | 0 | 7749.3174 | 0 | 0 | 0 | 0 | 7788.064 | 0 | 0 | 0 | 0 | 0 | 0 | 7710.7636 | 15460.081 | 23248.1451 | 0 | 0 | 0 | 0 | 0 | 0 | 7710.7636 | 15460.081 | 23248.1451 | 0 | 0 | 0 | 64661.0185 | 157706.287 | 64661.0185 | 128675.9868 | 0 | 64984.3235 | 160489.7089 | 64984.3235 | 129851.7702 | 0 | 65309.2452 | 163512.7645 | 65309.2452 | 131150.2926 | 0 | 154.7038 | 155.4773 | 156.2547 | 0.0092308 | 0.0091848 | 0.0091391 | 0 | 925.2916 | 0 | 0 | 925.2916 | 0 | 0 | 929.9181 | 0 | 0 | 929.9181 | 0 | 0 | 934.5677 | 0 | 0 | 934.5677 | 0 | 0 | 0 | 0 | 18505.8327 | 18598.3618 | 18691.3536 | 0 | 0 | 0 | 0 | 0 | 0 | 18505.8327 | 18598.3618 | 18691.3536 | 0 | 0 | 0 | 925.2916 | 1855.2097 | 2789.7774 | 0 | 0 | 0 | 0 | 0 | 0 | 925.2916 | 1855.2097 | 2789.7774 | 0 | 0 | 0 | 417.9666 | 601.4413 | 2.439 | 417.9666 | 614.2721 | 2.4697 | 417.9666 | 628.4836 | 2.5037 | 0 | 7710.7636 | 0 | 0 | 7710.7636 | 0 | 0 | 7749.3174 | 0 | 0 | 0 | 0 | 7788.064 | 0 | 0 | 0 | 0 | 0 | 0 | 7710.7636 | 15460.081 | 23248.1451 | 0 | 0 | 0 | 0 | 0 | 0 | 7710.7636 | 15460.081 | 23248.1451 | 0 | 0 | 0 | 64661.0185 | 157706.287 | 64661.0185 | 128675.9868 | 0 | 64984.3235 | 160489.7089 | 64984.3235 | 129851.7702 | 0 | 65309.2452 | 163512.7645 | 65309.2452 | 131150.2926 | 0 | 154.7038 | 155.4773 | 156.2547 | 0.0092308 | 0.0091848 | 0.0091391 | 0 | 925.2916 | 0 | 0 | 925.2916 | 0 | 0 | 929.9181 | 0 | 0 | 929.9181 | 0 | 0 | 934.5677 | 0 | 0 | 934.5677 | 0 | 0 | 0 | 0 | 18505.8327 | 18598.3618 | 18691.3536 | 0 | 0 | 0 | 0 | 0 | 0 | 18505.8327 | 18598.3618 | 18691.3536 | 0 | 0 | 0 | 925.2916 | 1855.2097 | 2789.7774 | 0 | 0 | 0 | 0 | 0 | 0 | 925.2916 | 1855.2097 | 2789.7774 | 0 | 0 | 0
| 127 | Residential | Single Family | Hot Water | Electric | 01-111 | 01-111.01 | Low Flow Fixtures | [01-111]_Residential_Hot Water_Thermostatic Restrictor Shower Valve_ADD_Electric_per unit | No Thermostatic Valve, no low flow shower head | Thermostatic Valve, no low flow shower head | ENGINEER | 81.9581 | 0 | 0 | 0 | 4.5 | 3.1561 | 30 | 7 | 0.00072194 | 0.3584 | 0.3076 | 0.1726 | 0.1614 | 1 | 1 | Additions on Existing | 13.4495 | 0.052292 | 573.7064 | 0 | 0 | 0 | 2.2306 | 40.2448 | 0 | 0 | 0 | 9.2945 | 0 | 44.357 | 93.8962 | 15.8388 | 78.0574 | 5.9282 | 40.0722 | 0 | 0 | 0 | 9.4286 | 0 | 44.357 | 93.8577 | 15.8388 | 78.0189 | 5.9258 | 40.2061 | 0 | 0 | 0 | 9.7121 | 0 | 44.357 | 94.2751 | 15.8388 | 78.4363 | 5.9522 | per unit | 0.18157 | 76715.66 | 0.005 | 1705842.4913 | 0 | 0 | 0 | 6286.2215 | 67.6176 | 1585192.7369 | 0 | 0 | 0 | 62.8352 | 1322283.1024 | 0 | 0 | 0 | 52.4138 | 1705842.4913 | 3291035.2282 | 4613318.3307 | 0 | 0 | 0 | 0 | 0 | 0 | 0 | 0 | 0 | 6286.2215 | 12127.835 | 17000.597 | 67.6176 | 130.4528 | 182.8666 | 1705842.4913 | 0 | 0 | 0 | 6286.2215 | 67.6176 | 1585192.7369 | 0 | 0 | 0 | 62.8352 | 1322283.1024 | 0 | 0 | 0 | 52.4138 | 1705842.4913 | 130.4528 | 4613318.3307 | 0 | 0 | 0 | 0 | 0 | 0 | 0 | 0 | 0 | 6286.2215 | 12127.835 | 17000.597 | 67.6176 | 130.4528 | 182.8666 | 161843.7338 | 959448.4581 | 161843.7338 | 1276924.113 | 144701.6845 | 150347.7858 | 890932.3519 | 150347.7858 | 1185206.0971 | 134423.3561 | 125728.3396 | 748355.7132 | 125728.3396 | 998078.45 | 112411.5349 | 10218.1806 | 9492.3714 | 7937.9958 | 0.13253 | 0.13187 | 0.13122 | 837462.2336 | 0 | 0 | 0 | 3086.1425 | 33.196 | 777976.3205 | 0 | 0 | 0 | 2866.9303 | 30.8381 | 650582.7174 | 0 | 0 | 0 | 2397.4705 | 25.7884 | 5862235.6351 | 5445834.2435 | 4554079.022 | 0 | 0 | 0 | 0 | 0 | 0 | 0 | 0 | 0 | 21602.9978 | 20068.5118 | 16782.2935 | 837462.2336 | 64.0341 | 2266021.2715 | 0 | 0 | 0 | 0 | 0 | 0 | 0 | 0 | 0 | 3086.1425 | 5953.0728 | 8350.5433 | 33.196 | 64.0341 | 89.8225 | 1 | 1 | 1 | 1 | 1 | 1 | 1 | 22.5 | 71.3962 | 4.1732 | 22.5 | 71.3577 | 4.1715 | 22.5 | 71.7751 | 4.19 | 1705842.4913 | 0 | 0 | 0 | 6286.2215 | 67.6176 | 1585192.7369 | 0 | 0 | 0 | 62.8352 | 1322283.1024 | 0 | 0 | 0 | 52.4138 | 1705842.4913 | 130.4528 | 4613318.3307 | 0 | 0 | 0 | 0 | 0 | 0 | 0 | 0 | 0 | 6286.2215 | 12127.835 | 17000.597 | 67.6176 | 130.4528 | 182.8666 | 311988.1304 | 1301977.9464 | 311988.1304 | 1732794.5241 | 103996.0435 | 289893.3778 | 1209276.9756 | 289893.3778 | 1608699.5175 | 96631.1259 | 242012.1662 | 1014032.545 | 242012.1662 | 1352410.375 | 80670.7221 | 13866.1391 | 12884.1501 | 10756.0963 | 0.17985 | 0.17895 | 0.17806 | 1136441.8275 | 0 | 0 | 0 | 4187.916 | 45.0472 | 1055959.9166 | 0 | 0 | 0 | 3891.3311 | 41.857 | 881548.7569 | 0 | 0 | 0 | 3248.6063 | 34.9436 | 7955092.7924 | 7391719.416 | 6170841.2981 | 0 | 0 | 0 | 0 | 0 | 0 | 0 | 0 | 0 | 29315.4119 | 27239.3176 | 22740.2444 | 1136441.8275 | 86.9043 | 3073950.5009 | 0 | 0 | 0 | 0 | 0 | 0 | 0 | 0 | 0 | 4187.916 | 8079.2471 | 11327.8534 | 45.0472 | 86.9043 | 121.8479 | 30 | 63.8962 | 3.1299 | 30 | 63.8577 | 3.1286 | 30 | 64.2751 | 3.1425 | 1705842.4913 | 0 | 0 | 0 | 6286.2215 | 67.6176 | 1585192.7369 | 0 | 0 | 0 | 62.8352 | 1322283.1024 | 0 | 0 | 0 | 52.4138 | 1705842.4913 | 130.4528 | 4613318.3307 | 0 | 0 | 0 | 0 | 0 | 0 | 0 | 0 | 0 | 6286.2215 | 12127.835 | 17000.597 | 67.6176 | 130.4528 | 182.8666 | 468306.0731 | 1465738.8856 | 468306.0731 | 1950742.9614 | 0 | 435184.0158 | 1361512.6734 | 435184.0158 | 1811218.4594 | 0 | 363007.2591 | 1140752.0761 | 363007.2591 | 1521415.6101 | 0 | 15610.2024 | 14506.1339 | 12100.242 | 0.20247 | 0.20146 | 0.20046 | 1279381.8685 | 0 | 0 | 0 | 4714.6661 | 50.7132 | 1188894.5527 | 0 | 0 | 0 | 4381.2102 | 47.1264 | 991712.3268 | 0 | 0 | 0 | 3654.5715 | 39.3103 | 8955673.0793 | 8322261.8689 | 6941986.2877 | 0 | 0 | 0 | 0 | 0 | 0 | 0 | 0 | 0 | 33002.6628 | 30668.4712 | 25582.0004 | 1279381.8685 | 97.8396 | 3459988.748 | 0 | 0 | 0 | 0 | 0 | 0 | 0 | 0 | 0 | 4714.6661 | 9095.8763 | 12750.4478 | 50.7132 | 97.8396 | 137.15
| 128 | Residential | Multi-Family | Hot Water | Electric | 01-111 | 01-111.02 | Low Flow Fixtures | [01-111]_Residential_Hot Water_Thermostatic Restrictor Shower Valve_ADD_Electric_per unit | No Thermostatic Valve, no low flow shower head | Thermostatic Valve, no low flow shower head | ENGINEER | 105.9963 | 0 | 0 | 0 | 4.5 | 4.0818 | 30 | 7 | 0.00072194 | 0.3584 | 0.3076 | 0.1726 | 0.1614 | 1 | 1 | Additions on Existing | 10.3994 | 0.040433 | 741.9741 | 0 | 0 | 0 | 2.8848 | 52.0486 | 0 | 0 | 0 | 9.2945 | 0 | 57.3668 | 118.7098 | 15.8388 | 102.871 | 7.4949 | 51.8253 | 0 | 0 | 0 | 9.4286 | 0 | 57.3668 | 118.6207 | 15.8388 | 102.7819 | 7.4892 | 51.9985 | 0 | 0 | 0 | 9.7121 | 0 | 57.3668 | 119.0774 | 15.8388 | 103.2386 | 7.5181 | per unit | 0.2334 | 14941.5911 | 0.005 | 429685.5895 | 0 | 0 | 0 | 1583.4397 | 13.1696 | 399295.0575 | 0 | 0 | 0 | 12.2382 | 333070.6072 | 0 | 0 | 0 | 10.2084 | 429685.5895 | 828980.647 | 1162051.2541 | 0 | 0 | 0 | 0 | 0 | 0 | 0 | 0 | 0 | 1583.4397 | 3054.8869 | 4282.2896 | 13.1696 | 25.4078 | 35.6162 | 429685.5895 | 0 | 0 | 0 | 1583.4397 | 13.1696 | 399295.0575 | 0 | 0 | 0 | 12.2382 | 333070.6072 | 0 | 0 | 0 | 10.2084 | 429685.5895 | 25.4078 | 1162051.2541 | 0 | 0 | 0 | 0 | 0 | 0 | 0 | 0 | 0 | 1583.4397 | 3054.8869 | 4282.2896 | 13.1696 | 25.4078 | 35.6162 | 28962.7581 | 217072.272 | 28962.7581 | 295534.4775 | 25895.1013 | 26904.3597 | 201493.4421 | 26904.3597 | 274295.4097 | 24054.7229 | 22508.1521 | 169218.1537 | 22508.1521 | 231084.2667 | 20124.1497 | 1828.5953 | 1698.6361 | 1421.0767 | 0.12177 | 0.12117 | 0.12057 | 193824.3323 | 0 | 0 | 0 | 714.2645 | 5.9406 | 180049.1358 | 0 | 0 | 0 | 663.5013 | 5.5184 | 150628.8711 | 0 | 0 | 0 | 555.0843 | 4.6167 | 1356770.3261 | 1260343.9506 | 1054402.0978 | 0 | 0 | 0 | 0 | 0 | 0 | 0 | 0 | 0 | 4999.8513 | 4644.5092 | 3885.5903 | 193824.3323 | 11.459 | 524502.3392 | 0 | 0 | 0 | 0 | 0 | 0 | 0 | 0 | 0 | 714.2645 | 1377.7658 | 1932.8501 | 5.9406 | 11.459 | 16.0757 | 1 | 1 | 1 | 1 | 1 | 1 | 1 | 22.5 | 96.2098 | 5.276 | 22.5 | 96.1207 | 5.272 | 22.5 | 96.5774 | 5.2923 | 429685.5895 | 0 | 0 | 0 | 1583.4397 | 13.1696 | 399295.0575 | 0 | 0 | 0 | 12.2382 | 333070.6072 | 0 | 0 | 0 | 10.2084 | 429685.5895 | 25.4078 | 1162051.2541 | 0 | 0 | 0 | 0 | 0 | 0 | 0 | 0 | 0 | 1583.4397 | 3054.8869 | 4282.2896 | 13.1696 | 25.4078 | 35.6162 | 55337.3496 | 291959.4834 | 55337.3496 | 397490.1658 | 18445.7832 | 51417.2261 | 271073.27 | 51417.2261 | 369015.2536 | 17139.0754 | 42933.0442 | 227215.8329 | 42933.0442 | 310285.8823 | 14311.0147 | 2459.4378 | 2285.2101 | 1908.1353 | 0.16378 | 0.16297 | 0.16216 | 260691.2961 | 0 | 0 | 0 | 960.6768 | 7.99 | 242223.8039 | 0 | 0 | 0 | 892.622 | 7.424 | 202255.2761 | 0 | 0 | 0 | 745.3334 | 6.199 | 1824839.0727 | 1695566.627 | 1415786.933 | 0 | 0 | 0 | 0 | 0 | 0 | 0 | 0 | 0 | 6724.7373 | 6248.3538 | 5217.3341 | 260691.2961 | 15.414 | 705170.3761 | 0 | 0 | 0 | 0 | 0 | 0 | 0 | 0 | 0 | 960.6768 | 1853.2987 | 2598.6322 | 7.99 | 15.414 | 21.6131 | 30 | 88.7098 | 3.957 | 30 | 88.6207 | 3.954 | 30 | 89.0774 | 3.9692 | 429685.5895 | 0 | 0 | 0 | 1583.4397 | 13.1696 | 399295.0575 | 0 | 0 | 0 | 12.2382 | 333070.6072 | 0 | 0 | 0 | 10.2084 | 429685.5895 | 25.4078 | 1162051.2541 | 0 | 0 | 0 | 0 | 0 | 0 | 0 | 0 | 0 | 1583.4397 | 3054.8869 | 4282.2896 | 13.1696 | 25.4078 | 35.6162 | 85129.3641 | 336856.4629 | 85129.3641 | 458615.4548 | 0 | 79108.388 | 312796.4744 | 79108.388 | 425813.5459 | 0 | 65987.9914 | 261922.6643 | 65987.9914 | 357681.5223 | 0 | 2837.6455 | 2636.9463 | 2199.5997 | 0.18897 | 0.18803 | 0.1871 | 300779.9126 | 0 | 0 | 0 | 1108.4078 | 9.2187 | 279506.5402 | 0 | 0 | 0 | 1030.013 | 8.5667 | 233149.425 | 0 | 0 | 0 | 859.1819 | 7.1459 | 2105459.3884 | 1956545.7816 | 1632045.9751 | 0 | 0 | 0 | 0 | 0 | 0 | 0 | 0 | 0 | 7758.8547 | 7210.0913 | 6014.273 | 300779.9126 | 17.7854 | 813435.8779 | 0 | 0 | 0 | 0 | 0 | 0 | 0 | 0 | 0 | 1108.4078 | 2138.4209 | 2997.6027 | 9.2187 | 17.7854 | 24.9313
| 129 | Residential | Low Income | Hot Water | Electric | 01-111 | 01-111.03 | Low Flow Fixtures | [01-111]_Residential_Hot Water_Thermostatic Restrictor Shower Valve_ADD_Electric_per unit | No Thermostatic Valve, no low flow shower head | Thermostatic Valve, no low flow shower head | ENGINEER | 118.84 | 0 | 0 | 0 | 4.5 | 4.5764 | 30 | 7 | 0.00072194 | 0.3584 | 0.3076 | 0.1726 | 0.1614 | 0.87 | 1 | Additions on Existing | 10.6614 | 0.041452 | 723.7358 | 0 | 0 | 0 | 2.8139 | 50.7692 | 0 | 0 | 0 | 9.2945 | 0 | 64.3181 | 136.3944 | 30 | 106.3944 | 4.5465 | 50.5514 | 0 | 0 | 0 | 9.4286 | 0 | 64.3181 | 136.2941 | 30 | 106.2941 | 4.5431 | 50.7203 | 0 | 0 | 0 | 9.7121 | 0 | 64.3181 | 136.837 | 30 | 106.837 | 4.5612 | per unit | 0.32445 | 49848.8354 | 0.005 | 1398299.82 | 0 | 0 | 0 | 5152.8921 | 43.9371 | 1299401.7502 | 0 | 0 | 0 | 40.8295 | 1083891.5278 | 0 | 0 | 0 | 34.0578 | 1398299.82 | 2697701.5703 | 3781593.0981 | 0 | 0 | 0 | 0 | 0 | 0 | 0 | 0 | 0 | 5152.8921 | 9941.3338 | 13935.596 | 43.9371 | 84.7666 | 118.8244 | 1398299.82 | 0 | 0 | 0 | 5152.8921 | 43.9371 | 1299401.7502 | 0 | 0 | 0 | 40.8295 | 1083891.5278 | 0 | 0 | 0 | 34.0578 | 1398299.82 | 84.7666 | 3781593.0981 | 0 | 0 | 0 | 0 | 0 | 0 | 0 | 0 | 0 | 5152.8921 | 9941.3338 | 13935.596 | 43.9371 | 84.7666 | 118.8244 | 48687.8687 | 221358.4451 | 48687.8687 | 225584.5138 | 0 | 45244.3037 | 205550.9814 | 45244.3037 | 209479.8742 | 0 | 37740.3813 | 172142.6616 | 37740.3813 | 175757.3219 | 0 | 1622.929 | 1508.1435 | 1258.0127 | 0.032395 | 0.032234 | 0.032073 | 167795.9784 | 0 | 0 | 0 | 618.3471 | 5.2724 | 155928.21 | 0 | 0 | 0 | 574.613 | 4.8995 | 130066.9833 | 0 | 0 | 0 | 479.3115 | 4.0869 | 1174571.8488 | 1091497.4702 | 910468.8834 | 0 | 0 | 0 | 0 | 0 | 0 | 0 | 0 | 0 | 4328.4294 | 4022.291 | 3355.1803 | 167795.9784 | 10.172 | 453791.1718 | 0 | 0 | 0 | 0 | 0 | 0 | 0 | 0 | 0 | 618.3471 | 1192.9601 | 1672.2715 | 5.2724 | 10.172 | 14.2589 | 1 | 1 | 1 | 1 | 1 | 1 | 1 | 30 | 106.3944 | 4.5465 | 30 | 106.2941 | 4.5431 | 30 | 106.837 | 4.5612 | 1398299.82 | 0 | 0 | 0 | 5152.8921 | 43.9371 | 1299401.7502 | 0 | 0 | 0 | 40.8295 | 1083891.5278 | 0 | 0 | 0 | 34.0578 | 1398299.82 | 84.7666 | 3781593.0981 | 0 | 0 | 0 | 0 | 0 | 0 | 0 | 0 | 0 | 5152.8921 | 9941.3338 | 13935.596 | 43.9371 | 84.7666 | 118.8244 | 48687.8687 | 221358.4451 | 48687.8687 | 225584.5138 | 0 | 45244.3037 | 205550.9814 | 45244.3037 | 209479.8742 | 0 | 37740.3813 | 172142.6616 | 37740.3813 | 175757.3219 | 0 | 1622.929 | 1508.1435 | 1258.0127 | 0.032395 | 0.032234 | 0.032073 | 167795.9784 | 0 | 0 | 0 | 618.3471 | 5.2724 | 155928.21 | 0 | 0 | 0 | 574.613 | 4.8995 | 130066.9833 | 0 | 0 | 0 | 479.3115 | 4.0869 | 1174571.8488 | 1091497.4702 | 910468.8834 | 0 | 0 | 0 | 0 | 0 | 0 | 0 | 0 | 0 | 4328.4294 | 4022.291 | 3355.1803 | 167795.9784 | 10.172 | 453791.1718 | 0 | 0 | 0 | 0 | 0 | 0 | 0 | 0 | 0 | 618.3471 | 1192.9601 | 1672.2715 | 5.2724 | 10.172 | 14.2589 | 30 | 106.3944 | 4.5465 | 30 | 106.2941 | 4.5431 | 30 | 106.837 | 4.5612 | 1398299.82 | 0 | 0 | 0 | 5152.8921 | 43.9371 | 1299401.7502 | 0 | 0 | 0 | 40.8295 | 1083891.5278 | 0 | 0 | 0 | 34.0578 | 1398299.82 | 84.7666 | 3781593.0981 | 0 | 0 | 0 | 0 | 0 | 0 | 0 | 0 | 0 | 5152.8921 | 9941.3338 | 13935.596 | 43.9371 | 84.7666 | 118.8244 | 48687.8687 | 221358.4451 | 48687.8687 | 225584.5138 | 0 | 45244.3037 | 205550.9814 | 45244.3037 | 209479.8742 | 0 | 37740.3813 | 172142.6616 | 37740.3813 | 175757.3219 | 0 | 1622.929 | 1508.1435 | 1258.0127 | 0.032395 | 0.032234 | 0.032073 | 167795.9784 | 0 | 0 | 0 | 618.3471 | 5.2724 | 155928.21 | 0 | 0 | 0 | 574.613 | 4.8995 | 130066.9833 | 0 | 0 | 0 | 479.3115 | 4.0869 | 1174571.8488 | 1091497.4702 | 910468.8834 | 0 | 0 | 0 | 0 | 0 | 0 | 0 | 0 | 0 | 4328.4294 | 4022.291 | 3355.1803 | 167795.9784 | 10.172 | 453791.1718 | 0 | 0 | 0 | 0 | 0 | 0 | 0 | 0 | 0 | 618.3471 | 1192.9601 | 1672.2715 | 5.2724 | 10.172 | 14.2589
| 130 | Residential | Single Family | Hot Water | Gas | 01-234 | 01-234.01 | Low Flow Fixtures | [01-234]_Residential_Hot Water_Thermostatic Restrictor Shower Valve_ADD_Gas_per unit | No Thermostatic Valve, not a low flow shower head | Thermostatic Valve, no low flow shower head | ENGINEER | 0 | 0.35136 | 0 | 0 | 0 | 3.1561 | 30 | 7 | 0.0021409 | 0.3584 | 0.3076 | 0.1726 | 0.1614 | 1 | 1 | Additions on Existing | 11.5611 | #NUM! | 0 | 2.5949 | 0 | 0 | 2.5949 | 0 | 19.6878 | 0 | 0 | 0 | 0.3707 | 44.357 | 64.4154 | 16.0896 | 48.3258 | 4.0035 | 0 | 19.9017 | 0 | 0 | 0 | 0.3707 | 44.357 | 64.6294 | 16.0896 | 48.5397 | 4.0168 | 0 | 20.1831 | 0 | 0 | 0 | 0.3707 | 44.357 | 64.9107 | 16.0896 | 48.8211 | 4.0343 | per unit | 0.11256 | 47558.0475 | 0.005 | 0 | 4533.5393 | 0 | 0 | 4533.5393 | 0 | 0 | 4212.894 | 0 | 0 | 0 | 0 | 3514.1711 | 0 | 0 | 0 | 0 | 0 | 0 | 4533.5393 | 8746.4333 | 12260.6045 | 0 | 0 | 0 | 0 | 0 | 0 | 4533.5393 | 8746.4333 | 12260.6045 | 0 | 0 | 0 | 0 | 4533.5393 | 0 | 0 | 4533.5393 | 0 | 0 | 4212.894 | 0 | 0 | 0 | 0 | 3514.1711 | 0 | 0 | 0 | 0 | 0 | 0 | 4533.5393 | 8746.4333 | 12260.6045 | 0 | 0 | 0 | 0 | 0 | 0 | 4533.5393 | 8746.4333 | 12260.6045 | 0 | 0 | 0 | 77196.6747 | 309060.28 | 77196.6747 | 332426.1708 | 66740.9943 | 71809.8402 | 288448.5628 | 71809.8402 | 309707.3887 | 62083.764 | 59998.7194 | 242054.4879 | 59998.7194 | 259458.438 | 51872.3663 | 4797.9223 | 4463.1201 | 3729.0362 | 0.10038 | 0.099884 | 0.099387 | 0 | 1685.7895 | 0 | 0 | 1685.7895 | 0 | 0 | 1568.154 | 0 | 0 | 1568.154 | 0 | 0 | 1310.2275 | 0 | 0 | 1310.2275 | 0 | 0 | 0 | 0 | 11800.5262 | 10977.0778 | 9171.5928 | 0 | 0 | 0 | 0 | 0 | 0 | 11800.5262 | 10977.0778 | 9171.5928 | 0 | 0 | 0 | 1685.7895 | 3253.9434 | 4564.171 | 0 | 0 | 0 | 0 | 0 | 0 | 1685.7895 | 3253.9434 | 4564.171 | 0 | 0 | 0 | 1 | 1 | 1 | 1 | 1 | 1 | 1 | 22.5 | 41.9154 | 2.8629 | 22.5 | 42.1294 | 2.8724 | 22.5 | 42.4107 | 2.8849 | 0 | 4533.5393 | 0 | 0 | 4533.5393 | 0 | 0 | 4212.894 | 0 | 0 | 0 | 0 | 3514.1711 | 0 | 0 | 0 | 0 | 0 | 0 | 4533.5393 | 8746.4333 | 12260.6045 | 0 | 0 | 0 | 0 | 0 | 0 | 4533.5393 | 8746.4333 | 12260.6045 | 0 | 0 | 0 | 176132.7731 | 504252.0101 | 176132.7731 | 542374.9854 | 58710.9244 | 163726.9016 | 470291.714 | 163726.9016 | 504952.4853 | 54575.6339 | 136648.7186 | 394220.8467 | 136648.7186 | 422565.7042 | 45549.5729 | 7828.1232 | 7276.7512 | 6073.2764 | 0.16378 | 0.16297 | 0.16216 | 0 | 2750.4755 | 0 | 0 | 2750.4755 | 0 | 0 | 2556.7464 | 0 | 0 | 2556.7464 | 0 | 0 | 2133.8956 | 0 | 0 | 2133.8956 | 0 | 0 | 0 | 0 | 19253.3284 | 17897.2246 | 14937.2693 | 0 | 0 | 0 | 0 | 0 | 0 | 19253.3284 | 17897.2246 | 14937.2693 | 0 | 0 | 0 | 2750.4755 | 5307.2219 | 7441.1175 | 0 | 0 | 0 | 0 | 0 | 0 | 2750.4755 | 5307.2219 | 7441.1175 | 0 | 0 | 0 | 30 | 34.4154 | 2.1472 | 30 | 34.6294 | 2.1543 | 30 | 34.9107 | 2.1637 | 0 | 4533.5393 | 0 | 0 | 4533.5393 | 0 | 0 | 4212.894 | 0 | 0 | 0 | 0 | 3514.1711 | 0 | 0 | 0 | 0 | 0 | 0 | 4533.5393 | 8746.4333 | 12260.6045 | 0 | 0 | 0 | 0 | 0 | 0 | 4533.5393 | 8746.4333 | 12260.6045 | 0 | 0 | 0 | 290315.204 | 623359.3951 | 290315.204 | 670487.2485 | 0 | 269781.9729 | 581194.4704 | 269781.9729 | 624028.839 | 0 | 225037.7104 | 486912.1222 | 225037.7104 | 521921.5714 | 0 | 9677.1735 | 8992.7324 | 7501.257 | 0.20247 | 0.20146 | 0.20046 | 0 | 3400.1545 | 0 | 0 | 3400.1545 | 0 | 0 | 3159.6705 | 0 | 0 | 3159.6705 | 0 | 0 | 2635.6283 | 0 | 0 | 2635.6283 | 0 | 0 | 0 | 0 | 23801.0814 | 22117.6935 | 18449.3984 | 0 | 0 | 0 | 0 | 0 | 0 | 23801.0814 | 22117.6935 | 18449.3984 | 0 | 0 | 0 | 3400.1545 | 6559.825 | 9195.4533 | 0 | 0 | 0 | 0 | 0 | 0 | 3400.1545 | 6559.825 | 9195.4533 | 0 | 0 | 0
| 131 | Residential | Multi-Family | Hot Water | Gas | 01-234 | 01-234.02 | Low Flow Fixtures | [01-234]_Residential_Hot Water_Thermostatic Restrictor Shower Valve_ADD_Gas_per unit | No Thermostatic Valve, not a low flow shower head | Thermostatic Valve, no low flow shower head | ENGINEER | 0 | 0.45441 | 0 | 0 | 0 | 4.0818 | 30 | 7 | 0.0021409 | 0.3584 | 0.3076 | 0.1726 | 0.1614 | 1 | 1 | Additions on Existing | 8.9392 | #NUM! | 0 | 3.356 | 0 | 0 | 3.356 | 0 | 25.4622 | 0 | 0 | 0 | 0.47943 | 57.3668 | 83.3084 | 16.0896 | 67.2188 | 5.1778 | 0 | 25.7388 | 0 | 0 | 0 | 0.47943 | 57.3668 | 83.5851 | 16.0896 | 67.4955 | 5.195 | 0 | 26.1027 | 0 | 0 | 0 | 0.47943 | 57.3668 | 83.949 | 16.0896 | 67.8594 | 5.2176 | per unit | 0.1446 | 9256.8727 | 0.005 | 0 | 1141.2392 | 0 | 0 | 1141.2392 | 0 | 0 | 1060.5224 | 0 | 0 | 0 | 0 | 884.6311 | 0 | 0 | 0 | 0 | 0 | 0 | 1141.2392 | 2201.7616 | 3086.3928 | 0 | 0 | 0 | 0 | 0 | 0 | 1141.2392 | 2201.7616 | 3086.3928 | 0 | 0 | 0 | 0 | 1141.2392 | 0 | 0 | 1141.2392 | 0 | 0 | 1060.5224 | 0 | 0 | 0 | 0 | 884.6311 | 0 | 0 | 0 | 0 | 0 | 0 | 1141.2392 | 2201.7616 | 3086.3928 | 0 | 0 | 0 | 0 | 0 | 0 | 1141.2392 | 2201.7616 | 3086.3928 | 0 | 0 | 0 | 13017.2648 | 67400.5406 | 13017.2648 | 72496.2251 | 11254.179 | 12111.3384 | 62918.0996 | 12111.3384 | 67555.1999 | 10470.9532 | 10123.4948 | 52820.2754 | 10123.4948 | 56618.1039 | 8752.3473 | 809.0481 | 752.7431 | 629.1947 | 0.086965 | 0.086532 | 0.086102 | 0 | 367.6406 | 0 | 0 | 367.6406 | 0 | 0 | 342.055 | 0 | 0 | 342.055 | 0 | 0 | 285.9132 | 0 | 0 | 285.9132 | 0 | 0 | 0 | 0 | 2573.4845 | 2394.3849 | 2001.3926 | 0 | 0 | 0 | 0 | 0 | 0 | 2573.4845 | 2394.3849 | 2001.3926 | 0 | 0 | 0 | 367.6406 | 709.6956 | 995.6089 | 0 | 0 | 0 | 0 | 0 | 0 | 367.6406 | 709.6956 | 995.6089 | 0 | 0 | 0 | 1 | 1 | 1 | 1 | 1 | 1 | 1 | 22.5 | 60.8084 | 3.7026 | 22.5 | 61.0851 | 3.7149 | 22.5 | 61.449 | 3.7311 | 0 | 1141.2392 | 0 | 0 | 1141.2392 | 0 | 0 | 1060.5224 | 0 | 0 | 0 | 0 | 884.6311 | 0 | 0 | 0 | 0 | 0 | 0 | 1141.2392 | 2201.7616 | 3086.3928 | 0 | 0 | 0 | 0 | 0 | 0 | 1141.2392 | 2201.7616 | 3086.3928 | 0 | 0 | 0 | 30477.7934 | 112847.0015 | 30477.7934 | 121378.5757 | 10159.2645 | 28333.4822 | 105255.8578 | 28333.4822 | 113013.2754 | 9444.4941 | 23650.9778 | 88243.3854 | 23650.9778 | 94588.1696 | 7883.6593 | 1354.5686 | 1259.2659 | 1051.1546 | 0.1456 | 0.14488 | 0.14416 | 0 | 615.5313 | 0 | 0 | 615.5313 | 0 | 0 | 572.2247 | 0 | 0 | 572.2247 | 0 | 0 | 477.6566 | 0 | 0 | 477.6566 | 0 | 0 | 0 | 0 | 4308.7193 | 4005.5729 | 3343.5959 | 0 | 0 | 0 | 0 | 0 | 0 | 4308.7193 | 4005.5729 | 3343.5959 | 0 | 0 | 0 | 615.5313 | 1187.756 | 1665.4126 | 0 | 0 | 0 | 0 | 0 | 0 | 615.5313 | 1187.756 | 1665.4126 | 0 | 0 | 0 | 30 | 53.3084 | 2.7769 | 30 | 53.5851 | 2.7862 | 30 | 53.949 | 2.7983 | 0 | 1141.2392 | 0 | 0 | 1141.2392 | 0 | 0 | 1060.5224 | 0 | 0 | 0 | 0 | 884.6311 | 0 | 0 | 0 | 0 | 0 | 0 | 1141.2392 | 2201.7616 | 3086.3928 | 0 | 0 | 0 | 0 | 0 | 0 | 1141.2392 | 2201.7616 | 3086.3928 | 0 | 0 | 0 | 52740.8142 | 146458.5051 | 52740.8142 | 157531.2106 | 0 | 49010.5951 | 136551.8415 | 49010.5951 | 146615.7912 | 0 | 40882.0204 | 114400.1713 | 40882.0204 | 122625.6534 | 0 | 1758.0271 | 1633.6865 | 1362.734 | 0.18897 | 0.18803 | 0.1871 | 0 | 798.8675 | 0 | 0 | 798.8675 | 0 | 0 | 742.3657 | 0 | 0 | 742.3657 | 0 | 0 | 619.2418 | 0 | 0 | 619.2418 | 0 | 0 | 0 | 0 | 5592.0723 | 5196.5597 | 4334.6925 | 0 | 0 | 0 | 0 | 0 | 0 | 5592.0723 | 5196.5597 | 4334.6925 | 0 | 0 | 0 | 798.8675 | 1541.2331 | 2160.4749 | 0 | 0 | 0 | 0 | 0 | 0 | 798.8675 | 1541.2331 | 2160.4749 | 0 | 0 | 0
| 132 | Residential | Low Income | Hot Water | Gas | 01-234 | 01-234.03 | Low Flow Fixtures | [01-234]_Residential_Hot Water_Thermostatic Restrictor Shower Valve_ADD_Gas_per unit | No Thermostatic Valve, not a low flow shower head | Thermostatic Valve, no low flow shower head | ENGINEER | 0 | 0.50947 | 0 | 0 | 0 | 4.5764 | 30 | 7 | 0.0021409 | 0.3584 | 0.3076 | 0.1726 | 0.1614 | 0.87 | 1 | Additions on Existing | 7.9731 | #NUM! | 0 | 3.7627 | 0 | 0 | 3.7627 | 0 | 28.5475 | 0 | 0 | 0 | 0.53752 | 64.3181 | 99.2201 | 30 | 69.2201 | 3.3073 | 0 | 28.8577 | 0 | 0 | 0 | 0.53752 | 64.3181 | 99.5923 | 30 | 69.5923 | 3.3197 | 0 | 29.2657 | 0 | 0 | 0 | 0.53752 | 64.3181 | 100.0819 | 30 | 70.0819 | 3.3361 | per unit | 0.08442 | 12970.3766 | 0.005 | 0 | 1792.8216 | 0 | 0 | 1792.8216 | 0 | 0 | 1666.0201 | 0 | 0 | 0 | 0 | 1389.705 | 0 | 0 | 0 | 0 | 0 | 0 | 1792.8216 | 3458.8417 | 4848.5467 | 0 | 0 | 0 | 0 | 0 | 0 | 1792.8216 | 3458.8417 | 4848.5467 | 0 | 0 | 0 | 0 | 1792.8216 | 0 | 0 | 1792.8216 | 0 | 0 | 1666.0201 | 0 | 0 | 0 | 0 | 1389.705 | 0 | 0 | 0 | 0 | 0 | 0 | 1792.8216 | 3458.8417 | 4848.5467 | 0 | 0 | 0 | 0 | 0 | 0 | 1792.8216 | 3458.8417 | 4848.5467 | 0 | 0 | 0 | 63341.4991 | 209491.5818 | 63341.4991 | 198106.3769 | 0 | 58861.5214 | 195405.0844 | 58861.5214 | 184343.6564 | 0 | 49099.1368 | 163797.8032 | 49099.1368 | 154128.65 | 0 | 2111.3833 | 1962.0507 | 1636.6379 | 0.16198 | 0.16117 | 0.16037 | 0 | 1075.693 | 0 | 0 | 1075.693 | 0 | 0 | 999.612 | 0 | 0 | 999.612 | 0 | 0 | 833.823 | 0 | 0 | 833.823 | 0 | 0 | 0 | 0 | 7529.8509 | 6997.2843 | 5836.7608 | 0 | 0 | 0 | 0 | 0 | 0 | 7529.8509 | 6997.2843 | 5836.7608 | 0 | 0 | 0 | 1075.693 | 2075.305 | 2909.128 | 0 | 0 | 0 | 0 | 0 | 0 | 1075.693 | 2075.305 | 2909.128 | 0 | 0 | 0 | 1 | 1 | 1 | 1 | 1 | 1 | 1 | 30 | 69.2201 | 3.3073 | 30 | 69.5923 | 3.3197 | 30 | 70.0819 | 3.3361 | 0 | 1792.8216 | 0 | 0 | 1792.8216 | 0 | 0 | 1666.0201 | 0 | 0 | 0 | 0 | 1389.705 | 0 | 0 | 0 | 0 | 0 | 0 | 1792.8216 | 3458.8417 | 4848.5467 | 0 | 0 | 0 | 0 | 0 | 0 | 1792.8216 | 3458.8417 | 4848.5467 | 0 | 0 | 0 | 63341.4991 | 209491.5818 | 63341.4991 | 198106.3769 | 0 | 58861.5214 | 195405.0844 | 58861.5214 | 184343.6564 | 0 | 49099.1368 | 163797.8032 | 49099.1368 | 154128.65 | 0 | 2111.3833 | 1962.0507 | 1636.6379 | 0.16198 | 0.16117 | 0.16037 | 0 | 1075.693 | 0 | 0 | 1075.693 | 0 | 0 | 999.612 | 0 | 0 | 999.612 | 0 | 0 | 833.823 | 0 | 0 | 833.823 | 0 | 0 | 0 | 0 | 7529.8509 | 6997.2843 | 5836.7608 | 0 | 0 | 0 | 0 | 0 | 0 | 7529.8509 | 6997.2843 | 5836.7608 | 0 | 0 | 0 | 1075.693 | 2075.305 | 2909.128 | 0 | 0 | 0 | 0 | 0 | 0 | 1075.693 | 2075.305 | 2909.128 | 0 | 0 | 0 | 30 | 69.2201 | 3.3073 | 30 | 69.5923 | 3.3197 | 30 | 70.0819 | 3.3361 | 0 | 1792.8216 | 0 | 0 | 1792.8216 | 0 | 0 | 1666.0201 | 0 | 0 | 0 | 0 | 1389.705 | 0 | 0 | 0 | 0 | 0 | 0 | 1792.8216 | 3458.8417 | 4848.5467 | 0 | 0 | 0 | 0 | 0 | 0 | 1792.8216 | 3458.8417 | 4848.5467 | 0 | 0 | 0 | 63341.4991 | 209491.5818 | 63341.4991 | 198106.3769 | 0 | 58861.5214 | 195405.0844 | 58861.5214 | 184343.6564 | 0 | 49099.1368 | 163797.8032 | 49099.1368 | 154128.65 | 0 | 2111.3833 | 1962.0507 | 1636.6379 | 0.16198 | 0.16117 | 0.16037 | 0 | 1075.693 | 0 | 0 | 1075.693 | 0 | 0 | 999.612 | 0 | 0 | 999.612 | 0 | 0 | 833.823 | 0 | 0 | 833.823 | 0 | 0 | 0 | 0 | 7529.8509 | 6997.2843 | 5836.7608 | 0 | 0 | 0 | 0 | 0 | 0 | 7529.8509 | 6997.2843 | 5836.7608 | 0 | 0 | 0 | 1075.693 | 2075.305 | 2909.128 | 0 | 0 | 0 | 0 | 0 | 0 | 1075.693 | 2075.305 | 2909.128 | 0 | 0 | 0
| 133 | Residential | Single Family | HVAC | Electric | 01-272 | 01-272.01 | Heat Pumps | [01-272]_Residential_HVAC_Air Source Heat Pump (ASHP)_NEEP_v3_ROB_Electric_per unit | HSPF of 7.1 | HSPF of 7.8 | ENGINEER | 959.1605 | 0 | 0 | 0 | 0.31062 | 0 | 1182.3258 | 18 | 0.0075 | 0.433 | 0.544 | 0.007 | 0.016 | 1 | 1 | Replace on Burnout | 17.6136 | 0.068482 | 17264.8899 | 0 | 0 | 0 | 67.1259 | 1054.409 | 0 | 0 | 0 | 861.9785 | 0 | 0 | 1916.3875 | 723.036 | 1193.3515 | 2.6505 | 1053.1856 | 0 | 0 | 0 | 858.6333 | 0 | 0 | 1911.8189 | 723.036 | 1188.783 | 2.6442 | 1055.8593 | 0 | 0 | 0 | 857.8726 | 0 | 0 | 1913.7319 | 723.036 | 1190.696 | 2.6468 | per unit | 0.017 | 7182.7186 | 0.03 | 0 | 0 | 0 | 0 | 0 | 0 | 0 | 0 | 0 | 0 | 0 | 0 | 0 | 0 | 0 | 0 | 0 | 0 | 0 | 0 | 0 | 0 | 0 | 0 | 0 | 0 | 0 | 0 | 0 | 0 | 0 | 0 | 0 | 0 | 0 | 0 | 0 | 0 | 0 | 0 | 0 | 0 | 0 | 0 | 0 | 0 | 0 | 0 | 0 | 0 | 0 | 0 | 0 | 0 | 0 | 0 | 0 | 0 | 0 | 0 | 0 | 0 | 0 | 0 | 0 | 0 | 0 | 0 | 34904.1219 | 92512.4423 | 34904.1219 | 102405.307 | 22171.9393 | 36362.5003 | 96148.0758 | 36362.5003 | 107761.7862 | 23098.3364 | 38145.2414 | 100962.8432 | 38145.2414 | 114860.4305 | 24230.7765 | 48.2744 | 50.2914 | 52.757 | 0.0065252 | 0.0063351 | 0.0061506 | 46302.8927 | 0 | 0 | 0 | 170.6314 | 0.11246 | 48237.5393 | 0 | 0 | 0 | 177.7608 | 0.11716 | 50602.4769 | 0 | 0 | 0 | 186.4758 | 0.1229 | 833452.0695 | 868275.7075 | 910844.5833 | 0 | 0 | 0 | 0 | 0 | 0 | 0 | 0 | 0 | 3071.3646 | 3199.6937 | 3356.5648 | 46302.8927 | 0.22962 | 145142.9089 | 0 | 0 | 0 | 0 | 0 | 0 | 0 | 0 | 0 | 170.6314 | 348.3921 | 534.8679 | 0.11246 | 0.22962 | 0.35252 | 1 | 1 | 1 | 1 | 1 | 1 | 1 | 886.7444 | 1029.6431 | 2.1611 | 886.7444 | 1025.0746 | 2.156 | 886.7444 | 1026.9876 | 2.1582 | 0 | 0 | 0 | 0 | 0 | 0 | 0 | 0 | 0 | 0 | 0 | 0 | 0 | 0 | 0 | 0 | 0 | 0 | 0 | 0 | 0 | 0 | 0 | 0 | 0 | 0 | 0 | 0 | 0 | 0 | 0 | 0 | 0 | 0 | 96415.993 | 208369.412 | 96415.993 | 230651.5003 | 32138.6643 | 99680.2213 | 214910.3398 | 99680.2213 | 240869.3245 | 33226.7404 | 103281.9692 | 222898.5136 | 103281.9692 | 253580.6087 | 34427.3231 | 108.7303 | 112.4115 | 116.4732 | 0.014697 | 0.014269 | 0.013853 | 104289.8263 | 0 | 0 | 0 | 384.3197 | 0.2533 | 107820.6285 | 0 | 0 | 0 | 397.3311 | 0.26188 | 111716.5139 | 0 | 0 | 0 | 411.6879 | 0.27134 | 1877216.8727 | 1940771.3122 | 2010897.2499 | 0 | 0 | 0 | 0 | 0 | 0 | 0 | 0 | 0 | 6917.7554 | 7151.9606 | 7410.3826 | 104289.8263 | 0.51517 | 323826.9686 | 0 | 0 | 0 | 0 | 0 | 0 | 0 | 0 | 0 | 384.3197 | 781.6509 | 1193.3388 | 0.2533 | 0.51517 | 0.78651 | 1182.3258 | 734.0617 | 1.6209 | 1182.3258 | 729.4931 | 1.617 | 1182.3258 | 731.4061 | 1.6186 | 0 | 0 | 0 | 0 | 0 | 0 | 0 | 0 | 0 | 0 | 0 | 0 | 0 | 0 | 0 | 0 | 0 | 0 | 0 | 0 | 0 | 0 | 0 | 0 | 0 | 0 | 0 | 0 | 0 | 0 | 0 | 0 | 0 | 0 | 188514.724 | 305556.4304 | 188514.724 | 338231.2615 | 0 | 194170.1658 | 313972.8406 | 194170.1658 | 351897.5686 | 0 | 199995.2707 | 323715.6176 | 199995.2707 | 368275.2389 | 0 | 159.444 | 164.2273 | 169.1541 | 0.021552 | 0.020924 | 0.020315 | 152932.3653 | 0 | 0 | 0 | 563.573 | 0.37144 | 157520.3363 | 0 | 0 | 0 | 580.4802 | 0.38259 | 162245.9464 | 0 | 0 | 0 | 597.8946 | 0.39406 | 2752782.576 | 2835366.0533 | 2920427.0349 | 0 | 0 | 0 | 0 | 0 | 0 | 0 | 0 | 0 | 10144.3135 | 10448.6429 | 10762.1022 | 152932.3653 | 0.75403 | 472698.648 | 0 | 0 | 0 | 0 | 0 | 0 | 0 | 0 | 0 | 563.573 | 1144.0531 | 1741.9477 | 0.37144 | 0.75403 | 1.1481
| 134 | Residential | Multi-Family | HVAC | Electric | 01-272 | 01-272.02 | Heat Pumps | [01-272]_Residential_HVAC_Air Source Heat Pump (ASHP)_NEEP_v3_ROB_Electric_per unit | HSPF of 7.1 | HSPF of 7.8 | ENGINEER | 876.7542 | 0 | 0 | 0 | 0.28393 | 0 | 1182.3258 | 18 | 0.0075 | 0.433 | 0.544 | 0.007 | 0.016 | 1 | 1 | Replace on Burnout | 19.2691 | 0.074918 | 15781.5761 | 0 | 0 | 0 | 61.3588 | 963.8194 | 0 | 0 | 0 | 787.9216 | 0 | 0 | 1751.741 | 723.036 | 1028.705 | 2.4228 | 962.7011 | 0 | 0 | 0 | 784.8638 | 0 | 0 | 1747.5649 | 723.036 | 1024.529 | 2.417 | 965.1451 | 0 | 0 | 0 | 784.1685 | 0 | 0 | 1749.3136 | 723.036 | 1026.2776 | 2.4194 | per unit | 0.0105 | 672.1795 | 0.03 | 0 | 0 | 0 | 0 | 0 | 0 | 0 | 0 | 0 | 0 | 0 | 0 | 0 | 0 | 0 | 0 | 0 | 0 | 0 | 0 | 0 | 0 | 0 | 0 | 0 | 0 | 0 | 0 | 0 | 0 | 0 | 0 | 0 | 0 | 0 | 0 | 0 | 0 | 0 | 0 | 0 | 0 | 0 | 0 | 0 | 0 | 0 | 0 | 0 | 0 | 0 | 0 | 0 | 0 | 0 | 0 | 0 | 0 | 0 | 0 | 0 | 0 | 0 | 0 | 0 | 0 | 0 | 0 | 1416.7156 | 3432.3588 | 1416.7156 | 3799.3998 | 899.9319 | 1486.0267 | 3591.6998 | 1486.0267 | 4025.5406 | 943.96 | 1574.2976 | 3808.8563 | 1574.2976 | 4333.1474 | 1000.0318 | 1.9594 | 2.0553 | 2.1773 | 0.0028301 | 0.0027477 | 0.0026676 | 1717.911 | 0 | 0 | 0 | 6.3307 | 0.0041725 | 1801.9576 | 0 | 0 | 0 | 6.6404 | 0.0043766 | 1908.995 | 0 | 0 | 0 | 7.0349 | 0.0046366 | 30922.3979 | 32435.2374 | 34361.9104 | 0 | 0 | 0 | 0 | 0 | 0 | 0 | 0 | 0 | 113.9525 | 119.5275 | 126.6275 | 1717.911 | 0.0085491 | 5428.8637 | 0 | 0 | 0 | 0 | 0 | 0 | 0 | 0 | 0 | 6.3307 | 12.9711 | 20.006 | 0.0041725 | 0.0085491 | 0.013186 | 1 | 1 | 1 | 1 | 1 | 1 | 1 | 886.7444 | 864.9966 | 1.9755 | 886.7444 | 860.8206 | 1.9708 | 886.7444 | 862.5692 | 1.9727 | 0 | 0 | 0 | 0 | 0 | 0 | 0 | 0 | 0 | 0 | 0 | 0 | 0 | 0 | 0 | 0 | 0 | 0 | 0 | 0 | 0 | 0 | 0 | 0 | 0 | 0 | 0 | 0 | 0 | 0 | 0 | 0 | 0 | 0 | 5660.9 | 11182.9641 | 5660.9 | 12378.82 | 1886.9667 | 5878.3409 | 11584.8295 | 5878.3409 | 12984.1591 | 1959.447 | 6133.1336 | 12099.0606 | 6133.1336 | 13764.5025 | 2044.3779 | 6.3839 | 6.6291 | 6.9165 | 0.0092207 | 0.0089521 | 0.0086914 | 5597.1237 | 0 | 0 | 0 | 20.626 | 0.013594 | 5812.1149 | 0 | 0 | 0 | 21.4183 | 0.014116 | 6064.0372 | 0 | 0 | 0 | 22.3467 | 0.014728 | 100748.227 | 104618.0689 | 109152.6691 | 0 | 0 | 0 | 0 | 0 | 0 | 0 | 0 | 0 | 371.2686 | 385.5294 | 402.2399 | 5597.1237 | 0.027711 | 17473.2758 | 0 | 0 | 0 | 0 | 0 | 0 | 0 | 0 | 0 | 20.626 | 42.0443 | 64.391 | 0.013594 | 0.027711 | 0.042439 | 1182.3258 | 569.4152 | 1.4816 | 1182.3258 | 565.2391 | 1.4781 | 1182.3258 | 566.9877 | 1.4796 | 0 | 0 | 0 | 0 | 0 | 0 | 0 | 0 | 0 | 0 | 0 | 0 | 0 | 0 | 0 | 0 | 0 | 0 | 0 | 0 | 0 | 0 | 0 | 0 | 0 | 0 | 0 | 0 | 0 | 0 | 0 | 0 | 0 | 0 | 16506.2913 | 24455.8194 | 16506.2913 | 27071.0148 | 0 | 17001.4801 | 25129.4436 | 17001.4801 | 28164.825 | 0 | 17511.5245 | 25909.2262 | 17511.5245 | 29475.6446 | 0 | 13.9609 | 14.3797 | 14.8111 | 0.020165 | 0.019577 | 0.019007 | 12240.2474 | 0 | 0 | 0 | 45.1067 | 0.029729 | 12607.4548 | 0 | 0 | 0 | 46.4599 | 0.030621 | 12985.6785 | 0 | 0 | 0 | 47.8537 | 0.03154 | 220324.4536 | 226934.1872 | 233742.2128 | 0 | 0 | 0 | 0 | 0 | 0 | 0 | 0 | 0 | 811.9204 | 836.278 | 861.3663 | 12240.2474 | 0.06035 | 37833.3807 | 0 | 0 | 0 | 0 | 0 | 0 | 0 | 0 | 0 | 45.1067 | 91.5666 | 139.4203 | 0.029729 | 0.06035 | 0.09189
| 135 | Residential | Low Income | HVAC | Electric | 01-272 | 01-272.03 | Heat Pumps | [01-272]_Residential_HVAC_Air Source Heat Pump (ASHP)_NEEP_v3_ROB_Electric_per unit | HSPF of 7.1 | HSPF of 7.8 | ENGINEER | 827.1266 | 0 | 0 | 0 | 0.26786 | 0 | 1182.3258 | 18 | 0.0075 | 0.433 | 0.544 | 0.007 | 0.016 | 1 | 1 | Replace on Burnout | 20.4252 | 0.079413 | 14888.2794 | 0 | 0 | 0 | 57.8856 | 909.2636 | 0 | 0 | 0 | 743.3223 | 0 | 0 | 1983.103 | 1182.3258 | 800.7772 | 1.6773 | 908.2086 | 0 | 0 | 0 | 740.4375 | 0 | 0 | 1978.3754 | 1182.3258 | 796.0496 | 1.6733 | 910.5143 | 0 | 0 | 0 | 739.7816 | 0 | 0 | 1980.355 | 1182.3258 | 798.0292 | 1.675 | per unit | 0 | 0 | 0.03 | 0 | 0 | 0 | 0 | 0 | 0 | 0 | 0 | 0 | 0 | 0 | 0 | 0 | 0 | 0 | 0 | 0 | 0 | 0 | 0 | 0 | 0 | 0 | 0 | 0 | 0 | 0 | 0 | 0 | 0 | 0 | 0 | 0 | 0 | 0 | 0 | 0 | 0 | 0 | 0 | 0 | 0 | 0 | 0 | 0 | 0 | 0 | 0 | 0 | 0 | 0 | 0 | 0 | 0 | 0 | 0 | 0 | 0 | 0 | 0 | 0 | 0 | 0 | 0 | 0 | 0 | 0 | 0 | 0 | 0 | 0 | 0 | 0 | 0 | 0 | 0 | 0 | 0 | 0 | 0 | 0 | 0 | 0 | 0 | 0 | 0 | #NUM! | #NUM! | #NUM! | 0 | 0 | 0 | 0 | 0 | 0 | 0 | 0 | 0 | 0 | 0 | 0 | 0 | 0 | 0 | 0 | 0 | 0 | 0 | 0 | 0 | 0 | 0 | 0 | 0 | 0 | 0 | 0 | 0 | 0 | 0 | 0 | 0 | 0 | 0 | 0 | 0 | 0 | 0 | 0 | 0 | 0 | 0 | 0 | 0 | 0 | 0 | 0 | 0 | 0 | 0 | 1 | 1 | 1 | 1 | 1 | 1 | 1 | 1182.3258 | 800.7772 | 1.6773 | 1182.3258 | 796.0496 | 1.6733 | 1182.3258 | 798.0292 | 1.675 | 0 | 0 | 0 | 0 | 0 | 0 | 0 | 0 | 0 | 0 | 0 | 0 | 0 | 0 | 0 | 0 | 0 | 0 | 0 | 0 | 0 | 0 | 0 | 0 | 0 | 0 | 0 | 0 | 0 | 0 | 0 | 0 | 0 | 0 | 0 | 0 | 0 | 0 | 0 | 0 | 0 | 0 | 0 | 0 | 0 | 0 | 0 | 0 | 0 | 0 | 0 | 0 | #NUM! | #NUM! | #NUM! | 0 | 0 | 0 | 0 | 0 | 0 | 0 | 0 | 0 | 0 | 0 | 0 | 0 | 0 | 0 | 0 | 0 | 0 | 0 | 0 | 0 | 0 | 0 | 0 | 0 | 0 | 0 | 0 | 0 | 0 | 0 | 0 | 0 | 0 | 0 | 0 | 0 | 0 | 0 | 0 | 0 | 0 | 0 | 0 | 0 | 0 | 0 | 0 | 0 | 0 | 0 | 1182.3258 | 800.7772 | 1.6773 | 1182.3258 | 796.0496 | 1.6733 | 1182.3258 | 798.0292 | 1.675 | 0 | 0 | 0 | 0 | 0 | 0 | 0 | 0 | 0 | 0 | 0 | 0 | 0 | 0 | 0 | 0 | 0 | 0 | 0 | 0 | 0 | 0 | 0 | 0 | 0 | 0 | 0 | 0 | 0 | 0 | 0 | 0 | 0 | 0 | 0 | 0 | 0 | 0 | 0 | 0 | 0 | 0 | 0 | 0 | 0 | 0 | 0 | 0 | 0 | 0 | 0 | 0 | #NUM! | #NUM! | #NUM! | 0 | 0 | 0 | 0 | 0 | 0 | 0 | 0 | 0 | 0 | 0 | 0 | 0 | 0 | 0 | 0 | 0 | 0 | 0 | 0 | 0 | 0 | 0 | 0 | 0 | 0 | 0 | 0 | 0 | 0 | 0 | 0 | 0 | 0 | 0 | 0 | 0 | 0 | 0 | 0 | 0 | 0 | 0 | 0 | 0 | 0 | 0 | 0 | 0 | 0 | 0
| 136 | Residential | Single Family | HVAC | Electric | 01-275 | 01-275.01 | Heat Pumps | [01-275]_Residential_HVAC_Air Source Heat Pump (ASHP)_NEEP_v4_ROB_Electric_per unit | HSPF region V of 7.1 | HSPF region V of 9.6 | ENGINEER | 2699.339 | 0 | 0 | 0 | 0.74548 | 0 | 3546.9775 | 18 | 0.0075 | 0.433 | 0.544 | 0.007 | 0.016 | 1 | 1 | Replace on Burnout | 18.776 | 0.073001 | 48588.1015 | 0 | 0 | 0 | 188.9105 | 2967.394 | 0 | 0 | 0 | 2068.7485 | 0 | 0 | 5036.1424 | 2169.1079 | 2867.0346 | 2.3218 | 2963.9512 | 0 | 0 | 0 | 2060.7199 | 0 | 0 | 5024.6711 | 2169.1079 | 2855.5632 | 2.3165 | 2971.4757 | 0 | 0 | 0 | 2058.8943 | 0 | 0 | 5030.3699 | 2169.1079 | 2861.262 | 2.3191 | per unit | 0.017 | 7182.7186 | 0.03 | 1109458.3373 | 0 | 0 | 0 | 4088.4788 | 2.298 | 1142742.0874 | 0 | 0 | 0 | 2.3669 | 1177024.35 | 0 | 0 | 0 | 2.4379 | 1109458.3373 | 2252200.4247 | 3429224.7747 | 0 | 0 | 0 | 0 | 0 | 0 | 0 | 0 | 0 | 4088.4788 | 8299.6119 | 12637.0791 | 2.298 | 4.6649 | 7.1029 | 1109458.3373 | 0 | 0 | 0 | 4088.4788 | 2.298 | 1142742.0874 | 0 | 0 | 0 | 2.3669 | 1177024.35 | 0 | 0 | 0 | 2.4379 | 1109458.3373 | 4.6649 | 3429224.7747 | 0 | 0 | 0 | 0 | 0 | 0 | 0 | 0 | 0 | 4088.4788 | 8299.6119 | 12637.0791 | 2.298 | 4.6649 | 7.1029 | 43728.4815 | 101526.9282 | 43728.4815 | 120352.4694 | 27777.3852 | 45810.8005 | 106119.2972 | 45810.8005 | 127357.2833 | 29100.1244 | 48457.0339 | 112376.5244 | 48457.0339 | 136877.4046 | 30781.0756 | 20.1597 | 21.1197 | 22.3396 | 0.0027249 | 0.0026456 | 0.0025685 | 54417.7606 | 0 | 0 | 0 | 200.5356 | 0.11271 | 57009.0955 | 0 | 0 | 0 | 210.0849 | 0.11808 | 60302.1917 | 0 | 0 | 0 | 222.2204 | 0.1249 | 979519.6908 | 1026163.719 | 1085439.4502 | 0 | 0 | 0 | 0 | 0 | 0 | 0 | 0 | 0 | 3609.6403 | 3781.5287 | 3999.9665 | 54417.7606 | 0.2308 | 171729.0478 | 0 | 0 | 0 | 0 | 0 | 0 | 0 | 0 | 0 | 200.5356 | 410.6205 | 632.8409 | 0.11271 | 0.2308 | 0.3557 | 1 | 1 | 1 | 1 | 1 | 1 | 1 | 2660.2331 | 2375.9093 | 1.8931 | 2660.2331 | 2364.438 | 1.8888 | 2660.2331 | 2370.1368 | 1.891 | 1109458.3373 | 0 | 0 | 0 | 4088.4788 | 2.298 | 1142742.0874 | 0 | 0 | 0 | 2.3669 | 1177024.35 | 0 | 0 | 0 | 2.4379 | 1109458.3373 | 4.6649 | 3429224.7747 | 0 | 0 | 0 | 0 | 0 | 0 | 0 | 0 | 0 | 4088.4788 | 8299.6119 | 12637.0791 | 2.298 | 4.6649 | 7.1029 | 174668.5394 | 330668.6307 | 174668.5394 | 391982.5702 | 58222.8465 | 181375.3172 | 342583.2516 | 181375.3172 | 411145.507 | 60458.4391 | 189227.3866 | 357819.6763 | 189227.3866 | 435833.2745 | 63075.7955 | 65.6591 | 68.1802 | 71.1319 | 0.008875 | 0.0086165 | 0.0083655 | 177236.1944 | 0 | 0 | 0 | 653.1353 | 0.3671 | 184041.5629 | 0 | 0 | 0 | 678.2139 | 0.3812 | 192009.059 | 0 | 0 | 0 | 707.575 | 0.3977 | 3190251.4999 | 3312748.1328 | 3456163.0627 | 0 | 0 | 0 | 0 | 0 | 0 | 0 | 0 | 0 | 11756.4357 | 12207.8495 | 12736.3497 | 177236.1944 | 0.74831 | 553286.8164 | 0 | 0 | 0 | 0 | 0 | 0 | 0 | 0 | 0 | 653.1353 | 1331.3492 | 2038.9242 | 0.3671 | 0.74831 | 1.146 | 3546.9775 | 1489.1649 | 1.4198 | 3546.9775 | 1477.6936 | 1.4166 | 3546.9775 | 1483.3924 | 1.4182 | 1109458.3373 | 0 | 0 | 0 | 4088.4788 | 2.298 | 1142742.0874 | 0 | 0 | 0 | 2.3669 | 1177024.35 | 0 | 0 | 0 | 2.4379 | 1109458.3373 | 4.6649 | 3429224.7747 | 0 | 0 | 0 | 0 | 0 | 0 | 0 | 0 | 0 | 4088.4788 | 8299.6119 | 12637.0791 | 2.298 | 4.6649 | 7.1029 | 527841.2273 | 749450.3725 | 527841.2273 | 888416.5477 | 0 | 543676.4641 | 770175.5694 | 543676.4641 | 924313.2099 | 0 | 559986.7581 | 794180.5522 | 559986.7581 | 967331.6856 | 0 | 148.8144 | 153.2788 | 157.8772 | 0.020115 | 0.019529 | 0.01896 | 401700.4325 | 0 | 0 | 0 | 1480.3113 | 0.83203 | 413751.4454 | 0 | 0 | 0 | 1524.7206 | 0.85699 | 426163.9888 | 0 | 0 | 0 | 1570.4622 | 0.8827 | 7230607.7844 | 7447526.018 | 7670951.7985 | 0 | 0 | 0 | 0 | 0 | 0 | 0 | 0 | 0 | 26645.6031 | 27444.9712 | 28268.3203 | 401700.4325 | 1.689 | 1241615.8667 | 0 | 0 | 0 | 0 | 0 | 0 | 0 | 0 | 0 | 1480.3113 | 3005.0319 | 4575.4941 | 0.83203 | 1.689 | 2.5717
| 137 | Residential | Multi-Family | HVAC | Electric | 01-275 | 01-275.02 | Heat Pumps | [01-275]_Residential_HVAC_Air Source Heat Pump (ASHP)_NEEP_v4_ROB_Electric_per unit | HSPF region V of 7.1 | HSPF region V of 9.6 | ENGINEER | 2467.4251 | 0 | 0 | 0 | 0.68143 | 0 | 3546.9775 | 18 | 0.0075 | 0.433 | 0.544 | 0.007 | 0.016 | 1 | 1 | Replace on Burnout | 20.5407 | 0.079862 | 44413.6527 | 0 | 0 | 0 | 172.6803 | 2712.4502 | 0 | 0 | 0 | 1891.0119 | 0 | 0 | 4603.4621 | 2169.1079 | 2434.3542 | 2.1223 | 2709.3032 | 0 | 0 | 0 | 1883.6731 | 0 | 0 | 4592.9763 | 2169.1079 | 2423.8684 | 2.1174 | 2716.1812 | 0 | 0 | 0 | 1882.0043 | 0 | 0 | 4598.1855 | 2169.1079 | 2429.0776 | 2.1199 | per unit | 0.0105 | 672.1795 | 0.03 | 94906.0727 | 0 | 0 | 0 | 349.7396 | 0.19658 | 97753.2548 | 0 | 0 | 0 | 0.20247 | 100685.8525 | 0 | 0 | 0 | 0.20855 | 94906.0727 | 192659.3275 | 293345.18 | 0 | 0 | 0 | 0 | 0 | 0 | 0 | 0 | 0 | 349.7396 | 709.9713 | 1081.01 | 0.19658 | 0.39905 | 0.6076 | 94906.0727 | 0 | 0 | 0 | 349.7396 | 0.19658 | 97753.2548 | 0 | 0 | 0 | 0.20247 | 100685.8525 | 0 | 0 | 0 | 0.20855 | 94906.0727 | 0.39905 | 293345.18 | 0 | 0 | 0 | 0 | 0 | 0 | 0 | 0 | 0 | 349.7396 | 709.9713 | 1081.01 | 0.19658 | 0.39905 | 0.6076 | 1278.1782 | 2712.6566 | 1278.1782 | 3215.6486 | 811.9296 | 1344.5947 | 2847.1112 | 1344.5947 | 3416.9125 | 854.1189 | 1431.5784 | 3034.7329 | 1431.5784 | 3696.3802 | 909.3731 | 0.58926 | 0.61988 | 0.65998 | 0.00085111 | 0.00082632 | 0.00080226 | 1453.966 | 0 | 0 | 0 | 5.358 | 0.0030116 | 1529.5167 | 0 | 0 | 0 | 5.6364 | 0.003168 | 1628.4633 | 0 | 0 | 0 | 6.0011 | 0.003373 | 26171.3872 | 27531.3002 | 29312.3394 | 0 | 0 | 0 | 0 | 0 | 0 | 0 | 0 | 0 | 96.4445 | 101.4559 | 108.0193 | 1453.966 | 0.0061796 | 4611.9459 | 0 | 0 | 0 | 0 | 0 | 0 | 0 | 0 | 0 | 5.358 | 10.9945 | 16.9955 | 0.0030116 | 0.0061796 | 0.0095526 | 1 | 1 | 1 | 1 | 1 | 1 | 1 | 2660.2331 | 1943.2289 | 1.7305 | 2660.2331 | 1932.7431 | 1.7265 | 2660.2331 | 1937.9524 | 1.7285 | 94906.0727 | 0 | 0 | 0 | 349.7396 | 0.19658 | 97753.2548 | 0 | 0 | 0 | 0.20247 | 100685.8525 | 0 | 0 | 0 | 0.20855 | 94906.0727 | 0.39905 | 293345.18 | 0 | 0 | 0 | 0 | 0 | 0 | 0 | 0 | 0 | 349.7396 | 709.9713 | 1081.01 | 0.19658 | 0.39905 | 0.6076 | 8572.5846 | 14834.6277 | 8572.5846 | 17585.3254 | 2857.5282 | 8950.216 | 15452.8298 | 8950.216 | 18545.4528 | 2983.4053 | 9418.0976 | 16279.0845 | 9418.0976 | 19828.3302 | 3139.3659 | 3.2225 | 3.3644 | 3.5403 | 0.0046545 | 0.0045189 | 0.0043873 | 7951.2621 | 0 | 0 | 0 | 29.3013 | 0.016469 | 8301.5236 | 0 | 0 | 0 | 30.592 | 0.017195 | 8735.4942 | 0 | 0 | 0 | 32.1913 | 0.018094 | 143122.7181 | 149427.4244 | 157238.8948 | 0 | 0 | 0 | 0 | 0 | 0 | 0 | 0 | 0 | 527.4233 | 550.6569 | 579.443 | 7951.2621 | 0.033664 | 24988.2798 | 0 | 0 | 0 | 0 | 0 | 0 | 0 | 0 | 0 | 29.3013 | 59.8933 | 92.0846 | 0.016469 | 0.033664 | 0.051758 | 3546.9775 | 1056.4845 | 1.2979 | 3546.9775 | 1045.9988 | 1.2949 | 3546.9775 | 1051.208 | 1.2964 | 94906.0727 | 0 | 0 | 0 | 349.7396 | 0.19658 | 97753.2548 | 0 | 0 | 0 | 0.20247 | 100685.8525 | 0 | 0 | 0 | 0.20855 | 94906.0727 | 0.39905 | 293345.18 | 0 | 0 | 0 | 0 | 0 | 0 | 0 | 0 | 0 | 349.7396 | 709.9713 | 1081.01 | 0.19658 | 0.39905 | 0.6076 | 45981.8115 | 59677.7184 | 45981.8115 | 70743.4068 | 0 | 47361.2659 | 61328.0378 | 47361.2659 | 73601.8094 | 0 | 48782.1039 | 63239.522 | 48782.1039 | 77027.3123 | 0 | 12.9637 | 13.3526 | 13.7531 | 0.018724 | 0.018179 | 0.017649 | 31986.8615 | 0 | 0 | 0 | 117.8752 | 0.066254 | 32946.4674 | 0 | 0 | 0 | 121.4114 | 0.068241 | 33934.8614 | 0 | 0 | 0 | 125.0538 | 0.070288 | 575763.5075 | 593036.4127 | 610827.5051 | 0 | 0 | 0 | 0 | 0 | 0 | 0 | 0 | 0 | 2121.7533 | 2185.4059 | 2250.9681 | 31986.8615 | 0.13449 | 98868.1903 | 0 | 0 | 0 | 0 | 0 | 0 | 0 | 0 | 0 | 117.8752 | 239.2866 | 364.3404 | 0.066254 | 0.13449 | 0.20478
| 138 | Residential | Low Income | HVAC | Electric | 01-275 | 01-275.03 | Heat Pumps | [01-275]_Residential_HVAC_Air Source Heat Pump (ASHP)_NEEP_v4_ROB_Electric_per unit | HSPF region V of 7.1 | HSPF region V of 9.6 | ENGINEER | 2327.7596 | 0 | 0 | 0 | 0.64286 | 0 | 3546.9775 | 18 | 0.0075 | 0.433 | 0.544 | 0.007 | 0.016 | 1 | 1 | Replace on Burnout | 21.7732 | 0.084654 | 41899.6723 | 0 | 0 | 0 | 162.9059 | 2558.9153 | 0 | 0 | 0 | 1783.9734 | 0 | 0 | 5211.4665 | 3546.9775 | 1664.489 | 1.4693 | 2555.9464 | 0 | 0 | 0 | 1777.0501 | 0 | 0 | 5199.5958 | 3546.9775 | 1652.6183 | 1.4659 | 2562.4351 | 0 | 0 | 0 | 1775.4757 | 0 | 0 | 5205.493 | 3546.9775 | 1658.5155 | 1.4676 | per unit | 0 | 0 | 0.03 | 0 | 0 | 0 | 0 | 0 | 0 | 0 | 0 | 0 | 0 | 0 | 0 | 0 | 0 | 0 | 0 | 0 | 0 | 0 | 0 | 0 | 0 | 0 | 0 | 0 | 0 | 0 | 0 | 0 | 0 | 0 | 0 | 0 | 0 | 0 | 0 | 0 | 0 | 0 | 0 | 0 | 0 | 0 | 0 | 0 | 0 | 0 | 0 | 0 | 0 | 0 | 0 | 0 | 0 | 0 | 0 | 0 | 0 | 0 | 0 | 0 | 0 | 0 | 0 | 0 | 0 | 0 | 0 | 0 | 0 | 0 | 0 | 0 | 0 | 0 | 0 | 0 | 0 | 0 | 0 | 0 | 0 | 0 | 0 | 0 | 0 | #NUM! | #NUM! | #NUM! | 0 | 0 | 0 | 0 | 0 | 0 | 0 | 0 | 0 | 0 | 0 | 0 | 0 | 0 | 0 | 0 | 0 | 0 | 0 | 0 | 0 | 0 | 0 | 0 | 0 | 0 | 0 | 0 | 0 | 0 | 0 | 0 | 0 | 0 | 0 | 0 | 0 | 0 | 0 | 0 | 0 | 0 | 0 | 0 | 0 | 0 | 0 | 0 | 0 | 0 | 0 | 1 | 1 | 1 | 1 | 1 | 1 | 1 | 3546.9775 | 1664.489 | 1.4693 | 3546.9775 | 1652.6183 | 1.4659 | 3546.9775 | 1658.5155 | 1.4676 | 0 | 0 | 0 | 0 | 0 | 0 | 0 | 0 | 0 | 0 | 0 | 0 | 0 | 0 | 0 | 0 | 0 | 0 | 0 | 0 | 0 | 0 | 0 | 0 | 0 | 0 | 0 | 0 | 0 | 0 | 0 | 0 | 0 | 0 | 0 | 0 | 0 | 0 | 0 | 0 | 0 | 0 | 0 | 0 | 0 | 0 | 0 | 0 | 0 | 0 | 0 | 0 | #NUM! | #NUM! | #NUM! | 0 | 0 | 0 | 0 | 0 | 0 | 0 | 0 | 0 | 0 | 0 | 0 | 0 | 0 | 0 | 0 | 0 | 0 | 0 | 0 | 0 | 0 | 0 | 0 | 0 | 0 | 0 | 0 | 0 | 0 | 0 | 0 | 0 | 0 | 0 | 0 | 0 | 0 | 0 | 0 | 0 | 0 | 0 | 0 | 0 | 0 | 0 | 0 | 0 | 0 | 0 | 3546.9775 | 1664.489 | 1.4693 | 3546.9775 | 1652.6183 | 1.4659 | 3546.9775 | 1658.5155 | 1.4676 | 0 | 0 | 0 | 0 | 0 | 0 | 0 | 0 | 0 | 0 | 0 | 0 | 0 | 0 | 0 | 0 | 0 | 0 | 0 | 0 | 0 | 0 | 0 | 0 | 0 | 0 | 0 | 0 | 0 | 0 | 0 | 0 | 0 | 0 | 0 | 0 | 0 | 0 | 0 | 0 | 0 | 0 | 0 | 0 | 0 | 0 | 0 | 0 | 0 | 0 | 0 | 0 | #NUM! | #NUM! | #NUM! | 0 | 0 | 0 | 0 | 0 | 0 | 0 | 0 | 0 | 0 | 0 | 0 | 0 | 0 | 0 | 0 | 0 | 0 | 0 | 0 | 0 | 0 | 0 | 0 | 0 | 0 | 0 | 0 | 0 | 0 | 0 | 0 | 0 | 0 | 0 | 0 | 0 | 0 | 0 | 0 | 0 | 0 | 0 | 0 | 0 | 0 | 0 | 0 | 0 | 0 | 0
| 139 | Residential | Single Family | HVAC | Electric | 01-055 | 01-055.01 | Heat Pumps | [01-055]_Residential_HVAC_Air Source Heat Pump (ASHP) Tune Up_ROB_Electric_per unit | Not tuned up unit | Tuned up unit | ENGINEER | 283.0324 | 0 | 0 | 0 | 0.18637 | 0 | 175 | 5 | 0.0075 | 0.433 | 0.544 | 0.007 | 0.016 | 1 | 1 | Replace on Burnout | 31.8058 | 0.12366 | 1415.1618 | 0 | 0 | 0 | 5.5021 | 109.5205 | 0 | 0 | 0 | 165.8642 | 0 | 0 | 275.3847 | 107.019 | 168.3657 | 2.5732 | 108.7059 | 0 | 0 | 0 | 164.121 | 0 | 0 | 272.8269 | 107.019 | 165.8079 | 2.5493 | 109.6211 | 0 | 0 | 0 | 165.0728 | 0 | 0 | 274.694 | 107.019 | 167.675 | 2.5668 | per unit | 0.017 | 7182.7186 | 0.03 | 387764.8175 | 0 | 0 | 0 | 1428.957 | 1.915 | 399397.762 | 0 | 0 | 0 | 1.9724 | 411379.6949 | 0 | 0 | 0 | 2.0316 | 387764.8175 | 787162.5796 | 1198542.2745 | 0 | 0 | 0 | 0 | 0 | 0 | 0 | 0 | 0 | 1428.957 | 2900.7827 | 4416.7631 | 1.915 | 3.8874 | 5.9191 | 387764.8175 | 0 | 0 | 0 | 1428.957 | 1.915 | 399397.762 | 0 | 0 | 0 | 1.9724 | 411379.6949 | 0 | 0 | 0 | 2.0316 | 387764.8175 | 3.8874 | 1198542.2745 | 0 | 0 | 0 | 0 | 0 | 0 | 0 | 0 | 0 | 1428.957 | 2900.7827 | 4416.7631 | 1.915 | 3.8874 | 5.9191 | 68826.6451 | 177106.9598 | 68826.6451 | 131786.4002 | 43720.3435 | 70679.0152 | 180184.2694 | 70679.0152 | 134429.0326 | 44897.0136 | 73029.0716 | 187449.427 | 73029.0716 | 139856.1555 | 46389.8261 | 643.1256 | 660.4345 | 682.3937 | 0.08693 | 0.084398 | 0.08194 | 182025.3666 | 0 | 0 | 0 | 670.784 | 0.89894 | 186924.3174 | 0 | 0 | 0 | 688.8371 | 0.92313 | 193139.4959 | 0 | 0 | 0 | 711.7408 | 0.95383 | 910126.8331 | 934621.5871 | 965697.4797 | 0 | 0 | 0 | 0 | 0 | 0 | 0 | 0 | 0 | 3353.9198 | 3444.1857 | 3558.7038 | 182025.3666 | 1.8221 | 562089.18 | 0 | 0 | 0 | 0 | 0 | 0 | 0 | 0 | 0 | 670.784 | 1359.6211 | 2071.3619 | 0.89894 | 1.8221 | 2.7759 | 1 | 1 | 1 | 1 | 1 | 1 | 1 | 131.25 | 144.1347 | 2.0982 | 131.25 | 141.5769 | 2.0787 | 131.25 | 143.444 | 2.0929 | 387764.8175 | 0 | 0 | 0 | 1428.957 | 1.915 | 399397.762 | 0 | 0 | 0 | 1.9724 | 411379.6949 | 0 | 0 | 0 | 2.0316 | 387764.8175 | 3.8874 | 1198542.2745 | 0 | 0 | 0 | 0 | 0 | 0 | 0 | 0 | 0 | 1428.957 | 2900.7827 | 4416.7631 | 1.915 | 3.8874 | 5.9191 | 115868.1545 | 243110.9809 | 115868.1545 | 180900.4065 | 38622.7182 | 119178.97 | 247735.0578 | 119178.97 | 184826.2574 | 39726.3233 | 122929.8122 | 257280.5846 | 122929.8122 | 191957.2335 | 40976.6041 | 882.805 | 908.0302 | 936.6081 | 0.11933 | 0.11585 | 0.11248 | 249862.3739 | 0 | 0 | 0 | 920.771 | 1.234 | 257001.9387 | 0 | 0 | 0 | 947.0811 | 1.2692 | 265090.3937 | 0 | 0 | 0 | 976.8879 | 1.3092 | 1249311.8695 | 1285009.6937 | 1325451.9686 | 0 | 0 | 0 | 0 | 0 | 0 | 0 | 0 | 0 | 4603.8548 | 4735.4053 | 4884.4396 | 249862.3739 | 2.5032 | 771954.7064 | 0 | 0 | 0 | 0 | 0 | 0 | 0 | 0 | 0 | 920.771 | 1867.852 | 2844.7399 | 1.234 | 2.5032 | 3.8123 | 175 | 100.3847 | 1.5736 | 175 | 97.8269 | 1.559 | 175 | 99.694 | 1.5697 | 387764.8175 | 0 | 0 | 0 | 1428.957 | 1.915 | 399397.762 | 0 | 0 | 0 | 1.9724 | 411379.6949 | 0 | 0 | 0 | 2.0316 | 387764.8175 | 3.8874 | 1198542.2745 | 0 | 0 | 0 | 0 | 0 | 0 | 0 | 0 | 0 | 1428.957 | 2900.7827 | 4416.7631 | 1.915 | 3.8874 | 5.9191 | 191805.1898 | 301829.791 | 191805.1898 | 224593.4416 | 0 | 197559.3455 | 307997.1401 | 197559.3455 | 229785.6396 | 0 | 203486.1259 | 319408.0537 | 203486.1259 | 238310.584 | 0 | 1096.0297 | 1128.9105 | 1162.7779 | 0.14815 | 0.14383 | 0.13964 | 310211.854 | 0 | 0 | 0 | 1143.1656 | 1.532 | 319518.2096 | 0 | 0 | 0 | 1177.4605 | 1.578 | 329103.7559 | 0 | 0 | 0 | 1212.7844 | 1.6253 | 1551059.2701 | 1597591.0482 | 1645518.7796 | 0 | 0 | 0 | 0 | 0 | 0 | 0 | 0 | 0 | 5715.8279 | 5887.3027 | 6063.9218 | 310211.854 | 3.1099 | 958833.8196 | 0 | 0 | 0 | 0 | 0 | 0 | 0 | 0 | 0 | 1143.1656 | 2320.6261 | 3533.4105 | 1.532 | 3.1099 | 4.7352
| 140 | Residential | Multi-Family | HVAC | Electric | 01-055 | 01-055.02 | Heat Pumps | [01-055]_Residential_HVAC_Air Source Heat Pump (ASHP) Tune Up_ROB_Electric_per unit | Not tuned up unit | Tuned up unit | ENGINEER | 258.7156 | 0 | 0 | 0 | 0.17036 | 0 | 175 | 5 | 0.0075 | 0.433 | 0.544 | 0.007 | 0.016 | 1 | 1 | Replace on Burnout | 34.7952 | 0.13528 | 1293.5781 | 0 | 0 | 0 | 5.0294 | 100.111 | 0 | 0 | 0 | 151.614 | 0 | 0 | 251.725 | 107.019 | 144.706 | 2.3522 | 99.3664 | 0 | 0 | 0 | 150.0205 | 0 | 0 | 249.3869 | 107.019 | 142.368 | 2.3303 | 100.203 | 0 | 0 | 0 | 150.8906 | 0 | 0 | 251.0936 | 107.019 | 144.0746 | 2.3463 | per unit | 0.0105 | 672.1795 | 0.03 | 33170.4533 | 0 | 0 | 0 | 122.2369 | 0.16381 | 34165.5669 | 0 | 0 | 0 | 0.16873 | 35190.5339 | 0 | 0 | 0 | 0.17379 | 33170.4533 | 67336.0202 | 102526.5541 | 0 | 0 | 0 | 0 | 0 | 0 | 0 | 0 | 0 | 122.2369 | 248.1408 | 377.8219 | 0.16381 | 0.33254 | 0.50633 | 33170.4533 | 0 | 0 | 0 | 122.2369 | 0.16381 | 34165.5669 | 0 | 0 | 0 | 0.16873 | 35190.5339 | 0 | 0 | 0 | 0.17379 | 33170.4533 | 0.33254 | 102526.5541 | 0 | 0 | 0 | 0 | 0 | 0 | 0 | 0 | 0 | 122.2369 | 248.1408 | 377.8219 | 0.16381 | 0.33254 | 0.50633 | 4131.2018 | 9717.2193 | 4131.2018 | 7230.6438 | 2624.239 | 4231.8913 | 9861.6015 | 4231.8913 | 7357.3878 | 2688.1993 | 4384.1173 | 10286.2498 | 4384.1173 | 7674.5785 | 2784.897 | 38.6025 | 39.5434 | 40.9658 | 0.055756 | 0.054132 | 0.052556 | 9987.0745 | 0 | 0 | 0 | 36.8035 | 0.049322 | 10230.4887 | 0 | 0 | 0 | 37.7005 | 0.050524 | 10598.4912 | 0 | 0 | 0 | 39.0566 | 0.052341 | 49935.3724 | 51152.4433 | 52992.4558 | 0 | 0 | 0 | 0 | 0 | 0 | 0 | 0 | 0 | 184.0175 | 188.5025 | 195.2832 | 9987.0745 | 0.099845 | 30816.0543 | 0 | 0 | 0 | 0 | 0 | 0 | 0 | 0 | 0 | 36.8035 | 74.504 | 113.5606 | 0.049322 | 0.099845 | 0.15219 | 1 | 1 | 1 | 1 | 1 | 1 | 1 | 131.25 | 120.475 | 1.9179 | 131.25 | 118.1369 | 1.9001 | 131.25 | 119.8436 | 1.9131 | 33170.4533 | 0 | 0 | 0 | 122.2369 | 0.16381 | 34165.5669 | 0 | 0 | 0 | 0.16873 | 35190.5339 | 0 | 0 | 0 | 0.17379 | 33170.4533 | 0.33254 | 102526.5541 | 0 | 0 | 0 | 0 | 0 | 0 | 0 | 0 | 0 | 122.2369 | 248.1408 | 377.8219 | 0.16381 | 0.33254 | 0.50633 | 9036.8156 | 17331.752 | 9036.8156 | 12896.6655 | 3012.2719 | 9288.1004 | 17648.236 | 9288.1004 | 13166.7171 | 3096.0335 | 9587.8827 | 18342.523 | 9587.8827 | 13685.3699 | 3195.9609 | 68.8519 | 70.7665 | 73.0505 | 0.099447 | 0.096551 | 0.093739 | 17813.0691 | 0 | 0 | 0 | 65.6432 | 0.087971 | 18308.3933 | 0 | 0 | 0 | 67.4685 | 0.090417 | 18899.3143 | 0 | 0 | 0 | 69.6461 | 0.093335 | 89065.3457 | 91541.9665 | 94496.5716 | 0 | 0 | 0 | 0 | 0 | 0 | 0 | 0 | 0 | 328.2158 | 337.3424 | 348.2305 | 17813.0691 | 0.17839 | 55020.7767 | 0 | 0 | 0 | 0 | 0 | 0 | 0 | 0 | 0 | 65.6432 | 133.1117 | 202.7578 | 0.087971 | 0.17839 | 0.27172 | 175 | 76.725 | 1.4384 | 175 | 74.3869 | 1.4251 | 175 | 76.0936 | 1.4348 | 33170.4533 | 0 | 0 | 0 | 122.2369 | 0.16381 | 34165.5669 | 0 | 0 | 0 | 0.16873 | 35190.5339 | 0 | 0 | 0 | 0.17379 | 33170.4533 | 0.33254 | 102526.5541 | 0 | 0 | 0 | 0 | 0 | 0 | 0 | 0 | 0 | 122.2369 | 248.1408 | 377.8219 | 0.16381 | 0.33254 | 0.50633 | 16827.8283 | 24205.6296 | 16827.8283 | 18011.5609 | 0 | 17332.6632 | 24700.2281 | 17332.6632 | 18427.9559 | 0 | 17852.6431 | 25615.3411 | 17852.6431 | 19111.6248 | 0 | 96.159 | 99.0438 | 102.0151 | 0.13889 | 0.13484 | 0.13092 | 24877.84 | 0 | 0 | 0 | 91.6776 | 0.12286 | 25624.1752 | 0 | 0 | 0 | 94.428 | 0.12655 | 26392.9004 | 0 | 0 | 0 | 97.2608 | 0.13034 | 124389.1998 | 128120.8758 | 131964.5021 | 0 | 0 | 0 | 0 | 0 | 0 | 0 | 0 | 0 | 458.3882 | 472.1398 | 486.304 | 24877.84 | 0.24941 | 76894.9155 | 0 | 0 | 0 | 0 | 0 | 0 | 0 | 0 | 0 | 91.6776 | 186.1056 | 283.3664 | 0.12286 | 0.24941 | 0.37975
| 141 | Residential | Low Income | HVAC | Electric | 01-055 | 01-055.03 | Heat Pumps | [01-055]_Residential_HVAC_Air Source Heat Pump (ASHP) Tune Up_ROB_Electric_per unit | Not tuned up unit | Tuned up unit | ENGINEER | 244.0713 | 0 | 0 | 0 | 0.16071 | 0 | 175 | 5 | 0.0075 | 0.433 | 0.544 | 0.007 | 0.016 | 1 | 1 | Replace on Burnout | 36.8829 | 0.1434 | 1220.3567 | 0 | 0 | 0 | 4.7447 | 94.4444 | 0 | 0 | 0 | 143.0321 | 0 | 0 | 284.9717 | 175 | 109.9717 | 1.6284 | 93.7419 | 0 | 0 | 0 | 141.5288 | 0 | 0 | 282.3248 | 175 | 107.3248 | 1.6133 | 94.5311 | 0 | 0 | 0 | 142.3496 | 0 | 0 | 284.2569 | 175 | 109.2569 | 1.6243 | per unit | 0 | 0 | 0.03 | 0 | 0 | 0 | 0 | 0 | 0 | 0 | 0 | 0 | 0 | 0 | 0 | 0 | 0 | 0 | 0 | 0 | 0 | 0 | 0 | 0 | 0 | 0 | 0 | 0 | 0 | 0 | 0 | 0 | 0 | 0 | 0 | 0 | 0 | 0 | 0 | 0 | 0 | 0 | 0 | 0 | 0 | 0 | 0 | 0 | 0 | 0 | 0 | 0 | 0 | 0 | 0 | 0 | 0 | 0 | 0 | 0 | 0 | 0 | 0 | 0 | 0 | 0 | 0 | 0 | 0 | 0 | 0 | 0 | 0 | 0 | 0 | 0 | 0 | 0 | 0 | 0 | 0 | 0 | 0 | 0 | 0 | 0 | 0 | 0 | 0 | #NUM! | #NUM! | #NUM! | 0 | 0 | 0 | 0 | 0 | 0 | 0 | 0 | 0 | 0 | 0 | 0 | 0 | 0 | 0 | 0 | 0 | 0 | 0 | 0 | 0 | 0 | 0 | 0 | 0 | 0 | 0 | 0 | 0 | 0 | 0 | 0 | 0 | 0 | 0 | 0 | 0 | 0 | 0 | 0 | 0 | 0 | 0 | 0 | 0 | 0 | 0 | 0 | 0 | 0 | 0 | 1 | 1 | 1 | 1 | 1 | 1 | 1 | 175 | 109.9717 | 1.6284 | 175 | 107.3248 | 1.6133 | 175 | 109.2569 | 1.6243 | 0 | 0 | 0 | 0 | 0 | 0 | 0 | 0 | 0 | 0 | 0 | 0 | 0 | 0 | 0 | 0 | 0 | 0 | 0 | 0 | 0 | 0 | 0 | 0 | 0 | 0 | 0 | 0 | 0 | 0 | 0 | 0 | 0 | 0 | 0 | 0 | 0 | 0 | 0 | 0 | 0 | 0 | 0 | 0 | 0 | 0 | 0 | 0 | 0 | 0 | 0 | 0 | #NUM! | #NUM! | #NUM! | 0 | 0 | 0 | 0 | 0 | 0 | 0 | 0 | 0 | 0 | 0 | 0 | 0 | 0 | 0 | 0 | 0 | 0 | 0 | 0 | 0 | 0 | 0 | 0 | 0 | 0 | 0 | 0 | 0 | 0 | 0 | 0 | 0 | 0 | 0 | 0 | 0 | 0 | 0 | 0 | 0 | 0 | 0 | 0 | 0 | 0 | 0 | 0 | 0 | 0 | 0 | 175 | 109.9717 | 1.6284 | 175 | 107.3248 | 1.6133 | 175 | 109.2569 | 1.6243 | 0 | 0 | 0 | 0 | 0 | 0 | 0 | 0 | 0 | 0 | 0 | 0 | 0 | 0 | 0 | 0 | 0 | 0 | 0 | 0 | 0 | 0 | 0 | 0 | 0 | 0 | 0 | 0 | 0 | 0 | 0 | 0 | 0 | 0 | 0 | 0 | 0 | 0 | 0 | 0 | 0 | 0 | 0 | 0 | 0 | 0 | 0 | 0 | 0 | 0 | 0 | 0 | #NUM! | #NUM! | #NUM! | 0 | 0 | 0 | 0 | 0 | 0 | 0 | 0 | 0 | 0 | 0 | 0 | 0 | 0 | 0 | 0 | 0 | 0 | 0 | 0 | 0 | 0 | 0 | 0 | 0 | 0 | 0 | 0 | 0 | 0 | 0 | 0 | 0 | 0 | 0 | 0 | 0 | 0 | 0 | 0 | 0 | 0 | 0 | 0 | 0 | 0 | 0 | 0 | 0 | 0 | 0
| 142 | Residential | Single Family | HVAC | Gas | 01-263 | 01-263.01 | Boilers | [01-263]_Residential_HVAC_Boiler_ENERGY STAR Most Efficient_ER_Gas_per unit | Existing - 0.82, base - 0.84 | 0.95 AFUE | ENGINEER | 0 | 11.6889 | 0 | 0 | 0 | 0 | 1301.6667 | 20 | 0 | 0.4905 | 0.4894 | 0.0074 | 0.0127 | 1 | 1 | Early Replacements | 5.8926 | #NUM! | 0 | 220.8997 | 0 | 0 | 220.8997 | 0 | 1676.4426 | 0 | 0 | 0 | 12.3324 | 0 | 1688.775 | 1550.8323 | 137.9428 | 1.0889 | 0 | 1695.0563 | 0 | 0 | 0 | 12.3324 | 0 | 1707.3888 | 1550.8323 | 156.5565 | 1.1009 | 0 | 1715.903 | 0 | 0 | 0 | 12.3324 | 0 | 1728.2355 | 1550.8323 | 177.4032 | 1.1144 | per unit | 0.013769 | 5817.419 | 0.005 | 0 | 7930.2156 | 0 | 0 | 7930.2156 | 0 | 0 | 7866.0577 | 0 | 0 | 0 | 0 | 7712.9479 | 0 | 0 | 0 | 0 | 0 | 0 | 7930.2156 | 15796.2734 | 23509.2212 | 0 | 0 | 0 | 0 | 0 | 0 | 7930.2156 | 15796.2734 | 23509.2212 | 0 | 0 | 0 | 0 | 7930.2156 | 0 | 0 | 7930.2156 | 0 | 0 | 7866.0577 | 0 | 0 | 0 | 0 | 7712.9479 | 0 | 0 | 0 | 0 | 0 | 0 | 7930.2156 | 15796.2734 | 23509.2212 | 0 | 0 | 0 | 0 | 0 | 0 | 7930.2156 | 15796.2734 | 23509.2212 | 0 | 0 | 0 | 133763.422 | 145661.3525 | 133763.422 | 155894.2714 | 146474.8323 | 133614.323 | 147102.6856 | 133614.323 | 156376.4897 | 146311.5646 | 131928.0728 | 147019.6221 | 131928.0728 | 155203.8263 | 144465.0717 | 86.2527 | 86.1565 | 85.0692 | 0.014753 | 0.014679 | 0.014606 | 0 | 832.7792 | 0 | 0 | 832.7792 | 0 | 0 | 831.851 | 0 | 0 | 831.851 | 0 | 0 | 821.3528 | 0 | 0 | 821.3528 | 0 | 0 | 0 | 0 | 16655.5848 | 16637.0197 | 16427.0559 | 0 | 0 | 0 | 0 | 0 | 0 | 16655.5848 | 16637.0197 | 16427.0559 | 0 | 0 | 0 | 832.7792 | 1664.6302 | 2485.983 | 0 | 0 | 0 | 0 | 0 | 0 | 832.7792 | 1664.6302 | 2485.983 | 0 | 0 | 0 | 1 | 1 | 1 | 1 | 1 | 1 | 1 | 2436.779 | -748.004 | 0.69304 | 2436.779 | -729.3902 | 0.70067 | 2436.779 | -708.5435 | 0.70923 | 0 | 7930.2156 | 0 | 0 | 7930.2156 | 0 | 0 | 7866.0577 | 0 | 0 | 0 | 0 | 7712.9479 | 0 | 0 | 0 | 0 | 0 | 0 | 7930.2156 | 15796.2734 | 23509.2212 | 0 | 0 | 0 | 0 | 0 | 0 | 7930.2156 | 15796.2734 | 23509.2212 | 0 | 0 | 0 | 837715.4845 | 580566.8028 | 837715.4845 | 621352.4531 | 279238.4948 | 833118.4779 | 583744.8219 | 833118.4779 | 620545.8845 | 277706.1593 | 819242.6629 | 581031.0377 | 819242.6629 | 613375.541 | 273080.8876 | 343.7798 | 341.8933 | 336.199 | 0.058801 | 0.058508 | 0.058217 | 0 | 3319.2331 | 0 | 0 | 3319.2331 | 0 | 0 | 3301.0186 | 0 | 0 | 3301.0186 | 0 | 0 | 3246.0393 | 0 | 0 | 3246.0393 | 0 | 0 | 0 | 0 | 66384.6618 | 66020.3725 | 64920.7853 | 0 | 0 | 0 | 0 | 0 | 0 | 66384.6618 | 66020.3725 | 64920.7853 | 0 | 0 | 0 | 3319.2331 | 6620.2517 | 9866.291 | 0 | 0 | 0 | 0 | 0 | 0 | 3319.2331 | 6620.2517 | 9866.291 | 0 | 0 | 0 | 3249.0387 | -1560.2636 | 0.51978 | 3249.0387 | -1541.6499 | 0.52551 | 3249.0387 | -1520.8032 | 0.53192 | 0 | 7930.2156 | 0 | 0 | 7930.2156 | 0 | 0 | 7866.0577 | 0 | 0 | 0 | 0 | 7712.9479 | 0 | 0 | 0 | 0 | 0 | 0 | 7930.2156 | 15796.2734 | 23509.2212 | 0 | 0 | 0 | 0 | 0 | 0 | 7930.2156 | 15796.2734 | 23509.2212 | 0 | 0 | 0 | 2401734.7116 | 1248366.0638 | 2401734.7116 | 1336065.5699 | 0 | 2382303.9312 | 1251914.6025 | 2382303.9312 | 1330839.1357 | 0 | 2335933.2765 | 1242534.5357 | 2335933.2765 | 1311703.2371 | 0 | 739.214 | 733.2335 | 718.9614 | 0.12644 | 0.12581 | 0.12518 | 0 | 7137.1941 | 0 | 0 | 7137.1941 | 0 | 0 | 7079.452 | 0 | 0 | 7079.452 | 0 | 0 | 6941.6531 | 0 | 0 | 6941.6531 | 0 | 0 | 0 | 0 | 142743.8815 | 141589.0391 | 138833.0614 | 0 | 0 | 0 | 0 | 0 | 0 | 142743.8815 | 141589.0391 | 138833.0614 | 0 | 0 | 0 | 7137.1941 | 14216.646 | 21158.2991 | 0 | 0 | 0 | 0 | 0 | 0 | 7137.1941 | 14216.646 | 21158.2991 | 0 | 0 | 0
| 143 | Residential | Multi-Family | HVAC | Gas | 01-263 | 01-263.02 | Boilers | [01-263]_Residential_HVAC_Boiler_ENERGY STAR Most Efficient_ER_Gas_per unit | Existing - 0.82, base - 0.84 | 0.95 AFUE | ENGINEER | 0 | 7.1348 | 0 | 0 | 0 | 0 | 1301.6667 | 20 | 0 | 0.4905 | 0.4894 | 0.0074 | 0.0127 | 1 | 1 | Early Replacements | 9.6538 | #NUM! | 0 | 134.8349 | 0 | 0 | 134.8349 | 0 | 1023.2831 | 0 | 0 | 0 | 7.5276 | 0 | 1030.8107 | 1550.8323 | -520.0215 | 0.66468 | 0 | 1034.6448 | 0 | 0 | 0 | 7.5276 | 0 | 1042.1724 | 1550.8323 | -508.6599 | 0.67201 | 0 | 1047.3694 | 0 | 0 | 0 | 7.5276 | 0 | 1054.897 | 1550.8323 | -495.9353 | 0.68021 | per unit | 0.0077467 | 495.9225 | 0.005 | 0 | 412.644 | 0 | 0 | 412.644 | 0 | 0 | 409.3056 | 0 | 0 | 0 | 0 | 401.3386 | 0 | 0 | 0 | 0 | 0 | 0 | 412.644 | 821.9497 | 1223.2883 | 0 | 0 | 0 | 0 | 0 | 0 | 412.644 | 821.9497 | 1223.2883 | 0 | 0 | 0 | 0 | 412.644 | 0 | 0 | 412.644 | 0 | 0 | 409.3056 | 0 | 0 | 0 | 0 | 401.3386 | 0 | 0 | 0 | 0 | 0 | 0 | 412.644 | 821.9497 | 1223.2883 | 0 | 0 | 0 | 0 | 0 | 0 | 412.644 | 821.9497 | 1223.2883 | 0 | 0 | 0 | 1063.3521 | 706.7913 | 1063.3521 | 756.4444 | 1164.4015 | 1062.5366 | 714.0335 | 1062.5366 | 759.0484 | 1163.5084 | 1057.2127 | 719.1303 | 1057.2127 | 759.1625 | 1157.6787 | 0.68567 | 0.68514 | 0.68171 | 0.0013757 | 0.0013689 | 0.0013621 | 0 | 4.0409 | 0 | 0 | 4.0409 | 0 | 0 | 4.0378 | 0 | 0 | 4.0378 | 0 | 0 | 4.0176 | 0 | 0 | 4.0176 | 0 | 0 | 0 | 0 | 80.8178 | 80.7558 | 80.3511 | 0 | 0 | 0 | 0 | 0 | 0 | 80.8178 | 80.7558 | 80.3511 | 0 | 0 | 0 | 4.0409 | 8.0787 | 12.0962 | 0 | 0 | 0 | 0 | 0 | 0 | 4.0409 | 8.0787 | 12.0962 | 0 | 0 | 0 | 1 | 1 | 1 | 1 | 1 | 1 | 1 | 2436.779 | -1405.9683 | 0.42302 | 2436.779 | -1394.6066 | 0.42768 | 2436.779 | -1381.882 | 0.43291 | 0 | 412.644 | 0 | 0 | 412.644 | 0 | 0 | 409.3056 | 0 | 0 | 0 | 0 | 401.3386 | 0 | 0 | 0 | 0 | 0 | 0 | 412.644 | 821.9497 | 1223.2883 | 0 | 0 | 0 | 0 | 0 | 0 | 412.644 | 821.9497 | 1223.2883 | 0 | 0 | 0 | 26676.2607 | 11284.6408 | 26676.2607 | 12077.403 | 8892.0869 | 26606.1184 | 11379.0217 | 26606.1184 | 12096.3901 | 8868.7061 | 26254.5565 | 11365.7629 | 26254.5565 | 11998.4657 | 8751.5188 | 10.9473 | 10.9186 | 10.7743 | 0.021965 | 0.021856 | 0.021747 | 0 | 64.5169 | 0 | 0 | 64.5169 | 0 | 0 | 64.3472 | 0 | 0 | 64.3472 | 0 | 0 | 63.497 | 0 | 0 | 63.497 | 0 | 0 | 0 | 0 | 1290.3374 | 1286.9446 | 1269.9395 | 0 | 0 | 0 | 0 | 0 | 0 | 1290.3374 | 1286.9446 | 1269.9395 | 0 | 0 | 0 | 64.5169 | 128.8641 | 192.3611 | 0 | 0 | 0 | 0 | 0 | 0 | 64.5169 | 128.8641 | 192.3611 | 0 | 0 | 0 | 3249.0387 | -2218.2279 | 0.31727 | 3249.0387 | -2206.8663 | 0.32076 | 3249.0387 | -2194.1417 | 0.32468 | 0 | 412.644 | 0 | 0 | 412.644 | 0 | 0 | 409.3056 | 0 | 0 | 0 | 0 | 401.3386 | 0 | 0 | 0 | 0 | 0 | 0 | 412.644 | 821.9497 | 1223.2883 | 0 | 0 | 0 | 0 | 0 | 0 | 412.644 | 821.9497 | 1223.2883 | 0 | 0 | 0 | 181993.5359 | 57740.4302 | 181993.5359 | 61796.7782 | 0 | 180521.1517 | 57904.56 | 180521.1517 | 61555.0409 | 0 | 177007.375 | 57470.7056 | 177007.375 | 60669.952 | 0 | 56.0146 | 55.5614 | 54.4799 | 0.11239 | 0.11183 | 0.11127 | 0 | 330.1152 | 0 | 0 | 330.1152 | 0 | 0 | 327.4445 | 0 | 0 | 327.4445 | 0 | 0 | 321.0709 | 0 | 0 | 321.0709 | 0 | 0 | 0 | 0 | 6602.3047 | 6548.89 | 6421.4183 | 0 | 0 | 0 | 0 | 0 | 0 | 6602.3047 | 6548.89 | 6421.4183 | 0 | 0 | 0 | 330.1152 | 657.5597 | 978.6306 | 0 | 0 | 0 | 0 | 0 | 0 | 330.1152 | 657.5597 | 978.6306 | 0 | 0 | 0
| 144 | Residential | Low Income | HVAC | Gas | 01-263 | 01-263.03 | Boilers | [01-263]_Residential_HVAC_Boiler_ENERGY STAR Most Efficient_ER_Gas_per unit | Existing - 0.82, base - 0.84 | 0.95 AFUE | ENGINEER | 0 | 11.0817 | 0 | 0 | 0 | 0 | 1301.6667 | 20 | 0 | 0.4905 | 0.4894 | 0.0074 | 0.0127 | 1 | 1 | Early Replacements | 6.2154 | #NUM! | 0 | 209.4244 | 0 | 0 | 209.4244 | 0 | 1589.3547 | 0 | 0 | 0 | 11.6918 | 0 | 1921.2558 | 3249.0387 | -1327.7829 | 0.59133 | 0 | 1607.0014 | 0 | 0 | 0 | 11.6918 | 0 | 1942.4319 | 3249.0387 | -1306.6068 | 0.59785 | 0 | 1626.7652 | 0 | 0 | 0 | 11.6918 | 0 | 1966.1484 | 3249.0387 | -1282.8903 | 0.60515 | per unit | 0.0063644 | 977.8259 | 0.005 | 0 | 1263.7126 | 0 | 0 | 1263.7126 | 0 | 0 | 1253.4888 | 0 | 0 | 0 | 0 | 1229.0901 | 0 | 0 | 0 | 0 | 0 | 0 | 1263.7126 | 2517.2014 | 3746.2915 | 0 | 0 | 0 | 0 | 0 | 0 | 1263.7126 | 2517.2014 | 3746.2915 | 0 | 0 | 0 | 0 | 1263.7126 | 0 | 0 | 1263.7126 | 0 | 0 | 1253.4888 | 0 | 0 | 0 | 0 | 1229.0901 | 0 | 0 | 0 | 0 | 0 | 0 | 1263.7126 | 2517.2014 | 3746.2915 | 0 | 0 | 0 | 0 | 0 | 0 | 1263.7126 | 2517.2014 | 3746.2915 | 0 | 0 | 0 | 58311.8837 | 34481.5969 | 58311.8837 | 25106.7149 | 0 | 57840.1224 | 34579.6125 | 57840.1224 | 25008.5022 | 0 | 56714.286 | 34320.5221 | 56714.286 | 24648.9094 | 0 | 17.9474 | 17.8022 | 17.4557 | 0.018263 | 0.018172 | 0.018082 | 0 | 164.2826 | 0 | 0 | 164.2826 | 0 | 0 | 162.9535 | 0 | 0 | 162.9535 | 0 | 0 | 159.7817 | 0 | 0 | 159.7817 | 0 | 0 | 0 | 0 | 3285.6528 | 3259.0709 | 3195.6343 | 0 | 0 | 0 | 0 | 0 | 0 | 3285.6528 | 3259.0709 | 3195.6343 | 0 | 0 | 0 | 164.2826 | 327.2362 | 487.0179 | 0 | 0 | 0 | 0 | 0 | 0 | 164.2826 | 327.2362 | 487.0179 | 0 | 0 | 0 | 1 | 1 | 1 | 1 | 1 | 1 | 1 | 3249.0387 | -1327.7829 | 0.59133 | 3249.0387 | -1306.6068 | 0.59785 | 3249.0387 | -1282.8903 | 0.60515 | 0 | 1263.7126 | 0 | 0 | 1263.7126 | 0 | 0 | 1253.4888 | 0 | 0 | 0 | 0 | 1229.0901 | 0 | 0 | 0 | 0 | 0 | 0 | 1263.7126 | 2517.2014 | 3746.2915 | 0 | 0 | 0 | 0 | 0 | 0 | 1263.7126 | 2517.2014 | 3746.2915 | 0 | 0 | 0 | 58311.8837 | 34481.5969 | 58311.8837 | 25106.7149 | 0 | 57840.1224 | 34579.6125 | 57840.1224 | 25008.5022 | 0 | 56714.286 | 34320.5221 | 56714.286 | 24648.9094 | 0 | 17.9474 | 17.8022 | 17.4557 | 0.018263 | 0.018172 | 0.018082 | 0 | 164.2826 | 0 | 0 | 164.2826 | 0 | 0 | 162.9535 | 0 | 0 | 162.9535 | 0 | 0 | 159.7817 | 0 | 0 | 159.7817 | 0 | 0 | 0 | 0 | 3285.6528 | 3259.0709 | 3195.6343 | 0 | 0 | 0 | 0 | 0 | 0 | 3285.6528 | 3259.0709 | 3195.6343 | 0 | 0 | 0 | 164.2826 | 327.2362 | 487.0179 | 0 | 0 | 0 | 0 | 0 | 0 | 164.2826 | 327.2362 | 487.0179 | 0 | 0 | 0 | 3249.0387 | -1327.7829 | 0.59133 | 3249.0387 | -1306.6068 | 0.59785 | 3249.0387 | -1282.8903 | 0.60515 | 0 | 1263.7126 | 0 | 0 | 1263.7126 | 0 | 0 | 1253.4888 | 0 | 0 | 0 | 0 | 1229.0901 | 0 | 0 | 0 | 0 | 0 | 0 | 1263.7126 | 2517.2014 | 3746.2915 | 0 | 0 | 0 | 0 | 0 | 0 | 1263.7126 | 2517.2014 | 3746.2915 | 0 | 0 | 0 | 58311.8837 | 34481.5969 | 58311.8837 | 25106.7149 | 0 | 57840.1224 | 34579.6125 | 57840.1224 | 25008.5022 | 0 | 56714.286 | 34320.5221 | 56714.286 | 24648.9094 | 0 | 17.9474 | 17.8022 | 17.4557 | 0.018263 | 0.018172 | 0.018082 | 0 | 164.2826 | 0 | 0 | 164.2826 | 0 | 0 | 162.9535 | 0 | 0 | 162.9535 | 0 | 0 | 159.7817 | 0 | 0 | 159.7817 | 0 | 0 | 0 | 0 | 3285.6528 | 3259.0709 | 3195.6343 | 0 | 0 | 0 | 0 | 0 | 0 | 3285.6528 | 3259.0709 | 3195.6343 | 0 | 0 | 0 | 164.2826 | 327.2362 | 487.0179 | 0 | 0 | 0 | 0 | 0 | 0 | 164.2826 | 327.2362 | 487.0179 | 0 | 0 | 0
| 145 | Residential | Single Family | HVAC | Gas | 01-196 | 01-196.01 | Boilers | [01-196]_Residential_HVAC_Boiler_ENERGY STAR_ROB_Gas_per unit | Baseline boiler (0.85 AFUE) | Enegery Star boiler (0.90 AFUE) | ENGINEER | 0 | 4.578 | 0 | 0 | 0 | 0 | 788.6667 | 20 | 0 | 0.4905 | 0.4894 | 0.0074 | 0.0127 | 1 | 1 | Replace on Burnout | 8.1642 | #NUM! | 0 | 96.601 | 0 | 0 | 96.601 | 0 | 725.5597 | 0 | 0 | 0 | 4.8301 | 0 | 730.3897 | 376.4467 | 353.9431 | 1.9402 | 0 | 733.6754 | 0 | 0 | 0 | 4.8301 | 0 | 738.5054 | 376.4467 | 362.0588 | 1.9618 | 0 | 742.6771 | 0 | 0 | 0 | 4.8301 | 0 | 747.5072 | 376.4467 | 371.0605 | 1.9857 | per unit | 0.045895 | 19391.3967 | 0.005 | 0 | 0 | 0 | 0 | 0 | 0 | 0 | 0 | 0 | 0 | 0 | 0 | 0 | 0 | 0 | 0 | 0 | 0 | 0 | 0 | 0 | 0 | 0 | 0 | 0 | 0 | 0 | 0 | 0 | 0 | 0 | 0 | 0 | 0 | 0 | 0 | 0 | 0 | 0 | 0 | 0 | 0 | 0 | 0 | 0 | 0 | 0 | 0 | 0 | 0 | 0 | 0 | 0 | 0 | 0 | 0 | 0 | 0 | 0 | 0 | 0 | 0 | 0 | 0 | 0 | 0 | 0 | 0 | 42299.3215 | 82070.0357 | 42299.3215 | 87624.7951 | 46318.9856 | 42685.4515 | 83739.4535 | 42685.4515 | 88788.721 | 46741.8093 | 43103.1081 | 85589.5069 | 43103.1081 | 90103.536 | 47199.1553 | 112.3647 | 113.3904 | 114.4999 | 0.0057657 | 0.0057371 | 0.0057085 | 0 | 514.4061 | 0 | 0 | 514.4061 | 0 | 0 | 519.1018 | 0 | 0 | 519.1018 | 0 | 0 | 524.181 | 0 | 0 | 524.181 | 0 | 0 | 0 | 0 | 10288.1216 | 10382.0368 | 10483.6201 | 0 | 0 | 0 | 0 | 0 | 0 | 10288.1216 | 10382.0368 | 10483.6201 | 0 | 0 | 0 | 514.4061 | 1033.5079 | 1557.6889 | 0 | 0 | 0 | 0 | 0 | 0 | 514.4061 | 1033.5079 | 1557.6889 | 0 | 0 | 0 | 1 | 1 | 1 | 1 | 1 | 1 | 1 | 591.5 | 138.8897 | 1.2348 | 591.5 | 147.0054 | 1.2485 | 591.5 | 156.0072 | 1.2637 | 0 | 0 | 0 | 0 | 0 | 0 | 0 | 0 | 0 | 0 | 0 | 0 | 0 | 0 | 0 | 0 | 0 | 0 | 0 | 0 | 0 | 0 | 0 | 0 | 0 | 0 | 0 | 0 | 0 | 0 | 0 | 0 | 0 | 0 | 164216.2665 | 202775.7816 | 164216.2665 | 216500.2873 | 54738.7555 | 165291.2141 | 206371.015 | 165291.2141 | 218814.6411 | 55097.0714 | 166437.9062 | 210335.6408 | 166437.9062 | 221428.8372 | 55479.3021 | 277.6268 | 279.4441 | 281.3828 | 0.014246 | 0.014175 | 0.014104 | 0 | 1270.9766 | 0 | 0 | 1270.9766 | 0 | 0 | 1279.2963 | 0 | 0 | 1279.2963 | 0 | 0 | 1288.1713 | 0 | 0 | 1288.1713 | 0 | 0 | 0 | 0 | 25419.5319 | 25585.9262 | 25763.4262 | 0 | 0 | 0 | 0 | 0 | 0 | 25419.5319 | 25585.9262 | 25763.4262 | 0 | 0 | 0 | 1270.9766 | 2550.2729 | 3838.4442 | 0 | 0 | 0 | 0 | 0 | 0 | 1270.9766 | 2550.2729 | 3838.4442 | 0 | 0 | 0 | 788.6667 | -58.2769 | 0.92611 | 788.6667 | -50.1613 | 0.9364 | 788.6667 | -41.1595 | 0.94781 | 0 | 0 | 0 | 0 | 0 | 0 | 0 | 0 | 0 | 0 | 0 | 0 | 0 | 0 | 0 | 0 | 0 | 0 | 0 | 0 | 0 | 0 | 0 | 0 | 0 | 0 | 0 | 0 | 0 | 0 | 0 | 0 | 0 | 0 | 345820.8364 | 320267.102 | 345820.8364 | 341943.7916 | 0 | 347549.9406 | 325444.8568 | 347549.9406 | 345068.3204 | 0 | 349287.6903 | 331058.8247 | 349287.6903 | 348519.0162 | 0 | 438.488 | 440.6804 | 442.8838 | 0.0225 | 0.022388 | 0.022277 | 0 | 2007.3994 | 0 | 0 | 2007.3994 | 0 | 0 | 2017.4364 | 0 | 0 | 2017.4364 | 0 | 0 | 2027.5236 | 0 | 0 | 2027.5236 | 0 | 0 | 0 | 0 | 40147.9888 | 40348.7287 | 40550.4724 | 0 | 0 | 0 | 0 | 0 | 0 | 40147.9888 | 40348.7287 | 40550.4724 | 0 | 0 | 0 | 2007.3994 | 4024.8359 | 6052.3595 | 0 | 0 | 0 | 0 | 0 | 0 | 2007.3994 | 4024.8359 | 6052.3595 | 0 | 0 | 0
| 146 | Residential | Multi-Family | HVAC | Gas | 01-196 | 01-196.02 | Boilers | [01-196]_Residential_HVAC_Boiler_ENERGY STAR_ROB_Gas_per unit | Baseline boiler (0.85 AFUE) | Enegery Star boiler (0.90 AFUE) | ENGINEER | 0 | 2.7944 | 0 | 0 | 0 | 0 | 788.6667 | 20 | 0 | 0.4905 | 0.4894 | 0.0074 | 0.0127 | 1 | 1 | Replace on Burnout | 13.3753 | #NUM! | 0 | 58.9642 | 0 | 0 | 58.9642 | 0 | 442.8741 | 0 | 0 | 0 | 2.9482 | 0 | 445.8223 | 376.4467 | 69.3757 | 1.1843 | 0 | 447.8278 | 0 | 0 | 0 | 2.9482 | 0 | 450.776 | 376.4467 | 74.3294 | 1.1974 | 0 | 453.3224 | 0 | 0 | 0 | 2.9482 | 0 | 456.2706 | 376.4467 | 79.824 | 1.212 | per unit | 0.025822 | 1653.0749 | 0.005 | 0 | 0 | 0 | 0 | 0 | 0 | 0 | 0 | 0 | 0 | 0 | 0 | 0 | 0 | 0 | 0 | 0 | 0 | 0 | 0 | 0 | 0 | 0 | 0 | 0 | 0 | 0 | 0 | 0 | 0 | 0 | 0 | 0 | 0 | 0 | 0 | 0 | 0 | 0 | 0 | 0 | 0 | 0 | 0 | 0 | 0 | 0 | 0 | 0 | 0 | 0 | 0 | 0 | 0 | 0 | 0 | 0 | 0 | 0 | 0 | 0 | 0 | 0 | 0 | 0 | 0 | 0 | 0 | 638.5706 | 756.2533 | 638.5706 | 807.4389 | 699.2534 | 646.483 | 774.1311 | 646.483 | 820.8091 | 707.9177 | 656.6429 | 795.8813 | 656.6429 | 837.8564 | 719.043 | 1.6963 | 1.7173 | 1.7443 | 0.001021 | 0.001016 | 0.0010109 | 0 | 4.7401 | 0 | 0 | 4.7401 | 0 | 0 | 4.7988 | 0 | 0 | 4.7988 | 0 | 0 | 4.8743 | 0 | 0 | 4.8743 | 0 | 0 | 0 | 0 | 94.8023 | 95.9769 | 97.4853 | 0 | 0 | 0 | 0 | 0 | 0 | 94.8023 | 95.9769 | 97.4853 | 0 | 0 | 0 | 4.7401 | 9.539 | 14.4132 | 0 | 0 | 0 | 0 | 0 | 0 | 4.7401 | 9.539 | 14.4132 | 0 | 0 | 0 | 1 | 1 | 1 | 1 | 1 | 1 | 1 | 591.5 | -145.6777 | 0.75371 | 591.5 | -140.724 | 0.76209 | 591.5 | -135.2294 | 0.77138 | 0 | 0 | 0 | 0 | 0 | 0 | 0 | 0 | 0 | 0 | 0 | 0 | 0 | 0 | 0 | 0 | 0 | 0 | 0 | 0 | 0 | 0 | 0 | 0 | 0 | 0 | 0 | 0 | 0 | 0 | 0 | 0 | 0 | 0 | 7326.8316 | 5522.3414 | 7326.8316 | 5896.1109 | 2442.2772 | 7388.2172 | 5630.4839 | 7388.2172 | 5969.9872 | 2462.7391 | 7454.502 | 5750.2456 | 7454.502 | 6053.5161 | 2484.834 | 12.3869 | 12.4906 | 12.6027 | 0.0074559 | 0.0074189 | 0.0073819 | 0 | 34.6134 | 0 | 0 | 34.6134 | 0 | 0 | 34.9034 | 0 | 0 | 34.9034 | 0 | 0 | 35.2166 | 0 | 0 | 35.2166 | 0 | 0 | 0 | 0 | 692.2687 | 698.0687 | 704.3316 | 0 | 0 | 0 | 0 | 0 | 0 | 692.2687 | 698.0687 | 704.3316 | 0 | 0 | 0 | 34.6134 | 69.5169 | 104.7334 | 0 | 0 | 0 | 0 | 0 | 0 | 34.6134 | 69.5169 | 104.7334 | 0 | 0 | 0 | 788.6667 | -342.8444 | 0.56529 | 788.6667 | -337.8906 | 0.57157 | 788.6667 | -332.396 | 0.57853 | 0 | 0 | 0 | 0 | 0 | 0 | 0 | 0 | 0 | 0 | 0 | 0 | 0 | 0 | 0 | 0 | 0 | 0 | 0 | 0 | 0 | 0 | 0 | 0 | 0 | 0 | 0 | 0 | 0 | 0 | 0 | 0 | 0 | 0 | 26204.8745 | 14813.2513 | 26204.8745 | 15815.859 | 0 | 26335.8989 | 15052.737 | 26335.8989 | 15960.3772 | 0 | 26467.5784 | 15312.3987 | 26467.5784 | 16119.9815 | 0 | 33.2268 | 33.3929 | 33.5599 | 0.02 | 0.0199 | 0.019801 | 0 | 92.8479 | 0 | 0 | 92.8479 | 0 | 0 | 93.3121 | 0 | 0 | 93.3121 | 0 | 0 | 93.7787 | 0 | 0 | 93.7787 | 0 | 0 | 0 | 0 | 1856.957 | 1866.2418 | 1875.573 | 0 | 0 | 0 | 0 | 0 | 0 | 1856.957 | 1866.2418 | 1875.573 | 0 | 0 | 0 | 92.8479 | 186.1599 | 279.9386 | 0 | 0 | 0 | 0 | 0 | 0 | 92.8479 | 186.1599 | 279.9386 | 0 | 0 | 0
| 147 | Residential | Low Income | HVAC | Gas | 01-196 | 01-196.03 | Boilers | [01-196]_Residential_HVAC_Boiler_ENERGY STAR_ROB_Gas_per unit | Baseline boiler (0.85 AFUE) | Enegery Star boiler (0.90 AFUE) | ENGINEER | 0 | 4.3402 | 0 | 0 | 0 | 0 | 788.6667 | 20 | 0 | 0.4905 | 0.4894 | 0.0074 | 0.0127 | 1 | 1 | Replace on Burnout | 8.6115 | #NUM! | 0 | 91.5828 | 0 | 0 | 91.5828 | 0 | 687.8683 | 0 | 0 | 0 | 4.5791 | 0 | 830.9369 | 788.6667 | 42.2702 | 1.0536 | 0 | 695.5624 | 0 | 0 | 0 | 4.5791 | 0 | 840.1698 | 788.6667 | 51.5031 | 1.0653 | 0 | 704.0965 | 0 | 0 | 0 | 4.5791 | 0 | 850.4108 | 788.6667 | 61.7441 | 1.0783 | per unit | 0.021215 | 3259.4197 | 0.005 | 0 | 0 | 0 | 0 | 0 | 0 | 0 | 0 | 0 | 0 | 0 | 0 | 0 | 0 | 0 | 0 | 0 | 0 | 0 | 0 | 0 | 0 | 0 | 0 | 0 | 0 | 0 | 0 | 0 | 0 | 0 | 0 | 0 | 0 | 0 | 0 | 0 | 0 | 0 | 0 | 0 | 0 | 0 | 0 | 0 | 0 | 0 | 0 | 0 | 0 | 0 | 0 | 0 | 0 | 0 | 0 | 0 | 0 | 0 | 0 | 0 | 0 | 0 | 0 | 0 | 0 | 0 | 0 | 8396.2081 | 8846.2202 | 8396.2081 | 6425.6467 | 0 | 8438.1891 | 8989.237 | 8438.1891 | 6484.3613 | 0 | 8480.3801 | 9144.3025 | 8480.3801 | 6549.2052 | 0 | 10.6461 | 10.6993 | 10.7528 | 0.00325 | 0.0032338 | 0.0032177 | 0 | 46.206 | 0 | 0 | 46.206 | 0 | 0 | 46.437 | 0 | 0 | 46.437 | 0 | 0 | 46.6692 | 0 | 0 | 46.6692 | 0 | 0 | 0 | 0 | 924.1191 | 928.7397 | 933.3834 | 0 | 0 | 0 | 0 | 0 | 0 | 924.1191 | 928.7397 | 933.3834 | 0 | 0 | 0 | 46.206 | 92.6429 | 139.3121 | 0 | 0 | 0 | 0 | 0 | 0 | 46.206 | 92.6429 | 139.3121 | 0 | 0 | 0 | 1 | 1 | 1 | 1 | 1 | 1 | 1 | 788.6667 | 42.2702 | 1.0536 | 788.6667 | 51.5031 | 1.0653 | 788.6667 | 61.7441 | 1.0783 | 0 | 0 | 0 | 0 | 0 | 0 | 0 | 0 | 0 | 0 | 0 | 0 | 0 | 0 | 0 | 0 | 0 | 0 | 0 | 0 | 0 | 0 | 0 | 0 | 0 | 0 | 0 | 0 | 0 | 0 | 0 | 0 | 0 | 0 | 8396.2081 | 8846.2202 | 8396.2081 | 6425.6467 | 0 | 8438.1891 | 8989.237 | 8438.1891 | 6484.3613 | 0 | 8480.3801 | 9144.3025 | 8480.3801 | 6549.2052 | 0 | 10.6461 | 10.6993 | 10.7528 | 0.00325 | 0.0032338 | 0.0032177 | 0 | 46.206 | 0 | 0 | 46.206 | 0 | 0 | 46.437 | 0 | 0 | 46.437 | 0 | 0 | 46.6692 | 0 | 0 | 46.6692 | 0 | 0 | 0 | 0 | 924.1191 | 928.7397 | 933.3834 | 0 | 0 | 0 | 0 | 0 | 0 | 924.1191 | 928.7397 | 933.3834 | 0 | 0 | 0 | 46.206 | 92.6429 | 139.3121 | 0 | 0 | 0 | 0 | 0 | 0 | 46.206 | 92.6429 | 139.3121 | 0 | 0 | 0 | 788.6667 | 42.2702 | 1.0536 | 788.6667 | 51.5031 | 1.0653 | 788.6667 | 61.7441 | 1.0783 | 0 | 0 | 0 | 0 | 0 | 0 | 0 | 0 | 0 | 0 | 0 | 0 | 0 | 0 | 0 | 0 | 0 | 0 | 0 | 0 | 0 | 0 | 0 | 0 | 0 | 0 | 0 | 0 | 0 | 0 | 0 | 0 | 0 | 0 | 8396.2081 | 8846.2202 | 8396.2081 | 6425.6467 | 0 | 8438.1891 | 8989.237 | 8438.1891 | 6484.3613 | 0 | 8480.3801 | 9144.3025 | 8480.3801 | 6549.2052 | 0 | 10.6461 | 10.6993 | 10.7528 | 0.00325 | 0.0032338 | 0.0032177 | 0 | 46.206 | 0 | 0 | 46.206 | 0 | 0 | 46.437 | 0 | 0 | 46.437 | 0 | 0 | 46.6692 | 0 | 0 | 46.6692 | 0 | 0 | 0 | 0 | 924.1191 | 928.7397 | 933.3834 | 0 | 0 | 0 | 0 | 0 | 0 | 924.1191 | 928.7397 | 933.3834 | 0 | 0 | 0 | 46.206 | 92.6429 | 139.3121 | 0 | 0 | 0 | 0 | 0 | 0 | 46.206 | 92.6429 | 139.3121 | 0 | 0 | 0
| 148 | Residential | Single Family | HVAC | Gas | 01-197 | 01-197.01 | Boilers | [01-197]_Residential_HVAC_Boiler_ENERGY STAR Most Efficient_ROB_Gas_per unit | Baseline boiler (0.85 AFUE) | High EE boiler (0.95 AFUE) | ENGINEER | 0 | 8.6741 | 0 | 0 | 0 | 0 | 1301.6667 | 20 | 0 | 0.4905 | 0.4894 | 0.0074 | 0.0127 | 1 | 1 | Replace on Burnout | 7.1116 | #NUM! | 0 | 183.0335 | 0 | 0 | 183.0335 | 0 | 1374.7447 | 0 | 0 | 0 | 9.1517 | 0 | 1383.8963 | 621.312 | 762.5843 | 2.2274 | 0 | 1390.1217 | 0 | 0 | 0 | 9.1517 | 0 | 1399.2734 | 621.312 | 777.9614 | 2.2521 | 0 | 1407.1777 | 0 | 0 | 0 | 9.1517 | 0 | 1416.3294 | 621.312 | 795.0174 | 2.2796 | per unit | 0.045895 | 19391.3967 | 0.005 | 0 | 8452.2082 | 0 | 0 | 8452.2082 | 0 | 0 | 8494.4692 | 0 | 0 | 0 | 0 | 8536.9416 | 0 | 0 | 0 | 0 | 0 | 0 | 8452.2082 | 16946.6774 | 25483.6189 | 0 | 0 | 0 | 0 | 0 | 0 | 8452.2082 | 16946.6774 | 25483.6189 | 0 | 0 | 0 | 0 | 8452.2082 | 0 | 0 | 8452.2082 | 0 | 0 | 8494.4692 | 0 | 0 | 0 | 0 | 8536.9416 | 0 | 0 | 0 | 0 | 0 | 0 | 8452.2082 | 16946.6774 | 25483.6189 | 0 | 0 | 0 | 0 | 0 | 0 | 8452.2082 | 16946.6774 | 25483.6189 | 0 | 0 | 0 | 79899.9037 | 177967.2458 | 79899.9037 | 190012.6314 | 87492.7153 | 80590.5114 | 181500.0528 | 80590.5114 | 192444.0257 | 88248.9507 | 81365.4475 | 185478.919 | 81365.4475 | 195261.1607 | 89097.5283 | 128.5987 | 129.7102 | 130.9575 | 0.0065987 | 0.0065659 | 0.0065332 | 0 | 1115.4794 | 0 | 0 | 1115.4794 | 0 | 0 | 1125.1209 | 0 | 0 | 1125.1209 | 0 | 0 | 1135.9398 | 0 | 0 | 1135.9398 | 0 | 0 | 0 | 0 | 22309.5877 | 22502.4186 | 22718.7956 | 0 | 0 | 0 | 0 | 0 | 0 | 22309.5877 | 22502.4186 | 22718.7956 | 0 | 0 | 0 | 1115.4794 | 2240.6003 | 3376.5401 | 0 | 0 | 0 | 0 | 0 | 0 | 1115.4794 | 2240.6003 | 3376.5401 | 0 | 0 | 0 | 1 | 1 | 1 | 1 | 1 | 1 | 1 | 976.25 | 407.6463 | 1.4176 | 976.25 | 423.0234 | 1.4333 | 976.25 | 440.0794 | 1.4508 | 0 | 8452.2082 | 0 | 0 | 8452.2082 | 0 | 0 | 8494.4692 | 0 | 0 | 0 | 0 | 8536.9416 | 0 | 0 | 0 | 0 | 0 | 0 | 8452.2082 | 16946.6774 | 25483.6189 | 0 | 0 | 0 | 0 | 0 | 0 | 8452.2082 | 16946.6774 | 25483.6189 | 0 | 0 | 0 | 285806.6165 | 405149.0177 | 285806.6165 | 432570.7836 | 95268.8722 | 287625.2612 | 412257.4936 | 287625.2612 | 437115.5295 | 95875.0871 | 289566.918 | 420099.506 | 289566.918 | 442255.7431 | 96522.306 | 292.7597 | 294.6225 | 296.6114 | 0.015022 | 0.014948 | 0.014873 | 0 | 2539.4301 | 0 | 0 | 2539.4301 | 0 | 0 | 2555.589 | 0 | 0 | 2555.589 | 0 | 0 | 2572.8409 | 0 | 0 | 2572.8409 | 0 | 0 | 0 | 0 | 50788.6015 | 51111.7796 | 51456.8172 | 0 | 0 | 0 | 0 | 0 | 0 | 50788.6015 | 51111.7796 | 51456.8172 | 0 | 0 | 0 | 2539.4301 | 5095.0191 | 7667.8599 | 0 | 0 | 0 | 0 | 0 | 0 | 2539.4301 | 5095.0191 | 7667.8599 | 0 | 0 | 0 | 1301.6667 | 82.2297 | 1.0632 | 1301.6667 | 97.6067 | 1.075 | 1301.6667 | 114.6627 | 1.0881 | 0 | 8452.2082 | 0 | 0 | 8452.2082 | 0 | 0 | 8494.4692 | 0 | 0 | 0 | 0 | 8536.9416 | 0 | 0 | 0 | 0 | 0 | 0 | 8452.2082 | 16946.6774 | 25483.6189 | 0 | 0 | 0 | 0 | 0 | 0 | 8452.2082 | 16946.6774 | 25483.6189 | 0 | 0 | 0 | 570765.1589 | 606821.8775 | 570765.1589 | 647893.4999 | 0 | 573618.9847 | 616632.3602 | 573618.9847 | 653813.6597 | 0 | 576487.0797 | 627269.3521 | 576487.0797 | 660351.8202 | 0 | 438.488 | 440.6804 | 442.8838 | 0.0225 | 0.022388 | 0.022277 | 0 | 3803.4937 | 0 | 0 | 3803.4937 | 0 | 0 | 3822.5111 | 0 | 0 | 3822.5111 | 0 | 0 | 3841.6237 | 0 | 0 | 3841.6237 | 0 | 0 | 0 | 0 | 76069.8735 | 76450.2229 | 76832.474 | 0 | 0 | 0 | 0 | 0 | 0 | 76069.8735 | 76450.2229 | 76832.474 | 0 | 0 | 0 | 3803.4937 | 7626.0048 | 11467.6285 | 0 | 0 | 0 | 0 | 0 | 0 | 3803.4937 | 7626.0048 | 11467.6285 | 0 | 0 | 0
| 149 | Residential | Multi-Family | HVAC | Gas | 01-197 | 01-197.02 | Boilers | [01-197]_Residential_HVAC_Boiler_ENERGY STAR Most Efficient_ROB_Gas_per unit | Baseline boiler (0.85 AFUE) | High EE boiler (0.95 AFUE) | ENGINEER | 0 | 5.2946 | 0 | 0 | 0 | 0 | 1301.6667 | 20 | 0 | 0.4905 | 0.4894 | 0.0074 | 0.0127 | 1 | 1 | Replace on Burnout | 11.651 | #NUM! | 0 | 111.7217 | 0 | 0 | 111.7217 | 0 | 839.1299 | 0 | 0 | 0 | 5.5861 | 0 | 844.7159 | 621.312 | 223.404 | 1.3596 | 0 | 848.5159 | 0 | 0 | 0 | 5.5861 | 0 | 854.1019 | 621.312 | 232.79 | 1.3747 | 0 | 858.9267 | 0 | 0 | 0 | 5.5861 | 0 | 864.5128 | 621.312 | 243.2008 | 1.3914 | per unit | 0.025822 | 1653.0749 | 0.005 | 0 | 439.8056 | 0 | 0 | 439.8056 | 0 | 0 | 442.0046 | 0 | 0 | 0 | 0 | 444.2147 | 0 | 0 | 0 | 0 | 0 | 0 | 439.8056 | 881.8103 | 1326.0249 | 0 | 0 | 0 | 0 | 0 | 0 | 439.8056 | 881.8103 | 1326.0249 | 0 | 0 | 0 | 0 | 439.8056 | 0 | 0 | 439.8056 | 0 | 0 | 442.0046 | 0 | 0 | 0 | 0 | 444.2147 | 0 | 0 | 0 | 0 | 0 | 0 | 439.8056 | 881.8103 | 1326.0249 | 0 | 0 | 0 | 0 | 0 | 0 | 439.8056 | 881.8103 | 1326.0249 | 0 | 0 | 0 | 1396.543 | 1898.6952 | 1396.543 | 2027.2049 | 1529.2551 | 1414.2141 | 1944.0846 | 1414.2141 | 2061.3077 | 1548.6056 | 1435.9202 | 1997.9838 | 1435.9202 | 2103.3584 | 1572.3743 | 2.2477 | 2.2762 | 2.3111 | 0.001353 | 0.0013462 | 0.0013395 | 0 | 11.9008 | 0 | 0 | 11.9008 | 0 | 0 | 12.0514 | 0 | 0 | 12.0514 | 0 | 0 | 12.2364 | 0 | 0 | 12.2364 | 0 | 0 | 0 | 0 | 238.0163 | 241.0281 | 244.7275 | 0 | 0 | 0 | 0 | 0 | 0 | 238.0163 | 241.0281 | 244.7275 | 0 | 0 | 0 | 11.9008 | 23.9522 | 36.1886 | 0 | 0 | 0 | 0 | 0 | 0 | 11.9008 | 23.9522 | 36.1886 | 0 | 0 | 0 | 1 | 1 | 1 | 1 | 1 | 1 | 1 | 976.25 | -131.5341 | 0.86527 | 976.25 | -122.1481 | 0.87488 | 976.25 | -111.7372 | 0.88554 | 0 | 439.8056 | 0 | 0 | 439.8056 | 0 | 0 | 442.0046 | 0 | 0 | 0 | 0 | 444.2147 | 0 | 0 | 0 | 0 | 0 | 0 | 439.8056 | 881.8103 | 1326.0249 | 0 | 0 | 0 | 0 | 0 | 0 | 439.8056 | 881.8103 | 1326.0249 | 0 | 0 | 0 | 13492.2997 | 11674.4284 | 13492.2997 | 12464.5906 | 4497.4332 | 13602.7916 | 11900.8151 | 13602.7916 | 12618.4028 | 4534.2639 | 13720.2783 | 12149.9161 | 13720.2783 | 12790.7082 | 4573.4261 | 13.8205 | 13.9337 | 14.0541 | 0.0083189 | 0.0082775 | 0.0082363 | 0 | 73.1741 | 0 | 0 | 73.1741 | 0 | 0 | 73.7733 | 0 | 0 | 73.7733 | 0 | 0 | 74.4105 | 0 | 0 | 74.4105 | 0 | 0 | 0 | 0 | 1463.481 | 1475.4658 | 1488.2093 | 0 | 0 | 0 | 0 | 0 | 0 | 1463.481 | 1475.4658 | 1488.2093 | 0 | 0 | 0 | 73.1741 | 146.9473 | 221.3578 | 0 | 0 | 0 | 0 | 0 | 0 | 73.1741 | 146.9473 | 221.3578 | 0 | 0 | 0 | 1301.6667 | -456.9507 | 0.64895 | 1301.6667 | -447.5647 | 0.65616 | 1301.6667 | -437.1539 | 0.66416 | 0 | 439.8056 | 0 | 0 | 439.8056 | 0 | 0 | 442.0046 | 0 | 0 | 0 | 0 | 444.2147 | 0 | 0 | 0 | 0 | 0 | 0 | 439.8056 | 881.8103 | 1326.0249 | 0 | 0 | 0 | 0 | 0 | 0 | 439.8056 | 881.8103 | 1326.0249 | 0 | 0 | 0 | 43250.2262 | 28067.213 | 43250.2262 | 29966.8907 | 0 | 43466.4773 | 28520.9753 | 43466.4773 | 30240.7147 | 0 | 43683.8097 | 29012.966 | 43683.8097 | 30543.1229 | 0 | 33.2268 | 33.3929 | 33.5599 | 0.02 | 0.0199 | 0.019801 | 0 | 175.9222 | 0 | 0 | 175.9222 | 0 | 0 | 176.8019 | 0 | 0 | 176.8019 | 0 | 0 | 177.6859 | 0 | 0 | 177.6859 | 0 | 0 | 0 | 0 | 3518.4449 | 3536.0371 | 3553.7173 | 0 | 0 | 0 | 0 | 0 | 0 | 3518.4449 | 3536.0371 | 3553.7173 | 0 | 0 | 0 | 175.9222 | 352.7241 | 530.41 | 0 | 0 | 0 | 0 | 0 | 0 | 175.9222 | 352.7241 | 530.41 | 0 | 0 | 0
| 150 | Residential | Low Income | HVAC | Gas | 01-197 | 01-197.03 | Boilers | [01-197]_Residential_HVAC_Boiler_ENERGY STAR Most Efficient_ROB_Gas_per unit | Baseline boiler (0.85 AFUE) | High EE boiler (0.95 AFUE) | ENGINEER | 0 | 8.2235 | 0 | 0 | 0 | 0 | 1301.6667 | 20 | 0 | 0.4905 | 0.4894 | 0.0074 | 0.0127 | 1 | 1 | Replace on Burnout | 7.5013 | #NUM! | 0 | 173.5252 | 0 | 0 | 173.5252 | 0 | 1303.3294 | 0 | 0 | 0 | 8.6763 | 0 | 1574.4067 | 1301.6667 | 272.7401 | 1.2095 | 0 | 1317.9076 | 0 | 0 | 0 | 8.6763 | 0 | 1591.9007 | 1301.6667 | 290.234 | 1.223 | 0 | 1334.0776 | 0 | 0 | 0 | 8.6763 | 0 | 1611.3046 | 1301.6667 | 309.638 | 1.2379 | per unit | 0.021215 | 3259.4197 | 0.005 | 0 | 1346.8943 | 0 | 0 | 1346.8943 | 0 | 0 | 1353.6288 | 0 | 0 | 0 | 0 | 1360.3969 | 0 | 0 | 0 | 0 | 0 | 0 | 1346.8943 | 2700.5231 | 4060.92 | 0 | 0 | 0 | 0 | 0 | 0 | 1346.8943 | 2700.5231 | 4060.92 | 0 | 0 | 0 | 0 | 1346.8943 | 0 | 0 | 1346.8943 | 0 | 0 | 1353.6288 | 0 | 0 | 0 | 0 | 1360.3969 | 0 | 0 | 0 | 0 | 0 | 0 | 1346.8943 | 2700.5231 | 4060.92 | 0 | 0 | 0 | 0 | 0 | 0 | 1346.8943 | 2700.5231 | 4060.92 | 0 | 0 | 0 | 13857.6469 | 16761.2594 | 13857.6469 | 12174.9095 | 0 | 13926.9351 | 17032.2385 | 13926.9351 | 12286.1583 | 0 | 13996.5698 | 17326.0469 | 13996.5698 | 12409.0204 | 0 | 10.6461 | 10.6993 | 10.7528 | 0.00325 | 0.0032338 | 0.0032177 | 0 | 87.5481 | 0 | 0 | 87.5481 | 0 | 0 | 87.9859 | 0 | 0 | 87.9859 | 0 | 0 | 88.4258 | 0 | 0 | 88.4258 | 0 | 0 | 0 | 0 | 1750.9626 | 1759.7174 | 1768.516 | 0 | 0 | 0 | 0 | 0 | 0 | 1750.9626 | 1759.7174 | 1768.516 | 0 | 0 | 0 | 87.5481 | 175.534 | 263.9598 | 0 | 0 | 0 | 0 | 0 | 0 | 87.5481 | 175.534 | 263.9598 | 0 | 0 | 0 | 1 | 1 | 1 | 1 | 1 | 1 | 1 | 1301.6667 | 272.7401 | 1.2095 | 1301.6667 | 290.234 | 1.223 | 1301.6667 | 309.638 | 1.2379 | 0 | 1346.8943 | 0 | 0 | 1346.8943 | 0 | 0 | 1353.6288 | 0 | 0 | 0 | 0 | 1360.3969 | 0 | 0 | 0 | 0 | 0 | 0 | 1346.8943 | 2700.5231 | 4060.92 | 0 | 0 | 0 | 0 | 0 | 0 | 1346.8943 | 2700.5231 | 4060.92 | 0 | 0 | 0 | 13857.6469 | 16761.2594 | 13857.6469 | 12174.9095 | 0 | 13926.9351 | 17032.2385 | 13926.9351 | 12286.1583 | 0 | 13996.5698 | 17326.0469 | 13996.5698 | 12409.0204 | 0 | 10.6461 | 10.6993 | 10.7528 | 0.00325 | 0.0032338 | 0.0032177 | 0 | 87.5481 | 0 | 0 | 87.5481 | 0 | 0 | 87.9859 | 0 | 0 | 87.9859 | 0 | 0 | 88.4258 | 0 | 0 | 88.4258 | 0 | 0 | 0 | 0 | 1750.9626 | 1759.7174 | 1768.516 | 0 | 0 | 0 | 0 | 0 | 0 | 1750.9626 | 1759.7174 | 1768.516 | 0 | 0 | 0 | 87.5481 | 175.534 | 263.9598 | 0 | 0 | 0 | 0 | 0 | 0 | 87.5481 | 175.534 | 263.9598 | 0 | 0 | 0 | 1301.6667 | 272.7401 | 1.2095 | 1301.6667 | 290.234 | 1.223 | 1301.6667 | 309.638 | 1.2379 | 0 | 1346.8943 | 0 | 0 | 1346.8943 | 0 | 0 | 1353.6288 | 0 | 0 | 0 | 0 | 1360.3969 | 0 | 0 | 0 | 0 | 0 | 0 | 1346.8943 | 2700.5231 | 4060.92 | 0 | 0 | 0 | 0 | 0 | 0 | 1346.8943 | 2700.5231 | 4060.92 | 0 | 0 | 0 | 13857.6469 | 16761.2594 | 13857.6469 | 12174.9095 | 0 | 13926.9351 | 17032.2385 | 13926.9351 | 12286.1583 | 0 | 13996.5698 | 17326.0469 | 13996.5698 | 12409.0204 | 0 | 10.6461 | 10.6993 | 10.7528 | 0.00325 | 0.0032338 | 0.0032177 | 0 | 87.5481 | 0 | 0 | 87.5481 | 0 | 0 | 87.9859 | 0 | 0 | 87.9859 | 0 | 0 | 88.4258 | 0 | 0 | 88.4258 | 0 | 0 | 0 | 0 | 1750.9626 | 1759.7174 | 1768.516 | 0 | 0 | 0 | 0 | 0 | 0 | 1750.9626 | 1759.7174 | 1768.516 | 0 | 0 | 0 | 87.5481 | 175.534 | 263.9598 | 0 | 0 | 0 | 0 | 0 | 0 | 87.5481 | 175.534 | 263.9598 | 0 | 0 | 0
| 151 | Residential | Single Family | HVAC | Oil | 01-205 | 01-205.01 | Boilers | [01-205]_Residential_HVAC_Boiler_ENERGY STAR_ROB_Oil_per unit | 0.86 AFUE (Federal standard 2021) | 0.87 (Energy star) | ENGINEER | 0 | 0 | 1.2128 | 0 | 0 | 0 | 98.7879 | 20 | 0 | 0.4905 | 0.4894 | 0.0074 | 0.0127 | 1 | 1 | Replace on Burnout | 3.8601 | #NUM! | 0 | 0 | 25.592 | 0 | 25.592 | 0 | 0 | 479.3859 | 0 | 0 | 1.2796 | 0 | 480.6655 | 60.4124 | 420.253 | 7.9564 | 0 | 0 | 490.1318 | 0 | 0 | 1.2796 | 0 | 491.4114 | 60.4124 | 430.9989 | 8.1343 | 0 | 0 | 499.3256 | 0 | 0 | 1.2796 | 0 | 500.6052 | 60.4124 | 440.1927 | 8.2865 | per unit | 0.27656 | 116849.8819 | 0.005 | 0 | 0 | 7121.3537 | 0 | 7121.3537 | 0 | 0 | 0 | 7156.9605 | 0 | 0 | 0 | 0 | 7192.7453 | 0 | 0 | 0 | 0 | 0 | 0 | 0 | 0 | 7121.3537 | 14278.3143 | 21471.0596 | 0 | 0 | 0 | 7121.3537 | 14278.3143 | 21471.0596 | 0 | 0 | 0 | 0 | 0 | 7121.3537 | 0 | 7121.3537 | 0 | 0 | 0 | 7156.9605 | 0 | 0 | 0 | 0 | 7192.7453 | 0 | 0 | 0 | 0 | 0 | 0 | 0 | 0 | 7121.3537 | 14278.3143 | 21471.0596 | 0 | 0 | 0 | 7121.3537 | 14278.3143 | 21471.0596 | 0 | 0 | 0 | 220509.3943 | 1754460.7403 | 220509.3943 | 1749790.1214 | 140072.8809 | 222745.8731 | 1811876.1289 | 222745.8731 | 1807158.139 | 141493.5462 | 224804.5323 | 1862833.3522 | 224804.5323 | 1858071.7577 | 142801.2561 | 3650.066 | 3687.0861 | 3721.1629 | 0.031082 | 0.030927 | 0.030773 | 0 | 0 | 4426.892 | 0 | 4426.892 | 0 | 0 | 0 | 4471.791 | 0 | 4471.791 | 0 | 0 | 0 | 4513.1202 | 0 | 4513.1202 | 0 | 0 | 0 | 0 | 0 | 0 | 0 | 88537.8406 | 89435.8205 | 90262.4032 | 0 | 0 | 0 | 88537.8406 | 89435.8205 | 90262.4032 | 0 | 0 | 0 | 0 | 0 | 0 | 4426.892 | 8898.6831 | 13411.8032 | 0 | 0 | 0 | 4426.892 | 8898.6831 | 13411.8032 | 0 | 0 | 0 | 1 | 1 | 1 | 1 | 1 | 1 | 1 | 74.0909 | 406.5746 | 6.4875 | 74.0909 | 417.3205 | 6.6325 | 74.0909 | 426.5143 | 6.7566 | 0 | 0 | 7121.3537 | 0 | 7121.3537 | 0 | 0 | 0 | 7156.9605 | 0 | 0 | 0 | 0 | 7192.7453 | 0 | 0 | 0 | 0 | 0 | 0 | 0 | 0 | 7121.3537 | 14278.3143 | 21471.0596 | 0 | 0 | 0 | 7121.3537 | 14278.3143 | 21471.0596 | 0 | 0 | 0 | 349234.646 | 2265663.1334 | 349234.646 | 2259631.6225 | 116411.5487 | 351825.4726 | 2333498.7613 | 351825.4726 | 2327422.5051 | 117275.1575 | 354284.2966 | 2393769.3566 | 354284.2966 | 2387650.6349 | 118094.7655 | 4713.5964 | 4748.5647 | 4781.7512 | 0.040138 | 0.039939 | 0.03974 | 0 | 0 | 5716.7686 | 0 | 5716.7686 | 0 | 0 | 0 | 5759.1789 | 0 | 5759.1789 | 0 | 0 | 0 | 5799.4285 | 0 | 5799.4285 | 0 | 0 | 0 | 0 | 0 | 0 | 0 | 114335.372 | 115183.5786 | 115988.569 | 0 | 0 | 0 | 114335.372 | 115183.5786 | 115988.569 | 0 | 0 | 0 | 0 | 0 | 0 | 5716.7686 | 11475.9475 | 17275.376 | 0 | 0 | 0 | 5716.7686 | 11475.9475 | 17275.376 | 0 | 0 | 0 | 98.7879 | 381.8776 | 4.8656 | 98.7879 | 392.6235 | 4.9744 | 98.7879 | 401.8173 | 5.0675 | 0 | 0 | 7121.3537 | 0 | 7121.3537 | 0 | 0 | 0 | 7156.9605 | 0 | 0 | 0 | 0 | 7192.7453 | 0 | 0 | 0 | 0 | 0 | 0 | 0 | 0 | 7121.3537 | 14278.3143 | 21471.0596 | 0 | 0 | 0 | 7121.3537 | 14278.3143 | 21471.0596 | 0 | 0 | 0 | 522048.0929 | 2540094.0275 | 522048.0929 | 2533331.9433 | 0 | 524658.3334 | 2609865.5441 | 524658.3334 | 2603069.6494 | 0 | 527281.6251 | 2671986.7532 | 527281.6251 | 2665156.8791 | 0 | 5284.5359 | 5310.9586 | 5337.5134 | 0.045 | 0.044776 | 0.044553 | 0 | 0 | 6409.2184 | 0 | 6409.2184 | 0 | 0 | 0 | 6441.2645 | 0 | 6441.2645 | 0 | 0 | 0 | 6473.4708 | 0 | 6473.4708 | 0 | 0 | 0 | 0 | 0 | 0 | 0 | 128184.3674 | 128825.2893 | 129469.4157 | 0 | 0 | 0 | 128184.3674 | 128825.2893 | 129469.4157 | 0 | 0 | 0 | 0 | 0 | 0 | 6409.2184 | 12850.4828 | 19323.9536 | 0 | 0 | 0 | 6409.2184 | 12850.4828 | 19323.9536 | 0 | 0 | 0
| 152 | Residential | Multi-Family | HVAC | Oil | 01-205 | 01-205.02 | Boilers | [01-205]_Residential_HVAC_Boiler_ENERGY STAR_ROB_Oil_per unit | 0.86 AFUE (Federal standard 2021) | 0.87 (Energy star) | ENGINEER | 0 | 0 | 0.7403 | 0 | 0 | 0 | 98.7879 | 20 | 0 | 0.4905 | 0.4894 | 0.0074 | 0.0127 | 1 | 1 | Replace on Burnout | 6.324 | #NUM! | 0 | 0 | 15.6211 | 0 | 15.6211 | 0 | 0 | 292.6122 | 0 | 0 | 0.78105 | 0 | 293.3932 | 60.4124 | 232.9808 | 4.8565 | 0 | 0 | 299.1714 | 0 | 0 | 0.78105 | 0 | 299.9524 | 60.4124 | 239.54 | 4.9651 | 0 | 0 | 304.7831 | 0 | 0 | 0.78105 | 0 | 305.5642 | 60.4124 | 245.1517 | 5.058 | per unit | 0.023344 | 1494.4207 | 0.005 | 0 | 0 | 55.5923 | 0 | 55.5923 | 0 | 0 | 0 | 55.8702 | 0 | 0 | 0 | 0 | 56.1496 | 0 | 0 | 0 | 0 | 0 | 0 | 0 | 0 | 55.5923 | 111.4625 | 167.612 | 0 | 0 | 0 | 55.5923 | 111.4625 | 167.612 | 0 | 0 | 0 | 0 | 0 | 55.5923 | 0 | 55.5923 | 0 | 0 | 0 | 55.8702 | 0 | 0 | 0 | 0 | 56.1496 | 0 | 0 | 0 | 0 | 0 | 0 | 0 | 0 | 55.5923 | 111.4625 | 167.612 | 0 | 0 | 0 | 55.5923 | 111.4625 | 167.612 | 0 | 0 | 0 | 1910.0838 | 9276.3285 | 1910.0838 | 9251.6336 | 1213.3313 | 1942.9284 | 9646.7887 | 1942.9284 | 9621.6692 | 1234.1949 | 1972.0791 | 9974.713 | 1972.0791 | 9949.2166 | 1252.7122 | 31.6174 | 32.1611 | 32.6436 | 0.021052 | 0.020947 | 0.020843 | 0 | 0 | 23.4062 | 0 | 23.4062 | 0 | 0 | 0 | 23.8087 | 0 | 23.8087 | 0 | 0 | 0 | 24.1659 | 0 | 24.1659 | 0 | 0 | 0 | 0 | 0 | 0 | 0 | 468.1245 | 476.1741 | 483.3184 | 0 | 0 | 0 | 468.1245 | 476.1741 | 483.3184 | 0 | 0 | 0 | 0 | 0 | 0 | 23.4062 | 47.2149 | 71.3808 | 0 | 0 | 0 | 23.4062 | 47.2149 | 71.3808 | 0 | 0 | 0 | 1 | 1 | 1 | 1 | 1 | 1 | 1 | 74.0909 | 219.3023 | 3.9599 | 74.0909 | 225.8615 | 4.0484 | 74.0909 | 231.4733 | 4.1242 | 0 | 0 | 55.5923 | 0 | 55.5923 | 0 | 0 | 0 | 55.8702 | 0 | 0 | 0 | 0 | 56.1496 | 0 | 0 | 0 | 0 | 0 | 0 | 0 | 0 | 55.5923 | 111.4625 | 167.612 | 0 | 0 | 0 | 55.5923 | 111.4625 | 167.612 | 0 | 0 | 0 | 3415.4291 | 13524.7865 | 3415.4291 | 13488.7816 | 1138.4764 | 3450.9109 | 13970.7967 | 3450.9109 | 13934.4178 | 1150.3036 | 3483.4404 | 14366.3325 | 3483.4404 | 14329.6107 | 1161.1468 | 46.0978 | 46.5767 | 47.0158 | 0.030693 | 0.03054 | 0.030389 | 0 | 0 | 34.126 | 0 | 34.126 | 0 | 0 | 0 | 34.4805 | 0 | 34.4805 | 0 | 0 | 0 | 34.8056 | 0 | 34.8056 | 0 | 0 | 0 | 0 | 0 | 0 | 0 | 682.5205 | 689.611 | 696.1115 | 0 | 0 | 0 | 682.5205 | 689.611 | 696.1115 | 0 | 0 | 0 | 0 | 0 | 0 | 34.126 | 68.6066 | 103.4121 | 0 | 0 | 0 | 34.126 | 68.6066 | 103.4121 | 0 | 0 | 0 | 98.7879 | 194.6053 | 2.9699 | 98.7879 | 201.1645 | 3.0363 | 98.7879 | 206.7763 | 3.0931 | 0 | 0 | 55.5923 | 0 | 55.5923 | 0 | 0 | 0 | 55.8702 | 0 | 0 | 0 | 0 | 56.1496 | 0 | 0 | 0 | 0 | 0 | 0 | 0 | 0 | 55.5923 | 111.4625 | 167.612 | 0 | 0 | 0 | 55.5923 | 111.4625 | 167.612 | 0 | 0 | 0 | 5934.7521 | 17625.8065 | 5934.7521 | 17578.8841 | 0 | 5964.4259 | 18109.9536 | 5964.4259 | 18062.7966 | 0 | 5994.248 | 18541.015 | 5994.248 | 18493.6222 | 0 | 60.0757 | 60.3761 | 60.678 | 0.04 | 0.039801 | 0.039603 | 0 | 0 | 44.4738 | 0 | 44.4738 | 0 | 0 | 0 | 44.6962 | 0 | 44.6962 | 0 | 0 | 0 | 44.9197 | 0 | 44.9197 | 0 | 0 | 0 | 0 | 0 | 0 | 0 | 889.4761 | 893.9234 | 898.3931 | 0 | 0 | 0 | 889.4761 | 893.9234 | 898.3931 | 0 | 0 | 0 | 0 | 0 | 0 | 44.4738 | 89.17 | 134.0896 | 0 | 0 | 0 | 44.4738 | 89.17 | 134.0896 | 0 | 0 | 0
| 153 | Residential | Low Income | HVAC | Oil | 01-205 | 01-205.03 | Boilers | [01-205]_Residential_HVAC_Boiler_ENERGY STAR_ROB_Oil_per unit | 0.86 AFUE (Federal standard 2021) | 0.87 (Energy star) | ENGINEER | 0 | 0 | 1.1498 | 0 | 0 | 0 | 98.7879 | 20 | 0 | 0.4905 | 0.4894 | 0.0074 | 0.0127 | 1 | 1 | Replace on Burnout | 4.0716 | #NUM! | 0 | 0 | 24.2625 | 0 | 24.2625 | 0 | 0 | 454.4827 | 0 | 0 | 1.2131 | 0 | 546.835 | 98.7879 | 448.0471 | 5.5354 | 0 | 0 | 464.6704 | 0 | 0 | 1.2131 | 0 | 559.0602 | 98.7879 | 460.2724 | 5.6592 | 0 | 0 | 473.3866 | 0 | 0 | 1.2131 | 0 | 569.5196 | 98.7879 | 470.7318 | 5.7651 | per unit | 0.17743 | 27260.601 | 0.005 | 0 | 0 | 1575.0772 | 0 | 1575.0772 | 0 | 0 | 0 | 1582.9526 | 0 | 0 | 0 | 0 | 1590.8673 | 0 | 0 | 0 | 0 | 0 | 0 | 0 | 0 | 1575.0772 | 3158.0298 | 4748.8971 | 0 | 0 | 0 | 1575.0772 | 3158.0298 | 4748.8971 | 0 | 0 | 0 | 0 | 0 | 1575.0772 | 0 | 1575.0772 | 0 | 0 | 0 | 1582.9526 | 0 | 0 | 0 | 0 | 1590.8673 | 0 | 0 | 0 | 0 | 0 | 0 | 0 | 0 | 1575.0772 | 3158.0298 | 4748.8971 | 0 | 0 | 0 | 1575.0772 | 3158.0298 | 4748.8971 | 0 | 0 | 0 | 17592.1332 | 97380.3129 | 17592.1332 | 97121.073 | 0 | 17680.0939 | 100055.1636 | 17680.0939 | 99794.6274 | 0 | 17768.4944 | 102436.7222 | 17768.4944 | 102174.8833 | 0 | 178.0799 | 178.9703 | 179.8651 | 0.0065 | 0.0064677 | 0.0064355 | 0 | 0 | 204.76 | 0 | 204.76 | 0 | 0 | 0 | 205.7838 | 0 | 205.7838 | 0 | 0 | 0 | 206.8128 | 0 | 206.8128 | 0 | 0 | 0 | 0 | 0 | 0 | 0 | 4095.2007 | 4115.6767 | 4136.2551 | 0 | 0 | 0 | 4095.2007 | 4115.6767 | 4136.2551 | 0 | 0 | 0 | 0 | 0 | 0 | 204.76 | 410.5439 | 617.3566 | 0 | 0 | 0 | 204.76 | 410.5439 | 617.3566 | 0 | 0 | 0 | 1 | 1 | 1 | 1 | 1 | 1 | 1 | 98.7879 | 448.0471 | 5.5354 | 98.7879 | 460.2724 | 5.6592 | 98.7879 | 470.7318 | 5.7651 | 0 | 0 | 1575.0772 | 0 | 1575.0772 | 0 | 0 | 0 | 1582.9526 | 0 | 0 | 0 | 0 | 1590.8673 | 0 | 0 | 0 | 0 | 0 | 0 | 0 | 0 | 1575.0772 | 3158.0298 | 4748.8971 | 0 | 0 | 0 | 1575.0772 | 3158.0298 | 4748.8971 | 0 | 0 | 0 | 17592.1332 | 97380.3129 | 17592.1332 | 97121.073 | 0 | 17680.0939 | 100055.1636 | 17680.0939 | 99794.6274 | 0 | 17768.4944 | 102436.7222 | 17768.4944 | 102174.8833 | 0 | 178.0799 | 178.9703 | 179.8651 | 0.0065 | 0.0064677 | 0.0064355 | 0 | 0 | 204.76 | 0 | 204.76 | 0 | 0 | 0 | 205.7838 | 0 | 205.7838 | 0 | 0 | 0 | 206.8128 | 0 | 206.8128 | 0 | 0 | 0 | 0 | 0 | 0 | 0 | 4095.2007 | 4115.6767 | 4136.2551 | 0 | 0 | 0 | 4095.2007 | 4115.6767 | 4136.2551 | 0 | 0 | 0 | 0 | 0 | 0 | 204.76 | 410.5439 | 617.3566 | 0 | 0 | 0 | 204.76 | 410.5439 | 617.3566 | 0 | 0 | 0 | 98.7879 | 448.0471 | 5.5354 | 98.7879 | 460.2724 | 5.6592 | 98.7879 | 470.7318 | 5.7651 | 0 | 0 | 1575.0772 | 0 | 1575.0772 | 0 | 0 | 0 | 1582.9526 | 0 | 0 | 0 | 0 | 1590.8673 | 0 | 0 | 0 | 0 | 0 | 0 | 0 | 0 | 1575.0772 | 3158.0298 | 4748.8971 | 0 | 0 | 0 | 1575.0772 | 3158.0298 | 4748.8971 | 0 | 0 | 0 | 17592.1332 | 97380.3129 | 17592.1332 | 97121.073 | 0 | 17680.0939 | 100055.1636 | 17680.0939 | 99794.6274 | 0 | 17768.4944 | 102436.7222 | 17768.4944 | 102174.8833 | 0 | 178.0799 | 178.9703 | 179.8651 | 0.0065 | 0.0064677 | 0.0064355 | 0 | 0 | 204.76 | 0 | 204.76 | 0 | 0 | 0 | 205.7838 | 0 | 205.7838 | 0 | 0 | 0 | 206.8128 | 0 | 206.8128 | 0 | 0 | 0 | 0 | 0 | 0 | 0 | 4095.2007 | 4115.6767 | 4136.2551 | 0 | 0 | 0 | 4095.2007 | 4115.6767 | 4136.2551 | 0 | 0 | 0 | 0 | 0 | 0 | 204.76 | 410.5439 | 617.3566 | 0 | 0 | 0 | 204.76 | 410.5439 | 617.3566 | 0 | 0 | 0
| 154 | Residential | Single Family | HVAC | Gas | 01-200 | 01-200.01 | Boilers | [01-200]_Residential_HVAC_Boiler Reset Control_ADD_Gas_per unit | Boiler without reset control | Boiler with reset control | ENGINEER | 0 | 4.2709 | 0 | 0 | 0 | 0 | 612 | 20 | 0 | 0.4905 | 0.4894 | 0.0074 | 0.0127 | 1 | 1 | Additions on Existing | 6.7908 | #NUM! | 0 | 90.1217 | 0 | 0 | 90.1217 | 0 | 676.8941 | 0 | 0 | 0 | 4.5061 | 0 | 681.4002 | 292.1201 | 389.2801 | 2.3326 | 0 | 684.4654 | 0 | 0 | 0 | 4.5061 | 0 | 688.9715 | 292.1201 | 396.8515 | 2.3585 | 0 | 692.8634 | 0 | 0 | 0 | 4.5061 | 0 | 697.3695 | 292.1201 | 405.2495 | 2.3873 | per unit | 0.018358 | 7756.5587 | 0.005 | 0 | 4677.2447 | 0 | 0 | 4677.2447 | 0 | 0 | 4639.4043 | 0 | 0 | 0 | 0 | 4549.1001 | 0 | 0 | 0 | 0 | 0 | 0 | 4677.2447 | 9316.649 | 13865.7491 | 0 | 0 | 0 | 0 | 0 | 0 | 4677.2447 | 9316.649 | 13865.7491 | 0 | 0 | 0 | 0 | 4677.2447 | 0 | 0 | 4677.2447 | 0 | 0 | 4639.4043 | 0 | 0 | 0 | 0 | 4549.1001 | 0 | 0 | 0 | 0 | 0 | 0 | 4677.2447 | 9316.649 | 13865.7491 | 0 | 0 | 0 | 0 | 0 | 0 | 4677.2447 | 9316.649 | 13865.7491 | 0 | 0 | 0 | 4447.2767 | 10373.732 | 4447.2767 | 11075.8589 | 4869.8972 | 4456.1827 | 10510.004 | 4456.1827 | 11143.7294 | 4879.6495 | 4418.1091 | 10547.2204 | 4418.1091 | 11103.4856 | 4837.9578 | 15.2241 | 15.2546 | 15.1243 | 0.001953 | 0.0019433 | 0.0019336 | 0 | 65.0214 | 0 | 0 | 65.0214 | 0 | 0 | 65.1516 | 0 | 0 | 65.1516 | 0 | 0 | 64.595 | 0 | 0 | 64.595 | 0 | 0 | 0 | 0 | 1300.4285 | 1303.0327 | 1291.8996 | 0 | 0 | 0 | 0 | 0 | 0 | 1300.4285 | 1303.0327 | 1291.8996 | 0 | 0 | 0 | 65.0214 | 130.1731 | 194.768 | 0 | 0 | 0 | 0 | 0 | 0 | 65.0214 | 130.1731 | 194.768 | 0 | 0 | 0 | 1 | 1 | 1 | 1 | 1 | 1 | 1 | 459 | 222.4002 | 1.4845 | 459 | 229.9715 | 1.501 | 459 | 238.3695 | 1.5193 | 0 | 4677.2447 | 0 | 0 | 4677.2447 | 0 | 0 | 4639.4043 | 0 | 0 | 0 | 0 | 4549.1001 | 0 | 0 | 0 | 0 | 0 | 0 | 4677.2447 | 9316.649 | 13865.7491 | 0 | 0 | 0 | 0 | 0 | 0 | 4677.2447 | 9316.649 | 13865.7491 | 0 | 0 | 0 | 78724.3992 | 116868.8878 | 78724.3992 | 124778.9434 | 26241.4664 | 78534.7193 | 117882.7538 | 78534.7193 | 124990.7719 | 26178.2398 | 77509.5812 | 117762.1326 | 77509.5812 | 123972.9605 | 25836.5271 | 171.5129 | 171.0996 | 168.8662 | 0.022002 | 0.021893 | 0.021784 | 0 | 732.5215 | 0 | 0 | 732.5215 | 0 | 0 | 730.7566 | 0 | 0 | 730.7566 | 0 | 0 | 721.2178 | 0 | 0 | 721.2178 | 0 | 0 | 0 | 0 | 14650.4301 | 14615.1311 | 14424.3553 | 0 | 0 | 0 | 0 | 0 | 0 | 14650.4301 | 14615.1311 | 14424.3553 | 0 | 0 | 0 | 732.5215 | 1463.2781 | 2184.4958 | 0 | 0 | 0 | 0 | 0 | 0 | 732.5215 | 1463.2781 | 2184.4958 | 0 | 0 | 0 | 612 | 69.4002 | 1.1134 | 612 | 76.9715 | 1.1258 | 612 | 85.3695 | 1.1395 | 0 | 4677.2447 | 0 | 0 | 4677.2447 | 0 | 0 | 4639.4043 | 0 | 0 | 0 | 0 | 4549.1001 | 0 | 0 | 0 | 0 | 0 | 0 | 4677.2447 | 9316.649 | 13865.7491 | 0 | 0 | 0 | 0 | 0 | 0 | 4677.2447 | 9316.649 | 13865.7491 | 0 | 0 | 0 | 469154.4539 | 522356.0909 | 469154.4539 | 557710.8018 | 0 | 465358.8485 | 523887.2347 | 465358.8485 | 555476.2486 | 0 | 456300.8127 | 519951.4301 | 456300.8127 | 547373.9027 | 0 | 766.5922 | 760.3903 | 745.5896 | 0.09834 | 0.097851 | 0.097364 | 0 | 3274.0713 | 0 | 0 | 3274.0713 | 0 | 0 | 3247.583 | 0 | 0 | 3247.583 | 0 | 0 | 3184.37 | 0 | 0 | 3184.37 | 0 | 0 | 0 | 0 | 65481.4258 | 64951.6607 | 63687.4009 | 0 | 0 | 0 | 0 | 0 | 0 | 65481.4258 | 64951.6607 | 63687.4009 | 0 | 0 | 0 | 3274.0713 | 6521.6543 | 9706.0244 | 0 | 0 | 0 | 0 | 0 | 0 | 3274.0713 | 6521.6543 | 9706.0244 | 0 | 0 | 0
| 155 | Residential | Multi-Family | HVAC | Gas | 01-200 | 01-200.02 | Boilers | [01-200]_Residential_HVAC_Boiler Reset Control_ADD_Gas_per unit | Boiler without reset control | Boiler with reset control | ENGINEER | 0 | 2.6069 | 0 | 0 | 0 | 0 | 612 | 20 | 0 | 0.4905 | 0.4894 | 0.0074 | 0.0127 | 1 | 1 | Additions on Existing | 11.1254 | #NUM! | 0 | 55.0093 | 0 | 0 | 55.0093 | 0 | 413.1691 | 0 | 0 | 0 | 2.7505 | 0 | 415.9196 | 292.1201 | 123.7995 | 1.4238 | 0 | 417.7906 | 0 | 0 | 0 | 2.7505 | 0 | 420.5411 | 292.1201 | 128.421 | 1.4396 | 0 | 422.9166 | 0 | 0 | 0 | 2.7505 | 0 | 425.6671 | 292.1201 | 133.5471 | 1.4572 | per unit | 0.010329 | 661.23 | 0.005 | 0 | 243.3776 | 0 | 0 | 243.3776 | 0 | 0 | 241.4086 | 0 | 0 | 0 | 0 | 236.7097 | 0 | 0 | 0 | 0 | 0 | 0 | 243.3776 | 484.7863 | 721.496 | 0 | 0 | 0 | 0 | 0 | 0 | 243.3776 | 484.7863 | 721.496 | 0 | 0 | 0 | 0 | 243.3776 | 0 | 0 | 243.3776 | 0 | 0 | 241.4086 | 0 | 0 | 0 | 0 | 236.7097 | 0 | 0 | 0 | 0 | 0 | 0 | 243.3776 | 484.7863 | 721.496 | 0 | 0 | 0 | 0 | 0 | 0 | 243.3776 | 484.7863 | 721.496 | 0 | 0 | 0 | 33.9608 | 48.3533 | 33.9608 | 51.626 | 37.1881 | 34.0535 | 49.0241 | 34.0535 | 51.9801 | 37.2896 | 33.814 | 49.2725 | 33.814 | 51.8712 | 37.0273 | 0.11626 | 0.11657 | 0.11575 | 0.00017494 | 0.00017407 | 0.00017321 | 0 | 0.30307 | 0 | 0 | 0.30307 | 0 | 0 | 0.3039 | 0 | 0 | 0.3039 | 0 | 0 | 0.30176 | 0 | 0 | 0.30176 | 0 | 0 | 0 | 0 | 6.0615 | 6.078 | 6.0353 | 0 | 0 | 0 | 0 | 0 | 0 | 6.0615 | 6.078 | 6.0353 | 0 | 0 | 0 | 0.30307 | 0.60697 | 0.90874 | 0 | 0 | 0 | 0 | 0 | 0 | 0.30307 | 0.60697 | 0.90874 | 0 | 0 | 0 | 1 | 1 | 1 | 1 | 1 | 1 | 1 | 459 | -43.0804 | 0.90614 | 459 | -38.4589 | 0.91621 | 459 | -33.3329 | 0.92738 | 0 | 243.3776 | 0 | 0 | 243.3776 | 0 | 0 | 241.4086 | 0 | 0 | 0 | 0 | 236.7097 | 0 | 0 | 0 | 0 | 0 | 0 | 243.3776 | 484.7863 | 721.496 | 0 | 0 | 0 | 0 | 0 | 0 | 243.3776 | 484.7863 | 721.496 | 0 | 0 | 0 | 1141.7325 | 1034.5728 | 1141.7325 | 1104.5959 | 380.5775 | 1142.668 | 1046.9255 | 1142.668 | 1110.0523 | 380.8893 | 1132.9472 | 1050.6718 | 1132.9472 | 1106.0847 | 377.6491 | 2.4874 | 2.4895 | 2.4683 | 0.0037431 | 0.0037245 | 0.003706 | 0 | 6.4846 | 0 | 0 | 6.4846 | 0 | 0 | 6.4899 | 0 | 0 | 6.4899 | 0 | 0 | 6.4347 | 0 | 0 | 6.4347 | 0 | 0 | 0 | 0 | 129.6918 | 129.7981 | 128.6939 | 0 | 0 | 0 | 0 | 0 | 0 | 129.6918 | 129.7981 | 128.6939 | 0 | 0 | 0 | 6.4846 | 12.9745 | 19.4092 | 0 | 0 | 0 | 0 | 0 | 0 | 6.4846 | 12.9745 | 19.4092 | 0 | 0 | 0 | 612 | -196.0804 | 0.67961 | 612 | -191.4589 | 0.68716 | 612 | -186.3329 | 0.69553 | 0 | 243.3776 | 0 | 0 | 243.3776 | 0 | 0 | 241.4086 | 0 | 0 | 0 | 0 | 236.7097 | 0 | 0 | 0 | 0 | 0 | 0 | 243.3776 | 484.7863 | 721.496 | 0 | 0 | 0 | 0 | 0 | 0 | 243.3776 | 484.7863 | 721.496 | 0 | 0 | 0 | 37137.6664 | 25239.0244 | 37137.6664 | 26947.2813 | 0 | 36837.2111 | 25313.0057 | 36837.2111 | 26839.3129 | 0 | 36120.1886 | 25122.8368 | 36120.1886 | 26447.8265 | 0 | 60.6825 | 60.1915 | 59.0199 | 0.091316 | 0.090861 | 0.090409 | 0 | 158.1955 | 0 | 0 | 158.1955 | 0 | 0 | 156.9156 | 0 | 0 | 156.9156 | 0 | 0 | 153.8613 | 0 | 0 | 153.8613 | 0 | 0 | 0 | 0 | 3163.9093 | 3138.3123 | 3077.2262 | 0 | 0 | 0 | 0 | 0 | 0 | 3163.9093 | 3138.3123 | 3077.2262 | 0 | 0 | 0 | 158.1955 | 315.1111 | 468.9724 | 0 | 0 | 0 | 0 | 0 | 0 | 158.1955 | 315.1111 | 468.9724 | 0 | 0 | 0
| 156 | Residential | Low Income | HVAC | Gas | 01-200 | 01-200.03 | Boilers | [01-200]_Residential_HVAC_Boiler Reset Control_ADD_Gas_per unit | Boiler without reset control | Boiler with reset control | ENGINEER | 0 | 4.0491 | 0 | 0 | 0 | 0 | 612 | 20 | 0 | 0.4905 | 0.4894 | 0.0074 | 0.0127 | 1 | 1 | Additions on Existing | 7.1629 | #NUM! | 0 | 85.44 | 0 | 0 | 85.44 | 0 | 641.7308 | 0 | 0 | 0 | 4.272 | 0 | 775.2033 | 612 | 163.2033 | 1.2667 | 0 | 648.9088 | 0 | 0 | 0 | 4.272 | 0 | 783.8169 | 612 | 171.8169 | 1.2807 | 0 | 656.8705 | 0 | 0 | 0 | 4.272 | 0 | 793.371 | 612 | 181.371 | 1.2964 | per unit | 0.0084858 | 1303.7679 | 0.005 | 0 | 745.3383 | 0 | 0 | 745.3383 | 0 | 0 | 739.3082 | 0 | 0 | 0 | 0 | 724.9179 | 0 | 0 | 0 | 0 | 0 | 0 | 745.3383 | 1484.6465 | 2209.5644 | 0 | 0 | 0 | 0 | 0 | 0 | 745.3383 | 1484.6465 | 2209.5644 | 0 | 0 | 0 | 0 | 745.3383 | 0 | 0 | 745.3383 | 0 | 0 | 739.3082 | 0 | 0 | 0 | 0 | 724.9179 | 0 | 0 | 0 | 0 | 0 | 0 | 745.3383 | 1484.6465 | 2209.5644 | 0 | 0 | 0 | 0 | 0 | 0 | 745.3383 | 1484.6465 | 2209.5644 | 0 | 0 | 0 | 13518.5541 | 17123.5751 | 13518.5541 | 12438.0855 | 0 | 13409.1848 | 17173.7682 | 13409.1848 | 12388.2504 | 0 | 13148.18 | 17044.7469 | 13148.18 | 12207.5516 | 0 | 22.0891 | 21.9104 | 21.484 | 0.016858 | 0.016774 | 0.016691 | 0 | 89.4406 | 0 | 0 | 89.4406 | 0 | 0 | 88.717 | 0 | 0 | 88.717 | 0 | 0 | 86.9901 | 0 | 0 | 86.9901 | 0 | 0 | 0 | 0 | 1788.8118 | 1774.3398 | 1739.8029 | 0 | 0 | 0 | 0 | 0 | 0 | 1788.8118 | 1774.3398 | 1739.8029 | 0 | 0 | 0 | 89.4406 | 178.1576 | 265.1477 | 0 | 0 | 0 | 0 | 0 | 0 | 89.4406 | 178.1576 | 265.1477 | 0 | 0 | 0 | 1 | 1 | 1 | 1 | 1 | 1 | 1 | 612 | 163.2033 | 1.2667 | 612 | 171.8169 | 1.2807 | 612 | 181.371 | 1.2964 | 0 | 745.3383 | 0 | 0 | 745.3383 | 0 | 0 | 739.3082 | 0 | 0 | 0 | 0 | 724.9179 | 0 | 0 | 0 | 0 | 0 | 0 | 745.3383 | 1484.6465 | 2209.5644 | 0 | 0 | 0 | 0 | 0 | 0 | 745.3383 | 1484.6465 | 2209.5644 | 0 | 0 | 0 | 13518.5541 | 17123.5751 | 13518.5541 | 12438.0855 | 0 | 13409.1848 | 17173.7682 | 13409.1848 | 12388.2504 | 0 | 13148.18 | 17044.7469 | 13148.18 | 12207.5516 | 0 | 22.0891 | 21.9104 | 21.484 | 0.016858 | 0.016774 | 0.016691 | 0 | 89.4406 | 0 | 0 | 89.4406 | 0 | 0 | 88.717 | 0 | 0 | 88.717 | 0 | 0 | 86.9901 | 0 | 0 | 86.9901 | 0 | 0 | 0 | 0 | 1788.8118 | 1774.3398 | 1739.8029 | 0 | 0 | 0 | 0 | 0 | 0 | 1788.8118 | 1774.3398 | 1739.8029 | 0 | 0 | 0 | 89.4406 | 178.1576 | 265.1477 | 0 | 0 | 0 | 0 | 0 | 0 | 89.4406 | 178.1576 | 265.1477 | 0 | 0 | 0 | 612 | 163.2033 | 1.2667 | 612 | 171.8169 | 1.2807 | 612 | 181.371 | 1.2964 | 0 | 745.3383 | 0 | 0 | 745.3383 | 0 | 0 | 739.3082 | 0 | 0 | 0 | 0 | 724.9179 | 0 | 0 | 0 | 0 | 0 | 0 | 745.3383 | 1484.6465 | 2209.5644 | 0 | 0 | 0 | 0 | 0 | 0 | 745.3383 | 1484.6465 | 2209.5644 | 0 | 0 | 0 | 13518.5541 | 17123.5751 | 13518.5541 | 12438.0855 | 0 | 13409.1848 | 17173.7682 | 13409.1848 | 12388.2504 | 0 | 13148.18 | 17044.7469 | 13148.18 | 12207.5516 | 0 | 22.0891 | 21.9104 | 21.484 | 0.016858 | 0.016774 | 0.016691 | 0 | 89.4406 | 0 | 0 | 89.4406 | 0 | 0 | 88.717 | 0 | 0 | 88.717 | 0 | 0 | 86.9901 | 0 | 0 | 86.9901 | 0 | 0 | 0 | 0 | 1788.8118 | 1774.3398 | 1739.8029 | 0 | 0 | 0 | 0 | 0 | 0 | 1788.8118 | 1774.3398 | 1739.8029 | 0 | 0 | 0 | 89.4406 | 178.1576 | 265.1477 | 0 | 0 | 0 | 0 | 0 | 0 | 89.4406 | 178.1576 | 265.1477 | 0 | 0 | 0
| 157 | Residential | Single Family | HVAC | Oil | 01-207 | 01-207.01 | Boilers | [01-207]_Residential_HVAC_Boiler Reset Control_ADD_Oil_per unit | Boiler without reset control | Boiler with reset control | ENGINEER | 0 | 0 | 4.1693 | 0 | 0 | 0 | 612 | 20 | 0 | 0.4905 | 0.4894 | 0.0074 | 0.0127 | 1 | 1 | Additions on Existing | 6.9564 | #NUM! | 0 | 0 | 87.9759 | 0 | 87.9759 | 0 | 0 | 1647.9548 | 0 | 0 | 4.3988 | 0 | 1652.3536 | 374.2606 | 1278.093 | 4.415 | 0 | 0 | 1684.8954 | 0 | 0 | 4.3988 | 0 | 1689.2942 | 374.2606 | 1315.0335 | 4.5137 | 0 | 0 | 1716.5002 | 0 | 0 | 4.3988 | 0 | 1720.899 | 374.2606 | 1346.6384 | 4.5981 | per unit | 0.11062 | 46739.9528 | 0.005 | 0 | 0 | 27513.3735 | 0 | 27513.3735 | 0 | 0 | 0 | 27290.7818 | 0 | 0 | 0 | 0 | 26759.5769 | 0 | 0 | 0 | 0 | 0 | 0 | 0 | 0 | 27513.3735 | 54804.1553 | 81563.7323 | 0 | 0 | 0 | 27513.3735 | 54804.1553 | 81563.7323 | 0 | 0 | 0 | 0 | 0 | 27513.3735 | 0 | 27513.3735 | 0 | 0 | 0 | 27290.7818 | 0 | 0 | 0 | 0 | 26759.5769 | 0 | 0 | 0 | 0 | 0 | 0 | 0 | 0 | 27513.3735 | 54804.1553 | 81563.7323 | 0 | 0 | 0 | 27513.3735 | 54804.1553 | 81563.7323 | 0 | 0 | 0 | 333047.3484 | 1470397.777 | 333047.3484 | 1466483.3733 | 211559.7013 | 341385.332 | 1540905.4568 | 341385.332 | 1536893.0543 | 216856.1894 | 343990.5548 | 1581713.2729 | 343990.5548 | 1577670.2504 | 218511.0897 | 889.8808 | 912.1593 | 919.1203 | 0.018944 | 0.01885 | 0.018756 | 0 | 0 | 3710.1384 | 0 | 3710.1384 | 0 | 0 | 0 | 3803.0233 | 0 | 3803.0233 | 0 | 0 | 0 | 3832.0454 | 0 | 3832.0454 | 0 | 0 | 0 | 0 | 0 | 0 | 0 | 74202.7684 | 76060.4667 | 76640.9089 | 0 | 0 | 0 | 74202.7684 | 76060.4667 | 76640.9089 | 0 | 0 | 0 | 0 | 0 | 0 | 3710.1384 | 7513.1618 | 11345.2072 | 0 | 0 | 0 | 3710.1384 | 7513.1618 | 11345.2072 | 0 | 0 | 0 | 1 | 1 | 1 | 1 | 1 | 1 | 1 | 459 | 1193.3536 | 3.5999 | 459 | 1230.2942 | 3.6804 | 459 | 1261.899 | 3.7492 | 0 | 0 | 27513.3735 | 0 | 27513.3735 | 0 | 0 | 0 | 27290.7818 | 0 | 0 | 0 | 0 | 26759.5769 | 0 | 0 | 0 | 0 | 0 | 0 | 0 | 0 | 27513.3735 | 54804.1553 | 81563.7323 | 0 | 0 | 0 | 27513.3735 | 54804.1553 | 81563.7323 | 0 | 0 | 0 | 1074091.3697 | 3866620.4395 | 1074091.3697 | 3856326.9572 | 358030.4566 | 1081395.9583 | 3979947.434 | 1081395.9583 | 3969583.9486 | 360465.3194 | 1073468.1296 | 4024684.6214 | 1073468.1296 | 4014397.1118 | 357822.7099 | 2340.0683 | 2355.9825 | 2338.7105 | 0.049817 | 0.049569 | 0.049322 | 0 | 0 | 9756.3376 | 0 | 9756.3376 | 0 | 0 | 0 | 9822.6876 | 0 | 9822.6876 | 0 | 0 | 0 | 9750.6765 | 0 | 9750.6765 | 0 | 0 | 0 | 0 | 0 | 0 | 0 | 195126.7511 | 196453.7524 | 195013.5291 | 0 | 0 | 0 | 195126.7511 | 196453.7524 | 195013.5291 | 0 | 0 | 0 | 0 | 0 | 0 | 9756.3376 | 19579.0252 | 29329.7016 | 0 | 0 | 0 | 9756.3376 | 19579.0252 | 29329.7016 | 0 | 0 | 0 | 612 | 1040.3536 | 2.6999 | 612 | 1077.2942 | 2.7603 | 612 | 1108.899 | 2.8119 | 0 | 0 | 27513.3735 | 0 | 27513.3735 | 0 | 0 | 0 | 27290.7818 | 0 | 0 | 0 | 0 | 26759.5769 | 0 | 0 | 0 | 0 | 0 | 0 | 0 | 0 | 27513.3735 | 54804.1553 | 81563.7323 | 0 | 0 | 0 | 27513.3735 | 54804.1553 | 81563.7323 | 0 | 0 | 0 | 2827060.0285 | 7632847.9107 | 2827060.0285 | 7612528.2061 | 0 | 2804188.2339 | 7740357.5073 | 2804188.2339 | 7720202.1954 | 0 | 2749605.7591 | 7731689.2618 | 2749605.7591 | 7711926.2655 | 0 | 4619.3791 | 4582.0069 | 4492.8199 | 0.09834 | 0.097851 | 0.097364 | 0 | 0 | 19259.3615 | 0 | 19259.3615 | 0 | 0 | 0 | 19103.5473 | 0 | 19103.5473 | 0 | 0 | 0 | 18731.7039 | 0 | 18731.7039 | 0 | 0 | 0 | 0 | 0 | 0 | 0 | 385187.2295 | 382070.9451 | 374634.0771 | 0 | 0 | 0 | 385187.2295 | 382070.9451 | 374634.0771 | 0 | 0 | 0 | 0 | 0 | 0 | 19259.3615 | 38362.9087 | 57094.6126 | 0 | 0 | 0 | 19259.3615 | 38362.9087 | 57094.6126 | 0 | 0 | 0
| 158 | Residential | Multi-Family | HVAC | Oil | 01-207 | 01-207.02 | Boilers | [01-207]_Residential_HVAC_Boiler Reset Control_ADD_Oil_per unit | Boiler without reset control | Boiler with reset control | ENGINEER | 0 | 0 | 2.5449 | 0 | 0 | 0 | 612 | 20 | 0 | 0.4905 | 0.4894 | 0.0074 | 0.0127 | 1 | 1 | Additions on Existing | 11.3967 | #NUM! | 0 | 0 | 53.6996 | 0 | 53.6996 | 0 | 0 | 1005.8945 | 0 | 0 | 2.685 | 0 | 1008.5795 | 374.2606 | 634.3189 | 2.6949 | 0 | 0 | 1028.4426 | 0 | 0 | 2.685 | 0 | 1031.1276 | 374.2606 | 656.867 | 2.7551 | 0 | 0 | 1047.7339 | 0 | 0 | 2.685 | 0 | 1050.4189 | 374.2606 | 676.1582 | 2.8067 | per unit | 0.0093376 | 597.7683 | 0.005 | 0 | 0 | 214.7809 | 0 | 214.7809 | 0 | 0 | 0 | 213.0432 | 0 | 0 | 0 | 0 | 208.8964 | 0 | 0 | 0 | 0 | 0 | 0 | 0 | 0 | 214.7809 | 427.8241 | 636.7205 | 0 | 0 | 0 | 214.7809 | 427.8241 | 636.7205 | 0 | 0 | 0 | 0 | 0 | 214.7809 | 0 | 214.7809 | 0 | 0 | 0 | 213.0432 | 0 | 0 | 0 | 0 | 208.8964 | 0 | 0 | 0 | 0 | 0 | 0 | 0 | 0 | 214.7809 | 427.8241 | 636.7205 | 0 | 0 | 0 | 214.7809 | 427.8241 | 636.7205 | 0 | 0 | 0 | 617.6125 | 1664.3785 | 617.6125 | 1659.9477 | 392.3224 | 642.8234 | 1771.0464 | 642.8234 | 1766.4347 | 408.3369 | 656.0567 | 1841.3221 | 656.0567 | 1836.6155 | 416.743 | 1.6502 | 1.7176 | 1.7529 | 0.0027469 | 0.0027332 | 0.0027196 | 0 | 0 | 4.1996 | 0 | 4.1996 | 0 | 0 | 0 | 4.371 | 0 | 4.371 | 0 | 0 | 0 | 4.461 | 0 | 4.461 | 0 | 0 | 0 | 0 | 0 | 0 | 0 | 83.9919 | 87.4204 | 89.2201 | 0 | 0 | 0 | 83.9919 | 87.4204 | 89.2201 | 0 | 0 | 0 | 0 | 0 | 0 | 4.1996 | 8.5706 | 13.0316 | 0 | 0 | 0 | 4.1996 | 8.5706 | 13.0316 | 0 | 0 | 0 | 1 | 1 | 1 | 1 | 1 | 1 | 1 | 459 | 549.5795 | 2.1973 | 459 | 572.1276 | 2.2465 | 459 | 591.4189 | 2.2885 | 0 | 0 | 214.7809 | 0 | 214.7809 | 0 | 0 | 0 | 213.0432 | 0 | 0 | 0 | 0 | 208.8964 | 0 | 0 | 0 | 0 | 0 | 0 | 0 | 0 | 214.7809 | 427.8241 | 636.7205 | 0 | 0 | 0 | 214.7809 | 427.8241 | 636.7205 | 0 | 0 | 0 | 4819.0262 | 10589.0435 | 4819.0262 | 10560.854 | 1606.3421 | 4946.2866 | 11111.6616 | 4946.2866 | 11082.7277 | 1648.7622 | 4988.5305 | 11416.2236 | 4988.5305 | 11387.0425 | 1662.8435 | 10.499 | 10.7762 | 10.8683 | 0.017476 | 0.017389 | 0.017303 | 0 | 0 | 26.7185 | 0 | 26.7185 | 0 | 0 | 0 | 27.4241 | 0 | 27.4241 | 0 | 0 | 0 | 27.6583 | 0 | 27.6583 | 0 | 0 | 0 | 0 | 0 | 0 | 0 | 534.3699 | 548.4815 | 553.1658 | 0 | 0 | 0 | 534.3699 | 548.4815 | 553.1658 | 0 | 0 | 0 | 0 | 0 | 0 | 26.7185 | 54.1426 | 81.8009 | 0 | 0 | 0 | 26.7185 | 54.1426 | 81.8009 | 0 | 0 | 0 | 612 | 396.5795 | 1.648 | 612 | 419.1276 | 1.6848 | 612 | 438.4189 | 1.7164 | 0 | 0 | 214.7809 | 0 | 214.7809 | 0 | 0 | 0 | 213.0432 | 0 | 0 | 0 | 0 | 208.8964 | 0 | 0 | 0 | 0 | 0 | 0 | 0 | 0 | 214.7809 | 427.8241 | 636.7205 | 0 | 0 | 0 | 214.7809 | 427.8241 | 636.7205 | 0 | 0 | 0 | 33573.3703 | 55329.1058 | 33573.3703 | 55181.812 | 0 | 33301.7513 | 56108.423 | 33301.7513 | 55962.3209 | 0 | 32653.5451 | 56045.5885 | 32653.5451 | 55902.3302 | 0 | 54.8584 | 54.4146 | 53.3555 | 0.091316 | 0.090861 | 0.090409 | 0 | 0 | 139.6076 | 0 | 139.6076 | 0 | 0 | 0 | 138.4781 | 0 | 138.4781 | 0 | 0 | 0 | 135.7827 | 0 | 135.7827 | 0 | 0 | 0 | 0 | 0 | 0 | 0 | 2792.1511 | 2769.5618 | 2715.6533 | 0 | 0 | 0 | 2792.1511 | 2769.5618 | 2715.6533 | 0 | 0 | 0 | 0 | 0 | 0 | 139.6076 | 278.0856 | 413.8683 | 0 | 0 | 0 | 139.6076 | 278.0856 | 413.8683 | 0 | 0 | 0
| 159 | Residential | Low Income | HVAC | Oil | 01-207 | 01-207.03 | Boilers | [01-207]_Residential_HVAC_Boiler Reset Control_ADD_Oil_per unit | Boiler without reset control | Boiler with reset control | ENGINEER | 0 | 0 | 3.9527 | 0 | 0 | 0 | 612 | 20 | 0 | 0.4905 | 0.4894 | 0.0074 | 0.0127 | 1 | 1 | Additions on Existing | 7.3376 | #NUM! | 0 | 0 | 83.4057 | 0 | 83.4057 | 0 | 0 | 1562.3468 | 0 | 0 | 4.1703 | 0 | 1879.8205 | 612 | 1267.8205 | 3.0716 | 0 | 0 | 1597.3683 | 0 | 0 | 4.1703 | 0 | 1921.8463 | 612 | 1309.8463 | 3.1403 | 0 | 0 | 1627.3314 | 0 | 0 | 4.1703 | 0 | 1957.802 | 612 | 1345.802 | 3.199 | per unit | 0.070972 | 10904.2404 | 0.005 | 0 | 0 | 6085.3159 | 0 | 6085.3159 | 0 | 0 | 0 | 6036.0838 | 0 | 0 | 0 | 0 | 5918.5937 | 0 | 0 | 0 | 0 | 0 | 0 | 0 | 0 | 6085.3159 | 12121.3997 | 18039.9934 | 0 | 0 | 0 | 6085.3159 | 12121.3997 | 18039.9934 | 0 | 0 | 0 | 0 | 0 | 6085.3159 | 0 | 6085.3159 | 0 | 0 | 0 | 6036.0838 | 0 | 0 | 0 | 0 | 5918.5937 | 0 | 0 | 0 | 0 | 0 | 0 | 0 | 0 | 6085.3159 | 12121.3997 | 18039.9934 | 0 | 0 | 0 | 6085.3159 | 12121.3997 | 18039.9934 | 0 | 0 | 0 | 113064.2705 | 347288.4537 | 113064.2705 | 346363.9234 | 0 | 112149.5454 | 352180.054 | 112149.5454 | 351263.0035 | 0 | 109966.5964 | 351785.6558 | 109966.5964 | 350886.4554 | 0 | 184.7455 | 183.2509 | 179.684 | 0.016858 | 0.016774 | 0.016691 | 0 | 0 | 730.2379 | 0 | 730.2379 | 0 | 0 | 0 | 724.3301 | 0 | 724.3301 | 0 | 0 | 0 | 710.2312 | 0 | 710.2312 | 0 | 0 | 0 | 0 | 0 | 0 | 0 | 14604.7582 | 14486.6011 | 14204.6248 | 0 | 0 | 0 | 14604.7582 | 14486.6011 | 14204.6248 | 0 | 0 | 0 | 0 | 0 | 0 | 730.2379 | 1454.568 | 2164.7992 | 0 | 0 | 0 | 730.2379 | 1454.568 | 2164.7992 | 0 | 0 | 0 | 1 | 1 | 1 | 1 | 1 | 1 | 1 | 612 | 1267.8205 | 3.0716 | 612 | 1309.8463 | 3.1403 | 612 | 1345.802 | 3.199 | 0 | 0 | 6085.3159 | 0 | 6085.3159 | 0 | 0 | 0 | 6036.0838 | 0 | 0 | 0 | 0 | 5918.5937 | 0 | 0 | 0 | 0 | 0 | 0 | 0 | 0 | 6085.3159 | 12121.3997 | 18039.9934 | 0 | 0 | 0 | 6085.3159 | 12121.3997 | 18039.9934 | 0 | 0 | 0 | 113064.2705 | 347288.4537 | 113064.2705 | 346363.9234 | 0 | 112149.5454 | 352180.054 | 112149.5454 | 351263.0035 | 0 | 109966.5964 | 351785.6558 | 109966.5964 | 350886.4554 | 0 | 184.7455 | 183.2509 | 179.684 | 0.016858 | 0.016774 | 0.016691 | 0 | 0 | 730.2379 | 0 | 730.2379 | 0 | 0 | 0 | 724.3301 | 0 | 724.3301 | 0 | 0 | 0 | 710.2312 | 0 | 710.2312 | 0 | 0 | 0 | 0 | 0 | 0 | 0 | 14604.7582 | 14486.6011 | 14204.6248 | 0 | 0 | 0 | 14604.7582 | 14486.6011 | 14204.6248 | 0 | 0 | 0 | 0 | 0 | 0 | 730.2379 | 1454.568 | 2164.7992 | 0 | 0 | 0 | 730.2379 | 1454.568 | 2164.7992 | 0 | 0 | 0 | 612 | 1267.8205 | 3.0716 | 612 | 1309.8463 | 3.1403 | 612 | 1345.802 | 3.199 | 0 | 0 | 6085.3159 | 0 | 6085.3159 | 0 | 0 | 0 | 6036.0838 | 0 | 0 | 0 | 0 | 5918.5937 | 0 | 0 | 0 | 0 | 0 | 0 | 0 | 0 | 6085.3159 | 12121.3997 | 18039.9934 | 0 | 0 | 0 | 6085.3159 | 12121.3997 | 18039.9934 | 0 | 0 | 0 | 113064.2705 | 347288.4537 | 113064.2705 | 346363.9234 | 0 | 112149.5454 | 352180.054 | 112149.5454 | 351263.0035 | 0 | 109966.5964 | 351785.6558 | 109966.5964 | 350886.4554 | 0 | 184.7455 | 183.2509 | 179.684 | 0.016858 | 0.016774 | 0.016691 | 0 | 0 | 730.2379 | 0 | 730.2379 | 0 | 0 | 0 | 724.3301 | 0 | 724.3301 | 0 | 0 | 0 | 710.2312 | 0 | 710.2312 | 0 | 0 | 0 | 0 | 0 | 0 | 0 | 14604.7582 | 14486.6011 | 14204.6248 | 0 | 0 | 0 | 14604.7582 | 14486.6011 | 14204.6248 | 0 | 0 | 0 | 0 | 0 | 0 | 730.2379 | 1454.568 | 2164.7992 | 0 | 0 | 0 | 730.2379 | 1454.568 | 2164.7992 | 0 | 0 | 0
| 160 | Residential | Single Family | HVAC | Electric | 01-079 | 01-079.01 | Misc Heating | [01-079]_Residential_HVAC_Ceiling Fan_ENERGY STAR_ROB_Electric_per unit | Federal Standard | ENERGY STAR | ENGINEER | 11.1767 | 0 | 0 | 0 | 0.0102 | 0 | 46 | 15 | 0.7301 | 0.3587 | 0.3254 | 0.1574 | 0.1585 | 1 | 1 | Replace on Burnout | 70.5714 | 0.27438 | 167.6498 | 0 | 0 | 0 | 0.65182 | 10.1331 | 0 | 0 | 0 | 50.5925 | 0 | 0 | 60.7255 | 28.1307 | 32.5948 | 2.1587 | 10.1099 | 0 | 0 | 0 | 50.7954 | 0 | 0 | 60.9053 | 28.1307 | 32.7746 | 2.1651 | 10.1364 | 0 | 0 | 0 | 51.1263 | 0 | 0 | 61.2627 | 28.1307 | 33.132 | 2.1778 | per unit | 0.4004 | 169174.1491 | 0.005 | 126683.617 | 0 | 0 | 0 | 466.8434 | 84.4095 | 127317.0351 | 0 | 0 | 0 | 84.8315 | 127953.6203 | 0 | 0 | 0 | 85.2557 | 126683.617 | 254000.6521 | 381954.2724 | 0 | 0 | 0 | 0 | 0 | 0 | 0 | 0 | 0 | 466.8434 | 936.021 | 1407.5445 | 84.4095 | 169.241 | 254.4968 | 126683.617 | 0 | 0 | 0 | 466.8434 | 84.4095 | 127317.0351 | 0 | 0 | 0 | 84.8315 | 127953.6203 | 0 | 0 | 0 | 85.2557 | 126683.617 | 169.241 | 381954.2724 | 0 | 0 | 0 | 0 | 0 | 0 | 0 | 0 | 0 | 466.8434 | 936.021 | 1407.5445 | 84.4095 | 169.241 | 254.4968 | 54330.7338 | 117283.3373 | 54330.7338 | 40752.2816 | 34512.1914 | 54986.8967 | 119051.2817 | 54986.8967 | 41500.2129 | 34929.0018 | 56140.9188 | 122262.9873 | 56140.9188 | 42923.2928 | 35662.0645 | 1931.3679 | 1954.6934 | 1995.717 | 0.01136 | 0.011303 | 0.011247 | 21586.2235 | 0 | 0 | 0 | 79.5477 | 14.3829 | 21846.9245 | 0 | 0 | 0 | 80.5084 | 14.5566 | 22305.4307 | 0 | 0 | 0 | 82.198 | 14.8621 | 323793.3522 | 327703.8675 | 334581.4608 | 0 | 0 | 0 | 0 | 0 | 0 | 0 | 0 | 0 | 1193.2149 | 1207.6256 | 1232.9703 | 21586.2235 | 28.9396 | 65738.5787 | 0 | 0 | 0 | 0 | 0 | 0 | 0 | 0 | 0 | 79.5477 | 160.056 | 242.2541 | 14.3829 | 28.9396 | 43.8017 | 1 | 1 | 1 | 1 | 1 | 1 | 1 | 34.5 | 26.2255 | 1.7602 | 34.5 | 26.4053 | 1.7654 | 34.5 | 26.7627 | 1.7757 | 126683.617 | 0 | 0 | 0 | 466.8434 | 84.4095 | 127317.0351 | 0 | 0 | 0 | 84.8315 | 127953.6203 | 0 | 0 | 0 | 85.2557 | 126683.617 | 169.241 | 381954.2724 | 0 | 0 | 0 | 0 | 0 | 0 | 0 | 0 | 0 | 466.8434 | 936.021 | 1407.5445 | 84.4095 | 169.241 | 254.4968 | 165354.3004 | 291050.0623 | 165354.3004 | 101130.769 | 55118.1001 | 166756.132 | 294386.667 | 166756.132 | 102620.5612 | 55585.3773 | 168838.6789 | 299811.9163 | 168838.6789 | 105256.0138 | 56279.5596 | 4792.8783 | 4833.5111 | 4893.8747 | 0.02819 | 0.02805 | 0.02791 | 53568.323 | 0 | 0 | 0 | 197.4053 | 35.6927 | 54022.4615 | 0 | 0 | 0 | 199.0788 | 35.9953 | 54697.1252 | 0 | 0 | 0 | 201.5651 | 36.4448 | 803524.8444 | 810336.923 | 820456.8784 | 0 | 0 | 0 | 0 | 0 | 0 | 0 | 0 | 0 | 2961.0794 | 2986.1827 | 3023.4759 | 53568.323 | 71.6879 | 162287.9097 | 0 | 0 | 0 | 0 | 0 | 0 | 0 | 0 | 0 | 197.4053 | 396.4841 | 598.0492 | 35.6927 | 71.6879 | 108.1327 | 46 | 14.7255 | 1.3201 | 46 | 14.9053 | 1.324 | 46 | 15.2627 | 1.3318 | 126683.617 | 0 | 0 | 0 | 466.8434 | 84.4095 | 127317.0351 | 0 | 0 | 0 | 84.8315 | 127953.6203 | 0 | 0 | 0 | 85.2557 | 126683.617 | 169.241 | 381954.2724 | 0 | 0 | 0 | 0 | 0 | 0 | 0 | 0 | 0 | 466.8434 | 936.021 | 1407.5445 | 84.4095 | 169.241 | 254.4968 | 469255.2549 | 619473.3255 | 469255.2549 | 215247.5533 | 0 | 471601.5312 | 624414.2325 | 471601.5312 | 217665.2211 | 0 | 473959.5388 | 631218.1479 | 473959.5388 | 221603.954 | 0 | 10201.2012 | 10252.2072 | 10303.4682 | 0.06 | 0.059701 | 0.059404 | 114015.2553 | 0 | 0 | 0 | 420.159 | 75.9685 | 114585.3316 | 0 | 0 | 0 | 422.2598 | 76.3484 | 115158.2583 | 0 | 0 | 0 | 424.3711 | 76.7301 | 1710228.8298 | 1718779.9739 | 1727373.8738 | 0 | 0 | 0 | 0 | 0 | 0 | 0 | 0 | 0 | 6302.3856 | 6333.8976 | 6365.567 | 114015.2553 | 152.3169 | 343758.8452 | 0 | 0 | 0 | 0 | 0 | 0 | 0 | 0 | 0 | 420.159 | 842.4189 | 1266.79 | 75.9685 | 152.3169 | 229.0471
| 161 | Residential | Multi-Family | HVAC | Electric | 01-079 | 01-079.02 | Misc Heating | [01-079]_Residential_HVAC_Ceiling Fan_ENERGY STAR_ROB_Electric_per unit | Federal Standard | ENERGY STAR | ENGINEER | 11.1767 | 0 | 0 | 0 | 0.0102 | 0 | 46 | 15 | 0.7301 | 0.3587 | 0.3254 | 0.1574 | 0.1585 | 1 | 1 | Replace on Burnout | 70.5714 | 0.27438 | 167.6498 | 0 | 0 | 0 | 0.65182 | 10.1331 | 0 | 0 | 0 | 50.5925 | 0 | 0 | 60.7255 | 28.1307 | 32.5948 | 2.1587 | 10.1099 | 0 | 0 | 0 | 50.7954 | 0 | 0 | 60.9053 | 28.1307 | 32.7746 | 2.1651 | 10.1364 | 0 | 0 | 0 | 51.1263 | 0 | 0 | 61.2627 | 28.1307 | 33.132 | 2.1778 | per unit | 0.13945 | 8927.1846 | 0.005 | 6684.9932 | 0 | 0 | 0 | 24.635 | 4.4542 | 6718.4182 | 0 | 0 | 0 | 4.4765 | 6752.0102 | 0 | 0 | 0 | 4.4989 | 6684.9932 | 13403.4113 | 20155.4216 | 0 | 0 | 0 | 0 | 0 | 0 | 0 | 0 | 0 | 24.635 | 49.3931 | 74.275 | 4.4542 | 8.9307 | 13.4296 | 6684.9932 | 0 | 0 | 0 | 24.635 | 4.4542 | 6718.4182 | 0 | 0 | 0 | 4.4765 | 6752.0102 | 0 | 0 | 0 | 4.4989 | 6684.9932 | 8.9307 | 20155.4216 | 0 | 0 | 0 | 0 | 0 | 0 | 0 | 0 | 0 | 24.635 | 49.3931 | 74.275 | 4.4542 | 8.9307 | 13.4296 | 1048.7232 | 2263.8707 | 1048.7232 | 786.6241 | 666.1742 | 1065.6925 | 2307.3145 | 1065.6925 | 804.3092 | 676.9536 | 1098.0658 | 2391.3539 | 1098.0658 | 839.5409 | 697.5178 | 37.2804 | 37.8836 | 39.0344 | 0.0041553 | 0.0041346 | 0.004114 | 416.6697 | 0 | 0 | 0 | 1.5355 | 0.27763 | 423.4119 | 0 | 0 | 0 | 1.5603 | 0.28212 | 436.2741 | 0 | 0 | 0 | 1.6077 | 0.29069 | 6250.0462 | 6351.1779 | 6544.1119 | 0 | 0 | 0 | 0 | 0 | 0 | 0 | 0 | 0 | 23.0321 | 23.4048 | 24.1158 | 416.6697 | 0.55975 | 1276.3557 | 0 | 0 | 0 | 0 | 0 | 0 | 0 | 0 | 0 | 1.5355 | 3.0958 | 4.7035 | 0.27763 | 0.55975 | 0.85044 | 1 | 1 | 1 | 1 | 1 | 1 | 1 | 34.5 | 26.2255 | 1.7602 | 34.5 | 26.4053 | 1.7654 | 34.5 | 26.7627 | 1.7757 | 6684.9932 | 0 | 0 | 0 | 24.635 | 4.4542 | 6718.4182 | 0 | 0 | 0 | 4.4765 | 6752.0102 | 0 | 0 | 0 | 4.4989 | 6684.9932 | 8.9307 | 20155.4216 | 0 | 0 | 0 | 0 | 0 | 0 | 0 | 0 | 0 | 24.635 | 49.3931 | 74.275 | 4.4542 | 8.9307 | 13.4296 | 5524.7066 | 9724.3688 | 5524.7066 | 3378.9132 | 1841.5689 | 5581.3407 | 9853.1447 | 5581.3407 | 3434.7182 | 1860.4469 | 5672.35 | 10072.5624 | 5672.35 | 3536.2096 | 1890.7833 | 160.1364 | 161.778 | 164.4159 | 0.017849 | 0.01776 | 0.017672 | 1789.7888 | 0 | 0 | 0 | 6.5956 | 1.1925 | 1808.136 | 0 | 0 | 0 | 6.6632 | 1.2048 | 1837.6194 | 0 | 0 | 0 | 6.7718 | 1.2244 | 26846.8314 | 27122.04 | 27564.2917 | 0 | 0 | 0 | 0 | 0 | 0 | 0 | 0 | 0 | 98.9336 | 99.9478 | 101.5775 | 1789.7888 | 2.3973 | 5435.5442 | 0 | 0 | 0 | 0 | 0 | 0 | 0 | 0 | 0 | 6.5956 | 13.2588 | 20.0306 | 1.1925 | 2.3973 | 3.6217 | 46 | 14.7255 | 1.3201 | 46 | 14.9053 | 1.324 | 46 | 15.2627 | 1.3318 | 6684.9932 | 0 | 0 | 0 | 24.635 | 4.4542 | 6718.4182 | 0 | 0 | 0 | 4.4765 | 6752.0102 | 0 | 0 | 0 | 4.4989 | 6684.9932 | 8.9307 | 20155.4216 | 0 | 0 | 0 | 0 | 0 | 0 | 0 | 0 | 0 | 24.635 | 49.3931 | 74.275 | 4.4542 | 8.9307 | 13.4296 | 22010.8663 | 29056.9885 | 22010.8663 | 10096.3923 | 0 | 22120.9207 | 29288.7465 | 22120.9207 | 10209.7953 | 0 | 22231.5253 | 29607.8907 | 22231.5253 | 10394.5453 | 0 | 478.4971 | 480.8896 | 483.294 | 0.053333 | 0.053068 | 0.052804 | 5347.9945 | 0 | 0 | 0 | 19.708 | 3.5634 | 5374.7345 | 0 | 0 | 0 | 19.8065 | 3.5812 | 5401.6082 | 0 | 0 | 0 | 19.9055 | 3.5991 | 80219.9182 | 80621.0178 | 81024.1229 | 0 | 0 | 0 | 0 | 0 | 0 | 0 | 0 | 0 | 295.6194 | 297.0975 | 298.583 | 5347.9945 | 7.1446 | 16124.3373 | 0 | 0 | 0 | 0 | 0 | 0 | 0 | 0 | 0 | 19.708 | 39.5145 | 59.42 | 3.5634 | 7.1446 | 10.7437
| 162 | Residential | Low Income | HVAC | Electric | 01-079 | 01-079.03 | Misc Heating | [01-079]_Residential_HVAC_Ceiling Fan_ENERGY STAR_ROB_Electric_per unit | Federal Standard | ENERGY STAR | ENGINEER | 11.1767 | 0 | 0 | 0 | 0.0102 | 0 | 46 | 15 | 0.7301 | 0.3587 | 0.3254 | 0.1574 | 0.1585 | 1 | 1 | Replace on Burnout | 70.5714 | 0.27438 | 167.6498 | 0 | 0 | 0 | 0.65182 | 10.1331 | 0 | 0 | 0 | 50.5925 | 0 | 0 | 72.8706 | 46 | 26.8706 | 1.5841 | 10.1099 | 0 | 0 | 0 | 50.7954 | 0 | 0 | 73.0864 | 46 | 27.0864 | 1.5888 | 10.1364 | 0 | 0 | 0 | 51.1263 | 0 | 0 | 73.5152 | 46 | 27.5152 | 1.5982 | per unit | 0.4361 | 67002.8575 | 0.005 | 50174.1217 | 0 | 0 | 0 | 184.8973 | 33.4311 | 50424.9923 | 0 | 0 | 0 | 33.5983 | 50677.1173 | 0 | 0 | 0 | 33.7662 | 50174.1217 | 100599.114 | 151276.2312 | 0 | 0 | 0 | 0 | 0 | 0 | 0 | 0 | 0 | 184.8973 | 370.7191 | 557.4699 | 33.4311 | 67.0294 | 100.7956 | 50174.1217 | 0 | 0 | 0 | 184.8973 | 33.4311 | 50424.9923 | 0 | 0 | 0 | 33.5983 | 50677.1173 | 0 | 0 | 0 | 33.7662 | 50174.1217 | 67.0294 | 151276.2312 | 0 | 0 | 0 | 0 | 0 | 0 | 0 | 0 | 0 | 184.8973 | 370.7191 | 557.4699 | 33.4311 | 67.0294 | 100.7956 | 26845.3649 | 42526.9291 | 26845.3649 | 9043.3858 | 0 | 26979.5917 | 42866.1231 | 26979.5917 | 9144.9614 | 0 | 27114.4897 | 43333.2128 | 27114.4897 | 9310.4429 | 0 | 583.5949 | 586.5129 | 589.4454 | 0.0086667 | 0.0086235 | 0.0085806 | 6522.6358 | 0 | 0 | 0 | 24.0366 | 4.346 | 6555.249 | 0 | 0 | 0 | 24.1568 | 4.3678 | 6588.0252 | 0 | 0 | 0 | 24.2776 | 4.3896 | 97839.5373 | 98328.735 | 98820.3786 | 0 | 0 | 0 | 0 | 0 | 0 | 0 | 0 | 0 | 360.5497 | 362.3524 | 364.1642 | 6522.6358 | 8.7138 | 19665.9101 | 0 | 0 | 0 | 0 | 0 | 0 | 0 | 0 | 0 | 24.0366 | 48.1935 | 72.4711 | 4.346 | 8.7138 | 13.1034 | 1 | 1 | 1 | 1 | 1 | 1 | 1 | 46 | 26.8706 | 1.5841 | 46 | 27.0864 | 1.5888 | 46 | 27.5152 | 1.5982 | 50174.1217 | 0 | 0 | 0 | 184.8973 | 33.4311 | 50424.9923 | 0 | 0 | 0 | 33.5983 | 50677.1173 | 0 | 0 | 0 | 33.7662 | 50174.1217 | 67.0294 | 151276.2312 | 0 | 0 | 0 | 0 | 0 | 0 | 0 | 0 | 0 | 184.8973 | 370.7191 | 557.4699 | 33.4311 | 67.0294 | 100.7956 | 26845.3649 | 42526.9291 | 26845.3649 | 9043.3858 | 0 | 26979.5917 | 42866.1231 | 26979.5917 | 9144.9614 | 0 | 27114.4897 | 43333.2128 | 27114.4897 | 9310.4429 | 0 | 583.5949 | 586.5129 | 589.4454 | 0.0086667 | 0.0086235 | 0.0085806 | 6522.6358 | 0 | 0 | 0 | 24.0366 | 4.346 | 6555.249 | 0 | 0 | 0 | 24.1568 | 4.3678 | 6588.0252 | 0 | 0 | 0 | 24.2776 | 4.3896 | 97839.5373 | 98328.735 | 98820.3786 | 0 | 0 | 0 | 0 | 0 | 0 | 0 | 0 | 0 | 360.5497 | 362.3524 | 364.1642 | 6522.6358 | 8.7138 | 19665.9101 | 0 | 0 | 0 | 0 | 0 | 0 | 0 | 0 | 0 | 24.0366 | 48.1935 | 72.4711 | 4.346 | 8.7138 | 13.1034 | 46 | 26.8706 | 1.5841 | 46 | 27.0864 | 1.5888 | 46 | 27.5152 | 1.5982 | 50174.1217 | 0 | 0 | 0 | 184.8973 | 33.4311 | 50424.9923 | 0 | 0 | 0 | 33.5983 | 50677.1173 | 0 | 0 | 0 | 33.7662 | 50174.1217 | 67.0294 | 151276.2312 | 0 | 0 | 0 | 0 | 0 | 0 | 0 | 0 | 0 | 184.8973 | 370.7191 | 557.4699 | 33.4311 | 67.0294 | 100.7956 | 26845.3649 | 42526.9291 | 26845.3649 | 9043.3858 | 0 | 26979.5917 | 42866.1231 | 26979.5917 | 9144.9614 | 0 | 27114.4897 | 43333.2128 | 27114.4897 | 9310.4429 | 0 | 583.5949 | 586.5129 | 589.4454 | 0.0086667 | 0.0086235 | 0.0085806 | 6522.6358 | 0 | 0 | 0 | 24.0366 | 4.346 | 6555.249 | 0 | 0 | 0 | 24.1568 | 4.3678 | 6588.0252 | 0 | 0 | 0 | 24.2776 | 4.3896 | 97839.5373 | 98328.735 | 98820.3786 | 0 | 0 | 0 | 0 | 0 | 0 | 0 | 0 | 0 | 360.5497 | 362.3524 | 364.1642 | 6522.6358 | 8.7138 | 19665.9101 | 0 | 0 | 0 | 0 | 0 | 0 | 0 | 0 | 0 | 24.0366 | 48.1935 | 72.4711 | 4.346 | 8.7138 | 13.1034
| 163 | Residential | Single Family | HVAC | Electric | 01-038 | 01-038.01 | Air Conditioners | [01-038]_Residential_HVAC_Central Air Conditioning (CAC)_Tier 1_ROB_Electric_per unit | SEER 13.0 | SEER 15.0 | ENGINEER | 102.6401 | 0 | 0 | 0 | 0.2875 | 0 | 108 | 18 | 0.24 | 0.00896 | 0.04117 | 0.53822 | 0.41165 | 1 | 1 | Replace on Burnout | 15.0352 | 0.058457 | 1847.5223 | 0 | 0 | 0 | 7.1832 | 94.2697 | 0 | 0 | 0 | 274.1818 | 0 | 0 | 368.4515 | 66.046 | 302.4055 | 5.5787 | 95.0232 | 0 | 0 | 0 | 276.2246 | 0 | 0 | 371.2477 | 66.046 | 305.2018 | 5.621 | 96.386 | 0 | 0 | 0 | 279.1839 | 0 | 0 | 375.5699 | 66.046 | 309.5239 | 5.6865 | per unit | 0.235 | 99290.5221 | 0.005 | 0 | 0 | 0 | 0 | 0 | 0 | 0 | 0 | 0 | 0 | 0 | 0 | 0 | 0 | 0 | 0 | 0 | 0 | 0 | 0 | 0 | 0 | 0 | 0 | 0 | 0 | 0 | 0 | 0 | 0 | 0 | 0 | 0 | 0 | 0 | 0 | 0 | 0 | 0 | 0 | 0 | 0 | 0 | 0 | 0 | 0 | 0 | 0 | 0 | 0 | 0 | 0 | 0 | 0 | 0 | 0 | 0 | 0 | 0 | 0 | 0 | 0 | 0 | 0 | 0 | 0 | 0 | 0 | 97262.5667 | 542599.7949 | 97262.5667 | 334295.6942 | 61783.5262 | 98098.6358 | 551417.2124 | 98098.6358 | 340575.4353 | 62314.6174 | 99164.2733 | 563896.6468 | 99164.2733 | 349803.874 | 62991.536 | 1472.649 | 1485.3079 | 1501.4427 | 0.014758 | 0.014685 | 0.014611 | 151152.8857 | 0 | 0 | 0 | 557.0154 | 101.6137 | 152452.196 | 0 | 0 | 0 | 561.8035 | 102.4872 | 154108.2717 | 0 | 0 | 0 | 567.9063 | 103.6005 | 2720751.9433 | 2744139.5279 | 2773948.8912 | 0 | 0 | 0 | 0 | 0 | 0 | 0 | 0 | 0 | 10026.277 | 10112.4629 | 10222.3137 | 151152.8857 | 204.1009 | 457713.3535 | 0 | 0 | 0 | 0 | 0 | 0 | 0 | 0 | 0 | 557.0154 | 1118.8189 | 1686.7252 | 101.6137 | 204.1009 | 307.7014 | 1 | 1 | 1 | 1 | 1 | 1 | 1 | 81 | 287.4515 | 4.5488 | 81 | 290.2477 | 4.5833 | 81 | 294.5699 | 4.6367 | 0 | 0 | 0 | 0 | 0 | 0 | 0 | 0 | 0 | 0 | 0 | 0 | 0 | 0 | 0 | 0 | 0 | 0 | 0 | 0 | 0 | 0 | 0 | 0 | 0 | 0 | 0 | 0 | 0 | 0 | 0 | 0 | 0 | 0 | 167446.0774 | 761676.1118 | 167446.0774 | 469268.597 | 55815.3591 | 168578.4434 | 772646.5115 | 168578.4434 | 477214.7406 | 56192.8145 | 169896.8293 | 787754.7141 | 169896.8293 | 488670.4901 | 56632.2764 | 2067.2355 | 2081.2154 | 2097.4917 | 0.020716 | 0.020613 | 0.020511 | 212181.3229 | 0 | 0 | 0 | 781.912 | 142.6405 | 213616.2143 | 0 | 0 | 0 | 787.1998 | 143.6052 | 215286.8229 | 0 | 0 | 0 | 793.3562 | 144.7282 | 3819263.8123 | 3845091.8571 | 3875162.8123 | 0 | 0 | 0 | 0 | 0 | 0 | 0 | 0 | 0 | 14074.4168 | 14169.5961 | 14280.4109 | 212181.3229 | 286.2457 | 641084.3601 | 0 | 0 | 0 | 0 | 0 | 0 | 0 | 0 | 0 | 781.912 | 1569.1118 | 2362.468 | 142.6405 | 286.2457 | 430.974 | 108 | 260.4515 | 3.4116 | 108 | 263.2477 | 3.4375 | 108 | 267.5699 | 3.4775 | 0 | 0 | 0 | 0 | 0 | 0 | 0 | 0 | 0 | 0 | 0 | 0 | 0 | 0 | 0 | 0 | 0 | 0 | 0 | 0 | 0 | 0 | 0 | 0 | 0 | 0 | 0 | 0 | 0 | 0 | 0 | 0 | 0 | 0 | 269424.8317 | 919166.6123 | 269424.8317 | 566298.483 | 0 | 270771.9559 | 930772.9513 | 270771.9559 | 574879.4124 | 0 | 272125.8157 | 946317.2222 | 272125.8157 | 587032.0958 | 0 | 2494.6744 | 2507.1477 | 2519.6835 | 0.025 | 0.024876 | 0.024752 | 256053.7015 | 0 | 0 | 0 | 943.5867 | 172.1341 | 257333.97 | 0 | 0 | 0 | 948.3046 | 172.9948 | 258620.6399 | 0 | 0 | 0 | 953.0462 | 173.8597 | 4608966.6272 | 4632011.4604 | 4655171.5177 | 0 | 0 | 0 | 0 | 0 | 0 | 0 | 0 | 0 | 16984.5605 | 17069.4833 | 17154.8307 | 256053.7015 | 345.1289 | 772008.3114 | 0 | 0 | 0 | 0 | 0 | 0 | 0 | 0 | 0 | 943.5867 | 1891.8913 | 2844.9375 | 172.1341 | 345.1289 | 518.9886
| 164 | Residential | Multi-Family | HVAC | Electric | 01-038 | 01-038.02 | Air Conditioners | [01-038]_Residential_HVAC_Central Air Conditioning (CAC)_Tier 1_ROB_Electric_per unit | SEER 13.0 | SEER 15.0 | ENGINEER | 119.7162 | 0 | 0 | 0 | 0.33533 | 0 | 108 | 18 | 0.24 | 0.00896 | 0.04117 | 0.53822 | 0.41165 | 1 | 1 | Replace on Burnout | 12.8906 | 0.050119 | 2154.8921 | 0 | 0 | 0 | 8.3782 | 109.9532 | 0 | 0 | 0 | 319.7971 | 0 | 0 | 429.7503 | 66.046 | 363.7043 | 6.5068 | 110.832 | 0 | 0 | 0 | 322.1797 | 0 | 0 | 433.0117 | 66.046 | 366.9657 | 6.5562 | 112.4216 | 0 | 0 | 0 | 325.6313 | 0 | 0 | 438.0529 | 66.046 | 372.0069 | 6.6325 | per unit | 0.086086 | 5510.9976 | 0.005 | 0 | 0 | 0 | 0 | 0 | 0 | 0 | 0 | 0 | 0 | 0 | 0 | 0 | 0 | 0 | 0 | 0 | 0 | 0 | 0 | 0 | 0 | 0 | 0 | 0 | 0 | 0 | 0 | 0 | 0 | 0 | 0 | 0 | 0 | 0 | 0 | 0 | 0 | 0 | 0 | 0 | 0 | 0 | 0 | 0 | 0 | 0 | 0 | 0 | 0 | 0 | 0 | 0 | 0 | 0 | 0 | 0 | 0 | 0 | 0 | 0 | 0 | 0 | 0 | 0 | 0 | 0 | 0 | 4544.0197 | 29567.1823 | 4544.0197 | 18216.3389 | 2886.4708 | 4589.9938 | 30092.9857 | 4589.9938 | 18586.5284 | 2915.6747 | 4649.5351 | 30838.2437 | 4649.5351 | 19129.9898 | 2953.4967 | 68.8008 | 69.4969 | 70.3984 | 0.012422 | 0.01236 | 0.012299 | 8236.5769 | 0 | 0 | 0 | 30.3527 | 5.5371 | 8319.9103 | 0 | 0 | 0 | 30.6598 | 5.5931 | 8427.836 | 0 | 0 | 0 | 31.0575 | 5.6657 | 148258.3839 | 149758.3856 | 151701.0476 | 0 | 0 | 0 | 0 | 0 | 0 | 0 | 0 | 0 | 546.3488 | 551.8765 | 559.0354 | 8236.5769 | 11.1302 | 24984.3232 | 0 | 0 | 0 | 0 | 0 | 0 | 0 | 0 | 0 | 30.3527 | 61.0125 | 92.07 | 5.5371 | 11.1302 | 16.7959 | 1 | 1 | 1 | 1 | 1 | 1 | 1 | 81 | 348.7503 | 5.3056 | 81 | 352.0117 | 5.3458 | 81 | 357.0529 | 5.4081 | 0 | 0 | 0 | 0 | 0 | 0 | 0 | 0 | 0 | 0 | 0 | 0 | 0 | 0 | 0 | 0 | 0 | 0 | 0 | 0 | 0 | 0 | 0 | 0 | 0 | 0 | 0 | 0 | 0 | 0 | 0 | 0 | 0 | 0 | 7865.9495 | 41733.2627 | 7865.9495 | 25711.8601 | 2621.9832 | 7922.9044 | 42354.4507 | 7922.9044 | 26159.6576 | 2640.9681 | 7990.4028 | 43212.5844 | 7990.4028 | 26806.2056 | 2663.4676 | 97.1105 | 97.8136 | 98.6469 | 0.017534 | 0.017446 | 0.01736 | 11625.7012 | 0 | 0 | 0 | 42.842 | 7.8155 | 11709.8793 | 0 | 0 | 0 | 43.1522 | 7.8721 | 11809.6405 | 0 | 0 | 0 | 43.5199 | 7.9391 | 209262.6218 | 210777.8282 | 212573.5297 | 0 | 0 | 0 | 0 | 0 | 0 | 0 | 0 | 0 | 771.1563 | 776.74 | 783.3574 | 11625.7012 | 15.6875 | 35145.2211 | 0 | 0 | 0 | 0 | 0 | 0 | 0 | 0 | 0 | 42.842 | 85.9942 | 129.5141 | 7.8155 | 15.6875 | 23.6266 | 108 | 321.7503 | 3.9792 | 108 | 325.0117 | 4.0094 | 108 | 330.0529 | 4.056 | 0 | 0 | 0 | 0 | 0 | 0 | 0 | 0 | 0 | 0 | 0 | 0 | 0 | 0 | 0 | 0 | 0 | 0 | 0 | 0 | 0 | 0 | 0 | 0 | 0 | 0 | 0 | 0 | 0 | 0 | 0 | 0 | 0 | 0 | 13292.5263 | 52893.2166 | 13292.5263 | 32587.5069 | 0 | 13358.9889 | 53561.1006 | 13358.9889 | 33081.2944 | 0 | 13425.7838 | 54455.5918 | 13425.7838 | 33780.6176 | 0 | 123.0789 | 123.6943 | 124.3128 | 0.022222 | 0.022112 | 0.022002 | 14734.5473 | 0 | 0 | 0 | 54.2985 | 9.9054 | 14808.22 | 0 | 0 | 0 | 54.57 | 9.9549 | 14882.2611 | 0 | 0 | 0 | 54.8428 | 10.0047 | 265221.851 | 266547.9602 | 267880.7 | 0 | 0 | 0 | 0 | 0 | 0 | 0 | 0 | 0 | 977.3724 | 982.2592 | 987.1705 | 14734.5473 | 19.8604 | 44425.0284 | 0 | 0 | 0 | 0 | 0 | 0 | 0 | 0 | 0 | 54.2985 | 108.8684 | 163.7112 | 9.9054 | 19.8604 | 29.8651
| 165 | Residential | Low Income | HVAC | Electric | 01-038 | 01-038.03 | Air Conditioners | [01-038]_Residential_HVAC_Central Air Conditioning (CAC)_Tier 1_ROB_Electric_per unit | SEER 13.0 | SEER 15.0 | ENGINEER | 116.6739 | 0 | 0 | 0 | 0.32681 | 0 | 108 | 18 | 0.24 | 0.00896 | 0.04117 | 0.53822 | 0.41165 | 1 | 1 | Replace on Burnout | 13.2267 | 0.051425 | 2100.1297 | 0 | 0 | 0 | 8.1653 | 107.159 | 0 | 0 | 0 | 311.6701 | 0 | 0 | 502.5949 | 108 | 394.5949 | 4.6537 | 108.0154 | 0 | 0 | 0 | 313.9921 | 0 | 0 | 506.4091 | 108 | 398.4091 | 4.689 | 109.5646 | 0 | 0 | 0 | 317.3561 | 0 | 0 | 512.3048 | 108 | 404.3048 | 4.7436 | per unit | 0.072511 | 11140.7052 | 0.005 | 0 | 0 | 0 | 0 | 0 | 0 | 0 | 0 | 0 | 0 | 0 | 0 | 0 | 0 | 0 | 0 | 0 | 0 | 0 | 0 | 0 | 0 | 0 | 0 | 0 | 0 | 0 | 0 | 0 | 0 | 0 | 0 | 0 | 0 | 0 | 0 | 0 | 0 | 0 | 0 | 0 | 0 | 0 | 0 | 0 | 0 | 0 | 0 | 0 | 0 | 0 | 0 | 0 | 0 | 0 | 0 | 0 | 0 | 0 | 0 | 0 | 0 | 0 | 0 | 0 | 0 | 0 | 0 | 4366.5994 | 20320.652 | 4366.5994 | 7661.9659 | 0 | 4388.4324 | 20577.2413 | 4388.4324 | 7778.0651 | 0 | 4410.3746 | 20920.8893 | 4410.3746 | 7942.4898 | 0 | 40.4315 | 40.6336 | 40.8368 | 0.0036111 | 0.0035931 | 0.0035753 | 4717.2969 | 0 | 0 | 0 | 17.3838 | 3.1712 | 4740.8834 | 0 | 0 | 0 | 17.4707 | 3.1871 | 4764.5878 | 0 | 0 | 0 | 17.558 | 3.203 | 84911.3439 | 85335.9006 | 85762.5801 | 0 | 0 | 0 | 0 | 0 | 0 | 0 | 0 | 0 | 312.9079 | 314.4724 | 316.0448 | 4717.2969 | 6.3583 | 14222.768 | 0 | 0 | 0 | 0 | 0 | 0 | 0 | 0 | 0 | 17.3838 | 34.8545 | 52.4125 | 3.1712 | 6.3583 | 9.5614 | 1 | 1 | 1 | 1 | 1 | 1 | 1 | 108 | 394.5949 | 4.6537 | 108 | 398.4091 | 4.689 | 108 | 404.3048 | 4.7436 | 0 | 0 | 0 | 0 | 0 | 0 | 0 | 0 | 0 | 0 | 0 | 0 | 0 | 0 | 0 | 0 | 0 | 0 | 0 | 0 | 0 | 0 | 0 | 0 | 0 | 0 | 0 | 0 | 0 | 0 | 0 | 0 | 0 | 0 | 4366.5994 | 20320.652 | 4366.5994 | 7661.9659 | 0 | 4388.4324 | 20577.2413 | 4388.4324 | 7778.0651 | 0 | 4410.3746 | 20920.8893 | 4410.3746 | 7942.4898 | 0 | 40.4315 | 40.6336 | 40.8368 | 0.0036111 | 0.0035931 | 0.0035753 | 4717.2969 | 0 | 0 | 0 | 17.3838 | 3.1712 | 4740.8834 | 0 | 0 | 0 | 17.4707 | 3.1871 | 4764.5878 | 0 | 0 | 0 | 17.558 | 3.203 | 84911.3439 | 85335.9006 | 85762.5801 | 0 | 0 | 0 | 0 | 0 | 0 | 0 | 0 | 0 | 312.9079 | 314.4724 | 316.0448 | 4717.2969 | 6.3583 | 14222.768 | 0 | 0 | 0 | 0 | 0 | 0 | 0 | 0 | 0 | 17.3838 | 34.8545 | 52.4125 | 3.1712 | 6.3583 | 9.5614 | 108 | 394.5949 | 4.6537 | 108 | 398.4091 | 4.689 | 108 | 404.3048 | 4.7436 | 0 | 0 | 0 | 0 | 0 | 0 | 0 | 0 | 0 | 0 | 0 | 0 | 0 | 0 | 0 | 0 | 0 | 0 | 0 | 0 | 0 | 0 | 0 | 0 | 0 | 0 | 0 | 0 | 0 | 0 | 0 | 0 | 0 | 0 | 4366.5994 | 20320.652 | 4366.5994 | 7661.9659 | 0 | 4388.4324 | 20577.2413 | 4388.4324 | 7778.0651 | 0 | 4410.3746 | 20920.8893 | 4410.3746 | 7942.4898 | 0 | 40.4315 | 40.6336 | 40.8368 | 0.0036111 | 0.0035931 | 0.0035753 | 4717.2969 | 0 | 0 | 0 | 17.3838 | 3.1712 | 4740.8834 | 0 | 0 | 0 | 17.4707 | 3.1871 | 4764.5878 | 0 | 0 | 0 | 17.558 | 3.203 | 84911.3439 | 85335.9006 | 85762.5801 | 0 | 0 | 0 | 0 | 0 | 0 | 0 | 0 | 0 | 312.9079 | 314.4724 | 316.0448 | 4717.2969 | 6.3583 | 14222.768 | 0 | 0 | 0 | 0 | 0 | 0 | 0 | 0 | 0 | 17.3838 | 34.8545 | 52.4125 | 3.1712 | 6.3583 | 9.5614
| 166 | Residential | Single Family | HVAC | Electric | 01-039 | 01-039.01 | Air Conditioners | [01-039]_Residential_HVAC_Central Air Conditioning (CAC)_Tier 2_ROB_Electric_per unit | SEER 13.0 | SEER 16.0 | ENGINEER | 144.3377 | 0 | 0 | 0 | 0.38116 | 0 | 221 | 18 | 0.24 | 0.00896 | 0.04117 | 0.53822 | 0.41165 | 1 | 1 | Replace on Burnout | 21.8783 | 0.085063 | 2598.0783 | 0 | 0 | 0 | 10.1013 | 132.5668 | 0 | 0 | 0 | 363.4986 | 0 | 0 | 496.0654 | 135.1497 | 360.9157 | 3.6705 | 133.6263 | 0 | 0 | 0 | 366.2069 | 0 | 0 | 499.8332 | 135.1497 | 364.6835 | 3.6984 | 135.5428 | 0 | 0 | 0 | 370.1302 | 0 | 0 | 505.673 | 135.1497 | 370.5233 | 3.7416 | per unit | 0.235 | 99290.5221 | 0.005 | 800167.8172 | 0 | 0 | 0 | 2948.7084 | 507.1291 | 804168.6563 | 0 | 0 | 0 | 509.6647 | 808189.4996 | 0 | 0 | 0 | 512.213 | 800167.8172 | 1604336.4735 | 2412525.9731 | 0 | 0 | 0 | 0 | 0 | 0 | 0 | 0 | 0 | 2948.7084 | 5912.1604 | 8890.4296 | 507.1291 | 1016.7938 | 1529.0068 | 800167.8172 | 0 | 0 | 0 | 2948.7084 | 507.1291 | 804168.6563 | 0 | 0 | 0 | 509.6647 | 808189.4996 | 0 | 0 | 0 | 512.213 | 800167.8172 | 1016.7938 | 2412525.9731 | 0 | 0 | 0 | 0 | 0 | 0 | 0 | 0 | 0 | 2948.7084 | 5912.1604 | 8890.4296 | 507.1291 | 1016.7938 | 1529.0068 | 164941.8436 | 605417.2643 | 164941.8436 | 389591.8994 | 104775.0337 | 166617.7935 | 616213.8372 | 166617.7935 | 397526.1919 | 105839.6375 | 168795.8052 | 631562.5674 | 168795.8052 | 409190.0345 | 107223.163 | 1220.4384 | 1232.8391 | 1248.9546 | 0.01223 | 0.01217 | 0.012109 | 176155.2448 | 0 | 0 | 0 | 649.1519 | 111.6434 | 177945.1324 | 0 | 0 | 0 | 655.7478 | 112.7778 | 180271.214 | 0 | 0 | 0 | 664.3197 | 114.252 | 3170794.4069 | 3203012.3831 | 3244881.852 | 0 | 0 | 0 | 0 | 0 | 0 | 0 | 0 | 0 | 11684.7341 | 11803.461 | 11957.7547 | 176155.2448 | 224.4212 | 534371.5912 | 0 | 0 | 0 | 0 | 0 | 0 | 0 | 0 | 0 | 649.1519 | 1304.8997 | 1969.2194 | 111.6434 | 224.4212 | 338.6732 | 1 | 1 | 1 | 1 | 1 | 1 | 1 | 165.75 | 330.3154 | 2.9929 | 165.75 | 334.0832 | 3.0156 | 165.75 | 339.923 | 3.0508 | 800167.8172 | 0 | 0 | 0 | 2948.7084 | 507.1291 | 804168.6563 | 0 | 0 | 0 | 509.6647 | 808189.4996 | 0 | 0 | 0 | 512.213 | 800167.8172 | 1016.7938 | 2412525.9731 | 0 | 0 | 0 | 0 | 0 | 0 | 0 | 0 | 0 | 2948.7084 | 5912.1604 | 8890.4296 | 507.1291 | 1016.7938 | 1529.0068 | 312020.0178 | 933830.1083 | 312020.0178 | 600928.7595 | 104006.6726 | 314368.1939 | 948003.9036 | 314368.1939 | 611567.542 | 104789.398 | 317201.205 | 967722.9008 | 317201.205 | 626988.659 | 105733.735 | 1882.4737 | 1896.6407 | 1913.7328 | 0.018865 | 0.018771 | 0.018678 | 271711.8937 | 0 | 0 | 0 | 1001.2889 | 172.2051 | 273756.722 | 0 | 0 | 0 | 1008.8243 | 173.5011 | 276223.7522 | 0 | 0 | 0 | 1017.9156 | 175.0646 | 4890814.087 | 4927620.9968 | 4972027.5403 | 0 | 0 | 0 | 0 | 0 | 0 | 0 | 0 | 0 | 18023.2001 | 18158.8377 | 18322.4808 | 271711.8937 | 345.7062 | 821692.368 | 0 | 0 | 0 | 0 | 0 | 0 | 0 | 0 | 0 | 1001.2889 | 2010.1132 | 3028.0288 | 172.2051 | 345.7062 | 520.7709 | 221 | 275.0654 | 2.2446 | 221 | 278.8332 | 2.2617 | 221 | 284.673 | 2.2881 | 800167.8172 | 0 | 0 | 0 | 2948.7084 | 507.1291 | 804168.6563 | 0 | 0 | 0 | 509.6647 | 808189.4996 | 0 | 0 | 0 | 512.213 | 800167.8172 | 1016.7938 | 2412525.9731 | 0 | 0 | 0 | 0 | 0 | 0 | 0 | 0 | 0 | 2948.7084 | 5912.1604 | 8890.4296 | 507.1291 | 1016.7938 | 1529.0068 | 551323.0353 | 1237521.6821 | 551323.0353 | 796357.2417 | 0 | 554079.6505 | 1253155.5713 | 554079.6505 | 808424.1738 | 0 | 556850.0487 | 1274135.7913 | 556850.0487 | 825513.8847 | 0 | 2494.6744 | 2507.1477 | 2519.6835 | 0.025 | 0.024876 | 0.024752 | 360075.5178 | 0 | 0 | 0 | 1326.9188 | 228.2081 | 361875.8953 | 0 | 0 | 0 | 1333.5534 | 229.3491 | 363685.2748 | 0 | 0 | 0 | 1340.2212 | 230.4959 | 6481359.3195 | 6513766.1161 | 6546334.9467 | 0 | 0 | 0 | 0 | 0 | 0 | 0 | 0 | 0 | 23884.5382 | 24003.9609 | 24123.9807 | 360075.5178 | 457.5572 | 1085636.6879 | 0 | 0 | 0 | 0 | 0 | 0 | 0 | 0 | 0 | 1326.9188 | 2660.4722 | 4000.6933 | 228.2081 | 457.5572 | 688.0531
| 167 | Residential | Multi-Family | HVAC | Electric | 01-039 | 01-039.02 | Air Conditioners | [01-039]_Residential_HVAC_Central Air Conditioning (CAC)_Tier 2_ROB_Electric_per unit | SEER 13.0 | SEER 16.0 | ENGINEER | 168.3509 | 0 | 0 | 0 | 0.44457 | 0 | 221 | 18 | 0.24 | 0.00896 | 0.04117 | 0.53822 | 0.41165 | 1 | 1 | Replace on Burnout | 18.7576 | 0.07293 | 3030.317 | 0 | 0 | 0 | 11.7819 | 154.6217 | 0 | 0 | 0 | 423.9734 | 0 | 0 | 578.5951 | 135.1497 | 443.4455 | 4.2811 | 155.8575 | 0 | 0 | 0 | 427.1322 | 0 | 0 | 582.9897 | 135.1497 | 447.84 | 4.3137 | 158.0929 | 0 | 0 | 0 | 431.7082 | 0 | 0 | 589.8011 | 135.1497 | 454.6514 | 4.3641 | per unit | 0.086086 | 5510.9976 | 0.005 | 51801.1428 | 0 | 0 | 0 | 190.893 | 32.8304 | 52060.1485 | 0 | 0 | 0 | 32.9946 | 52320.4492 | 0 | 0 | 0 | 33.1596 | 51801.1428 | 103861.2913 | 156181.7405 | 0 | 0 | 0 | 0 | 0 | 0 | 0 | 0 | 0 | 190.893 | 382.7405 | 575.5473 | 32.8304 | 65.825 | 98.9846 | 51801.1428 | 0 | 0 | 0 | 190.893 | 32.8304 | 52060.1485 | 0 | 0 | 0 | 32.9946 | 52320.4492 | 0 | 0 | 0 | 33.1596 | 51801.1428 | 65.825 | 156181.7405 | 0 | 0 | 0 | 0 | 0 | 0 | 0 | 0 | 0 | 190.893 | 382.7405 | 575.5473 | 32.8304 | 65.825 | 98.9846 | 7087.6593 | 30343.2869 | 7087.6593 | 19526.2003 | 4502.252 | 7176.6488 | 30957.622 | 7176.6488 | 19971.0958 | 4558.7803 | 7296.9305 | 31844.2313 | 7296.9305 | 20631.9101 | 4635.1861 | 52.443 | 53.1015 | 53.9915 | 0.0094687 | 0.0094216 | 0.0093747 | 8828.835 | 0 | 0 | 0 | 32.5353 | 5.5955 | 8939.6859 | 0 | 0 | 0 | 32.9437 | 5.6658 | 9089.5163 | 0 | 0 | 0 | 33.4959 | 5.7607 | 158919.03 | 160914.3459 | 163611.2932 | 0 | 0 | 0 | 0 | 0 | 0 | 0 | 0 | 0 | 585.6345 | 592.9875 | 602.926 | 8828.835 | 11.2613 | 26858.0372 | 0 | 0 | 0 | 0 | 0 | 0 | 0 | 0 | 0 | 32.5353 | 65.479 | 98.9749 | 5.5955 | 11.2613 | 17.022 | 1 | 1 | 1 | 1 | 1 | 1 | 1 | 165.75 | 412.8451 | 3.4908 | 165.75 | 417.2397 | 3.5173 | 165.75 | 424.0511 | 3.5584 | 51801.1428 | 0 | 0 | 0 | 190.893 | 32.8304 | 52060.1485 | 0 | 0 | 0 | 32.9946 | 52320.4492 | 0 | 0 | 0 | 33.1596 | 51801.1428 | 65.825 | 156181.7405 | 0 | 0 | 0 | 0 | 0 | 0 | 0 | 0 | 0 | 190.893 | 382.7405 | 575.5473 | 32.8304 | 65.825 | 98.9846 | 14309.8029 | 49952.2319 | 14309.8029 | 32144.7472 | 4769.9343 | 14427.2318 | 50744.6622 | 14427.2318 | 32735.9288 | 4809.0773 | 14571.9046 | 51852.3378 | 14571.9046 | 33595.1828 | 4857.3015 | 86.3337 | 87.0421 | 87.915 | 0.015588 | 0.01551 | 0.015433 | 14534.352 | 0 | 0 | 0 | 53.5607 | 9.2116 | 14653.6236 | 0 | 0 | 0 | 54.0003 | 9.2871 | 14800.5667 | 0 | 0 | 0 | 54.5418 | 9.3803 | 261618.3366 | 263765.2247 | 266410.2002 | 0 | 0 | 0 | 0 | 0 | 0 | 0 | 0 | 0 | 964.093 | 972.0045 | 981.7516 | 14534.352 | 18.4987 | 43988.5423 | 0 | 0 | 0 | 0 | 0 | 0 | 0 | 0 | 0 | 53.5607 | 107.561 | 162.1027 | 9.2116 | 18.4987 | 27.879 | 221 | 357.5951 | 2.6181 | 221 | 361.9897 | 2.638 | 221 | 368.8011 | 2.6688 | 51801.1428 | 0 | 0 | 0 | 190.893 | 32.8304 | 52060.1485 | 0 | 0 | 0 | 32.9946 | 52320.4492 | 0 | 0 | 0 | 33.1596 | 51801.1428 | 65.825 | 156181.7405 | 0 | 0 | 0 | 0 | 0 | 0 | 0 | 0 | 0 | 190.893 | 382.7405 | 575.5473 | 32.8304 | 65.825 | 98.9846 | 27200.4473 | 71212.8808 | 27200.4473 | 45826.1816 | 0 | 27336.4495 | 72112.5291 | 27336.4495 | 46520.5702 | 0 | 27473.1318 | 73319.8307 | 27473.1318 | 47503.9935 | 0 | 123.0789 | 123.6943 | 124.3128 | 0.022222 | 0.022112 | 0.022002 | 20720.4571 | 0 | 0 | 0 | 76.3572 | 13.1322 | 20824.0594 | 0 | 0 | 0 | 76.739 | 13.1978 | 20928.1797 | 0 | 0 | 0 | 77.1227 | 13.2638 | 372968.2279 | 374833.0691 | 376707.2344 | 0 | 0 | 0 | 0 | 0 | 0 | 0 | 0 | 0 | 1374.4299 | 1381.302 | 1388.2085 | 20720.4571 | 26.33 | 62472.6962 | 0 | 0 | 0 | 0 | 0 | 0 | 0 | 0 | 0 | 76.3572 | 153.0962 | 230.2189 | 13.1322 | 26.33 | 39.5938
| 168 | Residential | Low Income | HVAC | Electric | 01-039 | 01-039.03 | Air Conditioners | [01-039]_Residential_HVAC_Central Air Conditioning (CAC)_Tier 2_ROB_Electric_per unit | SEER 13.0 | SEER 16.0 | ENGINEER | 164.0726 | 0 | 0 | 0 | 0.43327 | 0 | 221 | 18 | 0.24 | 0.00896 | 0.04117 | 0.53822 | 0.41165 | 1 | 1 | Replace on Burnout | 19.2467 | 0.074831 | 2953.3074 | 0 | 0 | 0 | 11.4825 | 150.6923 | 0 | 0 | 0 | 413.199 | 0 | 0 | 676.6695 | 221 | 455.6695 | 3.0619 | 151.8967 | 0 | 0 | 0 | 416.2775 | 0 | 0 | 681.809 | 221 | 460.809 | 3.0851 | 154.0752 | 0 | 0 | 0 | 420.7372 | 0 | 0 | 689.7749 | 221 | 468.7749 | 3.1212 | per unit | 0.072511 | 11140.7052 | 0.005 | 102056.9037 | 0 | 0 | 0 | 376.0912 | 64.6815 | 102567.1882 | 0 | 0 | 0 | 65.0049 | 103080.0242 | 0 | 0 | 0 | 65.3299 | 102056.9037 | 204624.0919 | 307704.1161 | 0 | 0 | 0 | 0 | 0 | 0 | 0 | 0 | 0 | 376.0912 | 754.0628 | 1133.9243 | 64.6815 | 129.6863 | 195.0162 | 102056.9037 | 0 | 0 | 0 | 376.0912 | 64.6815 | 102567.1882 | 0 | 0 | 0 | 65.0049 | 103080.0242 | 0 | 0 | 0 | 65.3299 | 102056.9037 | 129.6863 | 307704.1161 | 0 | 0 | 0 | 0 | 0 | 0 | 0 | 0 | 0 | 376.0912 | 754.0628 | 1133.9243 | 64.6815 | 129.6863 | 195.0162 | 8935.3562 | 27358.7477 | 8935.3562 | 10774.6396 | 0 | 8980.033 | 27704.3769 | 8980.033 | 10937.9041 | 0 | 9024.9332 | 28168.2011 | 9024.9332 | 11169.1263 | 0 | 40.4315 | 40.6336 | 40.8368 | 0.0036111 | 0.0035931 | 0.0035753 | 6633.6987 | 0 | 0 | 0 | 24.4459 | 4.2043 | 6666.8672 | 0 | 0 | 0 | 24.5682 | 4.2253 | 6700.2016 | 0 | 0 | 0 | 24.691 | 4.2464 | 119406.5773 | 120003.6102 | 120603.6283 | 0 | 0 | 0 | 0 | 0 | 0 | 0 | 0 | 0 | 440.0267 | 442.2268 | 444.4379 | 6633.6987 | 8.4296 | 20000.7675 | 0 | 0 | 0 | 0 | 0 | 0 | 0 | 0 | 0 | 24.4459 | 49.0141 | 73.7051 | 4.2043 | 8.4296 | 12.6761 | 1 | 1 | 1 | 1 | 1 | 1 | 1 | 221 | 455.6695 | 3.0619 | 221 | 460.809 | 3.0851 | 221 | 468.7749 | 3.1212 | 102056.9037 | 0 | 0 | 0 | 376.0912 | 64.6815 | 102567.1882 | 0 | 0 | 0 | 65.0049 | 103080.0242 | 0 | 0 | 0 | 65.3299 | 102056.9037 | 129.6863 | 307704.1161 | 0 | 0 | 0 | 0 | 0 | 0 | 0 | 0 | 0 | 376.0912 | 754.0628 | 1133.9243 | 64.6815 | 129.6863 | 195.0162 | 8935.3562 | 27358.7477 | 8935.3562 | 10774.6396 | 0 | 8980.033 | 27704.3769 | 8980.033 | 10937.9041 | 0 | 9024.9332 | 28168.2011 | 9024.9332 | 11169.1263 | 0 | 40.4315 | 40.6336 | 40.8368 | 0.0036111 | 0.0035931 | 0.0035753 | 6633.6987 | 0 | 0 | 0 | 24.4459 | 4.2043 | 6666.8672 | 0 | 0 | 0 | 24.5682 | 4.2253 | 6700.2016 | 0 | 0 | 0 | 24.691 | 4.2464 | 119406.5773 | 120003.6102 | 120603.6283 | 0 | 0 | 0 | 0 | 0 | 0 | 0 | 0 | 0 | 440.0267 | 442.2268 | 444.4379 | 6633.6987 | 8.4296 | 20000.7675 | 0 | 0 | 0 | 0 | 0 | 0 | 0 | 0 | 0 | 24.4459 | 49.0141 | 73.7051 | 4.2043 | 8.4296 | 12.6761 | 221 | 455.6695 | 3.0619 | 221 | 460.809 | 3.0851 | 221 | 468.7749 | 3.1212 | 102056.9037 | 0 | 0 | 0 | 376.0912 | 64.6815 | 102567.1882 | 0 | 0 | 0 | 65.0049 | 103080.0242 | 0 | 0 | 0 | 65.3299 | 102056.9037 | 129.6863 | 307704.1161 | 0 | 0 | 0 | 0 | 0 | 0 | 0 | 0 | 0 | 376.0912 | 754.0628 | 1133.9243 | 64.6815 | 129.6863 | 195.0162 | 8935.3562 | 27358.7477 | 8935.3562 | 10774.6396 | 0 | 8980.033 | 27704.3769 | 8980.033 | 10937.9041 | 0 | 9024.9332 | 28168.2011 | 9024.9332 | 11169.1263 | 0 | 40.4315 | 40.6336 | 40.8368 | 0.0036111 | 0.0035931 | 0.0035753 | 6633.6987 | 0 | 0 | 0 | 24.4459 | 4.2043 | 6666.8672 | 0 | 0 | 0 | 24.5682 | 4.2253 | 6700.2016 | 0 | 0 | 0 | 24.691 | 4.2464 | 119406.5773 | 120003.6102 | 120603.6283 | 0 | 0 | 0 | 0 | 0 | 0 | 0 | 0 | 0 | 440.0267 | 442.2268 | 444.4379 | 6633.6987 | 8.4296 | 20000.7675 | 0 | 0 | 0 | 0 | 0 | 0 | 0 | 0 | 0 | 24.4459 | 49.0141 | 73.7051 | 4.2043 | 8.4296 | 12.6761
| 169 | Residential | Single Family | HVAC | Electric | 01-046 | 01-046.01 | Air Conditioners | [01-046]_Residential_HVAC_Central Air Conditioning Tune Up_ROB_Electric_per unit | SEER 13.0 | cooling 7.5% | ENGINEER | 57.7351 | 0 | 0 | 0 | 0.17561 | 0 | 125 | 5 | 0.24 | 0.00896 | 0.04117 | 0.53822 | 0.41165 | 1 | 1 | Replace on Burnout | 111.3715 | 0.43301 | 288.6754 | 0 | 0 | 0 | 1.1224 | 17.9986 | 0 | 0 | 0 | 50.349 | 0 | 0 | 68.3476 | 76.4421 | -8.0945 | 0.89411 | 17.8562 | 0 | 0 | 0 | 50.77 | 0 | 0 | 68.6262 | 76.4421 | -7.816 | 0.89775 | 17.7075 | 0 | 0 | 0 | 52.2225 | 0 | 0 | 69.93 | 76.4421 | -6.5121 | 0.91481 | per unit | 0.235 | 99290.5221 | 0.005 | 1066890.423 | 0 | 0 | 0 | 3931.6112 | 778.8054 | 1072224.8751 | 0 | 0 | 0 | 782.6994 | 1077585.9995 | 0 | 0 | 0 | 786.6129 | 1066890.423 | 2139115.2981 | 3216701.2975 | 0 | 0 | 0 | 0 | 0 | 0 | 0 | 0 | 0 | 3931.6112 | 7882.8805 | 11853.9061 | 778.8054 | 1561.5047 | 2348.1176 | 1066890.423 | 0 | 0 | 0 | 3931.6112 | 778.8054 | 1072224.8751 | 0 | 0 | 0 | 782.6994 | 1077585.9995 | 0 | 0 | 0 | 786.6129 | 1066890.423 | 1561.5047 | 3216701.2975 | 0 | 0 | 0 | 0 | 0 | 0 | 0 | 0 | 0 | 3931.6112 | 7882.8805 | 11853.9061 | 778.8054 | 1561.5047 | 2348.1176 | 236982.4212 | 211888.0691 | 236982.4212 | 129587.1084 | 150536.9446 | 235994.4167 | 211864.7807 | 235994.4167 | 128184.6389 | 149909.3404 | 239358.17 | 218967.1557 | 239358.17 | 130907.8631 | 152046.0775 | 3100.1549 | 3087.2301 | 3131.234 | 0.031068 | 0.030913 | 0.030759 | 178987.6714 | 0 | 0 | 0 | 659.5897 | 130.6569 | 178241.4531 | 0 | 0 | 0 | 656.8398 | 130.1121 | 180782.0229 | 0 | 0 | 0 | 666.2021 | 131.9667 | 894938.3572 | 891207.2656 | 903910.1143 | 0 | 0 | 0 | 0 | 0 | 0 | 0 | 0 | 0 | 3297.9485 | 3284.199 | 3331.0105 | 178987.6714 | 260.769 | 538011.1474 | 0 | 0 | 0 | 0 | 0 | 0 | 0 | 0 | 0 | 659.5897 | 1316.4295 | 1982.6316 | 130.6569 | 260.769 | 392.7357 | 1 | 1 | 1 | 1 | 1 | 1 | 1 | 93.75 | -25.4024 | 0.72904 | 93.75 | -25.1238 | 0.73201 | 93.75 | -23.82 | 0.74592 | 1066890.423 | 0 | 0 | 0 | 3931.6112 | 778.8054 | 1072224.8751 | 0 | 0 | 0 | 782.6994 | 1077585.9995 | 0 | 0 | 0 | 786.6129 | 1066890.423 | 1561.5047 | 3216701.2975 | 0 | 0 | 0 | 0 | 0 | 0 | 0 | 0 | 0 | 3931.6112 | 7882.8805 | 11853.9061 | 778.8054 | 1561.5047 | 2348.1176 | 717421.2647 | 523029.3673 | 717421.2647 | 319875.789 | 239140.4216 | 718311.4197 | 525812.9388 | 718311.4197 | 318132.8271 | 239437.1399 | 724613.4129 | 540503.5468 | 724613.4129 | 323135.9704 | 241537.8043 | 7652.4935 | 7661.9885 | 7729.2097 | 0.076688 | 0.076307 | 0.075927 | 441817.2714 | 0 | 0 | 0 | 1628.1463 | 322.5164 | 442365.4652 | 0 | 0 | 0 | 1630.1665 | 322.9166 | 446246.4896 | 0 | 0 | 0 | 1644.4685 | 325.7496 | 2209086.3572 | 2211827.3258 | 2231232.4479 | 0 | 0 | 0 | 0 | 0 | 0 | 0 | 0 | 0 | 8140.7317 | 8150.8325 | 8222.3426 | 441817.2714 | 645.433 | 1330429.2262 | 0 | 0 | 0 | 0 | 0 | 0 | 0 | 0 | 0 | 1628.1463 | 3258.3129 | 4902.7814 | 322.5164 | 645.433 | 971.1826 | 125 | -56.6524 | 0.54678 | 125 | -56.3738 | 0.54901 | 125 | -55.07 | 0.55944 | 1066890.423 | 0 | 0 | 0 | 3931.6112 | 778.8054 | 1072224.8751 | 0 | 0 | 0 | 782.6994 | 1077585.9995 | 0 | 0 | 0 | 786.6129 | 1066890.423 | 1561.5047 | 3216701.2975 | 0 | 0 | 0 | 0 | 0 | 0 | 0 | 0 | 0 | 3931.6112 | 7882.8805 | 11853.9061 | 778.8054 | 1561.5047 | 2348.1176 | 1847906.9391 | 1010399.6544 | 1847906.9391 | 617943.0962 | 0 | 1857146.4738 | 1019590.8261 | 1857146.4738 | 616883.4734 | 0 | 1866432.2061 | 1044156.6592 | 1866432.2061 | 624241.1864 | 0 | 14783.2555 | 14857.1718 | 14931.4576 | 0.14815 | 0.14741 | 0.14668 | 853512.3384 | 0 | 0 | 0 | 3145.289 | 623.0443 | 857779.9001 | 0 | 0 | 0 | 3161.0154 | 626.1595 | 862068.7996 | 0 | 0 | 0 | 3176.8205 | 629.2903 | 4267561.6919 | 4288899.5003 | 4310343.9978 | 0 | 0 | 0 | 0 | 0 | 0 | 0 | 0 | 0 | 15726.4449 | 15805.0771 | 15884.1025 | 853512.3384 | 1249.2038 | 2573361.038 | 0 | 0 | 0 | 0 | 0 | 0 | 0 | 0 | 0 | 3145.289 | 6306.3044 | 9483.1249 | 623.0443 | 1249.2038 | 1878.4941
| 170 | Residential | Multi-Family | HVAC | Electric | 01-046 | 01-046.02 | Air Conditioners | [01-046]_Residential_HVAC_Central Air Conditioning Tune Up_ROB_Electric_per unit | SEER 13.0 | cooling 7.5% | ENGINEER | 67.3404 | 0 | 0 | 0 | 0.20482 | 0 | 125 | 5 | 0.24 | 0.00896 | 0.04117 | 0.53822 | 0.41165 | 1 | 1 | Replace on Burnout | 95.4857 | 0.37125 | 336.7019 | 0 | 0 | 0 | 1.3091 | 20.993 | 0 | 0 | 0 | 58.7254 | 0 | 0 | 79.7185 | 76.4421 | 3.2763 | 1.0429 | 20.8269 | 0 | 0 | 0 | 59.2166 | 0 | 0 | 80.0434 | 76.4421 | 3.6013 | 1.0471 | 20.6535 | 0 | 0 | 0 | 60.9107 | 0 | 0 | 81.5641 | 76.4421 | 5.122 | 1.067 | per unit | 0.086086 | 5510.9976 | 0.005 | 69068.1904 | 0 | 0 | 0 | 254.5241 | 50.4182 | 69413.5313 | 0 | 0 | 0 | 50.6703 | 69760.599 | 0 | 0 | 0 | 50.9236 | 69068.1904 | 138481.7217 | 208242.3206 | 0 | 0 | 0 | 0 | 0 | 0 | 0 | 0 | 0 | 254.5241 | 510.3207 | 767.3964 | 50.4182 | 101.0885 | 152.0121 | 69068.1904 | 0 | 0 | 0 | 254.5241 | 50.4182 | 69413.5313 | 0 | 0 | 0 | 50.6703 | 69760.599 | 0 | 0 | 0 | 50.9236 | 69068.1904 | 101.0885 | 208242.3206 | 0 | 0 | 0 | 0 | 0 | 0 | 0 | 0 | 0 | 254.5241 | 510.3207 | 767.3964 | 50.4182 | 101.0885 | 152.0121 | 6500.1635 | 6778.7635 | 6500.1635 | 4145.7755 | 4129.0605 | 6453.1611 | 6757.1783 | 6453.1611 | 4088.2985 | 4099.2034 | 6565.3276 | 7005.239 | 6565.3276 | 4188.0293 | 4170.4543 | 85.0338 | 84.4189 | 85.8863 | 0.015353 | 0.015277 | 0.015201 | 5726.2077 | 0 | 0 | 0 | 21.1017 | 4.18 | 5684.8017 | 0 | 0 | 0 | 20.9491 | 4.1498 | 5783.6129 | 0 | 0 | 0 | 21.3133 | 4.2219 | 28631.0385 | 28424.0087 | 28918.0647 | 0 | 0 | 0 | 0 | 0 | 0 | 0 | 0 | 0 | 105.5086 | 104.7457 | 106.5663 | 5726.2077 | 8.3298 | 17194.6224 | 0 | 0 | 0 | 0 | 0 | 0 | 0 | 0 | 0 | 21.1017 | 42.0509 | 63.3641 | 4.18 | 8.3298 | 12.5517 | 1 | 1 | 1 | 1 | 1 | 1 | 1 | 93.75 | -14.0315 | 0.85033 | 93.75 | -13.7066 | 0.8538 | 93.75 | -12.1859 | 0.87002 | 69068.1904 | 0 | 0 | 0 | 254.5241 | 50.4182 | 69413.5313 | 0 | 0 | 0 | 50.6703 | 69760.599 | 0 | 0 | 0 | 50.9236 | 69068.1904 | 101.0885 | 208242.3206 | 0 | 0 | 0 | 0 | 0 | 0 | 0 | 0 | 0 | 254.5241 | 510.3207 | 767.3964 | 50.4182 | 101.0885 | 152.0121 | 30094.0447 | 25589.8784 | 30094.0447 | 15650.3307 | 10031.3482 | 30086.2484 | 25687.5311 | 30086.2484 | 15541.738 | 10028.7495 | 30395.7375 | 26444.8249 | 30395.7375 | 15809.8392 | 10131.9125 | 321.0031 | 320.92 | 324.2212 | 0.057958 | 0.05767 | 0.057383 | 21616.4731 | 0 | 0 | 0 | 79.6591 | 15.7795 | 21610.873 | 0 | 0 | 0 | 79.6385 | 15.7754 | 21833.1782 | 0 | 0 | 0 | 80.4577 | 15.9377 | 108082.3655 | 108054.3652 | 109165.8912 | 0 | 0 | 0 | 0 | 0 | 0 | 0 | 0 | 0 | 398.2957 | 398.1925 | 402.2886 | 21616.4731 | 31.555 | 65060.5244 | 0 | 0 | 0 | 0 | 0 | 0 | 0 | 0 | 0 | 79.6591 | 159.2976 | 239.7554 | 15.7795 | 31.555 | 47.4927 | 125 | -45.2815 | 0.63775 | 125 | -44.9566 | 0.64035 | 125 | -43.4359 | 0.65251 | 69068.1904 | 0 | 0 | 0 | 254.5241 | 50.4182 | 69413.5313 | 0 | 0 | 0 | 50.6703 | 69760.599 | 0 | 0 | 0 | 50.9236 | 69068.1904 | 101.0885 | 208242.3206 | 0 | 0 | 0 | 0 | 0 | 0 | 0 | 0 | 0 | 254.5241 | 510.3207 | 767.3964 | 50.4182 | 101.0885 | 152.0121 | 96155.4273 | 61322.9058 | 96155.4273 | 37504.0373 | 0 | 96636.2044 | 61880.734 | 96636.2044 | 37439.7269 | 0 | 97119.3855 | 63371.6769 | 97119.3855 | 37886.2793 | 0 | 769.2434 | 773.0896 | 776.9551 | 0.13889 | 0.1382 | 0.13751 | 51801.1428 | 0 | 0 | 0 | 190.893 | 37.8136 | 52060.1485 | 0 | 0 | 0 | 191.8475 | 38.0027 | 52320.4492 | 0 | 0 | 0 | 192.8067 | 38.1927 | 259005.7138 | 260300.7424 | 261602.2461 | 0 | 0 | 0 | 0 | 0 | 0 | 0 | 0 | 0 | 954.4652 | 959.2375 | 964.0337 | 51801.1428 | 75.8163 | 156181.7405 | 0 | 0 | 0 | 0 | 0 | 0 | 0 | 0 | 0 | 190.893 | 382.7405 | 575.5473 | 37.8136 | 75.8163 | 114.0091
| 171 | Residential | Low Income | HVAC | Electric | 01-046 | 01-046.03 | Air Conditioners | [01-046]_Residential_HVAC_Central Air Conditioning Tune Up_ROB_Electric_per unit | SEER 13.0 | cooling 7.5% | ENGINEER | 65.6291 | 0 | 0 | 0 | 0.19962 | 0 | 125 | 5 | 0.24 | 0.00896 | 0.04117 | 0.53822 | 0.41165 | 1 | 1 | Replace on Burnout | 97.9755 | 0.38093 | 328.1453 | 0 | 0 | 0 | 1.2758 | 20.4595 | 0 | 0 | 0 | 57.2331 | 0 | 0 | 93.2311 | 125 | -31.7689 | 0.74585 | 20.2976 | 0 | 0 | 0 | 57.7117 | 0 | 0 | 93.6111 | 125 | -31.3889 | 0.74889 | 20.1286 | 0 | 0 | 0 | 59.3628 | 0 | 0 | 95.3896 | 125 | -29.6104 | 0.76312 | per unit | 0.072511 | 11140.7052 | 0.005 | 136075.8716 | 0 | 0 | 0 | 501.4549 | 99.3322 | 136756.251 | 0 | 0 | 0 | 99.8289 | 137440.0322 | 0 | 0 | 0 | 100.328 | 136075.8716 | 272832.1226 | 410272.1548 | 0 | 0 | 0 | 0 | 0 | 0 | 0 | 0 | 0 | 501.4549 | 1005.4171 | 1511.899 | 99.3322 | 199.1611 | 299.4892 | 136075.8716 | 0 | 0 | 0 | 501.4549 | 99.3322 | 136756.251 | 0 | 0 | 0 | 99.8289 | 137440.0322 | 0 | 0 | 0 | 100.328 | 136075.8716 | 199.1611 | 410272.1548 | 0 | 0 | 0 | 0 | 0 | 0 | 0 | 0 | 0 | 501.4549 | 1005.4171 | 1511.899 | 99.3322 | 199.1611 | 299.4892 | 31101.1354 | 23196.7425 | 31101.1354 | 8682.2786 | 0 | 31256.6411 | 23407.7533 | 31256.6411 | 8667.3906 | 0 | 31412.9243 | 23971.7354 | 31412.9243 | 8770.7686 | 0 | 248.8091 | 250.0531 | 251.3034 | 0.022222 | 0.022112 | 0.022002 | 16329.1046 | 0 | 0 | 0 | 60.1746 | 11.9199 | 16410.7501 | 0 | 0 | 0 | 60.4755 | 11.9795 | 16492.8039 | 0 | 0 | 0 | 60.7778 | 12.0394 | 81645.523 | 82053.7506 | 82464.0193 | 0 | 0 | 0 | 0 | 0 | 0 | 0 | 0 | 0 | 300.8729 | 302.3773 | 303.8892 | 16329.1046 | 23.8993 | 49232.6586 | 0 | 0 | 0 | 0 | 0 | 0 | 0 | 0 | 0 | 60.1746 | 120.65 | 181.4279 | 11.9199 | 23.8993 | 35.9387 | 1 | 1 | 1 | 1 | 1 | 1 | 1 | 125 | -31.7689 | 0.74585 | 125 | -31.3889 | 0.74889 | 125 | -29.6104 | 0.76312 | 136075.8716 | 0 | 0 | 0 | 501.4549 | 99.3322 | 136756.251 | 0 | 0 | 0 | 99.8289 | 137440.0322 | 0 | 0 | 0 | 100.328 | 136075.8716 | 199.1611 | 410272.1548 | 0 | 0 | 0 | 0 | 0 | 0 | 0 | 0 | 0 | 501.4549 | 1005.4171 | 1511.899 | 99.3322 | 199.1611 | 299.4892 | 31101.1354 | 23196.7425 | 31101.1354 | 8682.2786 | 0 | 31256.6411 | 23407.7533 | 31256.6411 | 8667.3906 | 0 | 31412.9243 | 23971.7354 | 31412.9243 | 8770.7686 | 0 | 248.8091 | 250.0531 | 251.3034 | 0.022222 | 0.022112 | 0.022002 | 16329.1046 | 0 | 0 | 0 | 60.1746 | 11.9199 | 16410.7501 | 0 | 0 | 0 | 60.4755 | 11.9795 | 16492.8039 | 0 | 0 | 0 | 60.7778 | 12.0394 | 81645.523 | 82053.7506 | 82464.0193 | 0 | 0 | 0 | 0 | 0 | 0 | 0 | 0 | 0 | 300.8729 | 302.3773 | 303.8892 | 16329.1046 | 23.8993 | 49232.6586 | 0 | 0 | 0 | 0 | 0 | 0 | 0 | 0 | 0 | 60.1746 | 120.65 | 181.4279 | 11.9199 | 23.8993 | 35.9387 | 125 | -31.7689 | 0.74585 | 125 | -31.3889 | 0.74889 | 125 | -29.6104 | 0.76312 | 136075.8716 | 0 | 0 | 0 | 501.4549 | 99.3322 | 136756.251 | 0 | 0 | 0 | 99.8289 | 137440.0322 | 0 | 0 | 0 | 100.328 | 136075.8716 | 199.1611 | 410272.1548 | 0 | 0 | 0 | 0 | 0 | 0 | 0 | 0 | 0 | 501.4549 | 1005.4171 | 1511.899 | 99.3322 | 199.1611 | 299.4892 | 31101.1354 | 23196.7425 | 31101.1354 | 8682.2786 | 0 | 31256.6411 | 23407.7533 | 31256.6411 | 8667.3906 | 0 | 31412.9243 | 23971.7354 | 31412.9243 | 8770.7686 | 0 | 248.8091 | 250.0531 | 251.3034 | 0.022222 | 0.022112 | 0.022002 | 16329.1046 | 0 | 0 | 0 | 60.1746 | 11.9199 | 16410.7501 | 0 | 0 | 0 | 60.4755 | 11.9795 | 16492.8039 | 0 | 0 | 0 | 60.7778 | 12.0394 | 81645.523 | 82053.7506 | 82464.0193 | 0 | 0 | 0 | 0 | 0 | 0 | 0 | 0 | 0 | 300.8729 | 302.3773 | 303.8892 | 16329.1046 | 23.8993 | 49232.6586 | 0 | 0 | 0 | 0 | 0 | 0 | 0 | 0 | 0 | 60.1746 | 120.65 | 181.4279 | 11.9199 | 23.8993 | 35.9387
| 172 | Residential | Single Family | HVAC | Electric | 01-084 | 01-084.01 | Misc Heating | [01-084]_Residential_HVAC_Duct Insulation_ADD_Electric_per sf | no insulation on ducts in unconditioned space | R-6 insulation on ducts in unconditioned space | ENGINEER | 10.79 | 0 | 0 | 0 | 0.00019527 | 0 | 8.5 | 20 | 0.72 | 0.27 | 0.4 | 0.13 | 0.2 | 1 | 1 | Additions on Existing | 10.1308 | 0.039388 | 215.7993 | 0 | 0 | 0 | 0.83903 | 12.0719 | 0 | 0 | 0 | 0.76226 | 0 | 0 | 12.8342 | 4.4877 | 8.3465 | 2.8599 | 12.1131 | 0 | 0 | 0 | 0.76605 | 0 | 0 | 12.8791 | 4.4877 | 8.3915 | 2.8699 | 12.2067 | 0 | 0 | 0 | 0.77222 | 0 | 0 | 12.979 | 4.4877 | 8.4913 | 2.8921 | per sf | 0.17961 | 75886.9962 | 0.005 | 115607.1498 | 0 | 0 | 0 | 426.0254 | 1.5064 | 114671.852 | 0 | 0 | 0 | 1.4942 | 112439.8073 | 0 | 0 | 0 | 1.4651 | 115607.1498 | 230279.0018 | 342718.8091 | 0 | 0 | 0 | 0 | 0 | 0 | 0 | 0 | 0 | 426.0254 | 848.604 | 1262.9574 | 1.5064 | 3.0006 | 4.4658 | 115607.1498 | 0 | 0 | 0 | 426.0254 | 1.5064 | 114671.852 | 0 | 0 | 0 | 1.4942 | 112439.8073 | 0 | 0 | 0 | 1.4651 | 115607.1498 | 3.0006 | 342718.8091 | 0 | 0 | 0 | 0 | 0 | 0 | 0 | 0 | 0 | 426.0254 | 848.604 | 1262.9574 | 1.5064 | 3.0006 | 4.4658 | 24471.0042 | 69984.1695 | 24471.0042 | 142768.5176 | 21879.1018 | 24389.8069 | 69996.3766 | 24389.8069 | 144032.0328 | 21806.5047 | 24079.0927 | 69640.167 | 24079.0927 | 144715.4382 | 21528.7006 | 5452.9536 | 5434.8602 | 5365.6227 | 0.071499 | 0.071143 | 0.070789 | 58837.1785 | 0 | 0 | 0 | 216.8216 | 0.76667 | 58641.9508 | 0 | 0 | 0 | 216.1022 | 0.76413 | 57894.8812 | 0 | 0 | 0 | 213.3492 | 0.75439 | 1176743.5696 | 1172839.0159 | 1157897.6231 | 0 | 0 | 0 | 0 | 0 | 0 | 0 | 0 | 0 | 4336.4324 | 4322.0437 | 4266.983 | 58837.1785 | 1.5308 | 175374.0104 | 0 | 0 | 0 | 0 | 0 | 0 | 0 | 0 | 0 | 216.8216 | 432.9238 | 646.273 | 0.76667 | 1.5308 | 2.2852 | 1 | 1 | 1 | 1 | 1 | 1 | 1 | 6.375 | 6.4592 | 2.0132 | 6.375 | 6.5041 | 2.0203 | 6.375 | 6.604 | 2.0359 | 115607.1498 | 0 | 0 | 0 | 426.0254 | 1.5064 | 114671.852 | 0 | 0 | 0 | 1.4942 | 112439.8073 | 0 | 0 | 0 | 1.4651 | 115607.1498 | 3.0006 | 342718.8091 | 0 | 0 | 0 | 0 | 0 | 0 | 0 | 0 | 0 | 426.0254 | 848.604 | 1262.9574 | 1.5064 | 3.0006 | 4.4658 | 51560.369 | 103801.5493 | 51560.369 | 211756.3645 | 17186.7897 | 51244.5198 | 103527.1887 | 51244.5198 | 213028.619 | 17081.5066 | 50389.732 | 102589.1732 | 50389.732 | 213184.9734 | 16796.5773 | 8087.901 | 8038.356 | 7904.2717 | 0.10605 | 0.10552 | 0.105 | 87268.1683 | 0 | 0 | 0 | 321.593 | 1.1371 | 86733.5797 | 0 | 0 | 0 | 319.623 | 1.1302 | 85286.8143 | 0 | 0 | 0 | 314.2915 | 1.1113 | 1745363.3656 | 1734671.5939 | 1705736.2851 | 0 | 0 | 0 | 0 | 0 | 0 | 0 | 0 | 0 | 6431.8603 | 6392.46 | 6285.8301 | 87268.1683 | 2.2673 | 259288.5622 | 0 | 0 | 0 | 0 | 0 | 0 | 0 | 0 | 0 | 321.593 | 641.216 | 955.5075 | 1.1371 | 2.2673 | 3.3786 | 8.5 | 4.3342 | 1.5099 | 8.5 | 4.3791 | 1.5152 | 8.5 | 4.479 | 1.5269 | 115607.1498 | 0 | 0 | 0 | 426.0254 | 1.5064 | 114671.852 | 0 | 0 | 0 | 1.4942 | 112439.8073 | 0 | 0 | 0 | 1.4651 | 115607.1498 | 3.0006 | 342718.8091 | 0 | 0 | 0 | 0 | 0 | 0 | 0 | 0 | 0 | 426.0254 | 848.604 | 1262.9574 | 1.5064 | 3.0006 | 4.4658 | 81964.5571 | 123758.5404 | 81964.5571 | 252468.8579 | 0 | 81301.4384 | 123187.4558 | 81301.4384 | 253483.6879 | 0 | 79718.9363 | 121725.6884 | 79718.9363 | 252951.5234 | 0 | 9642.8891 | 9564.8751 | 9378.6984 | 0.12644 | 0.12581 | 0.12518 | 104046.4348 | 0 | 0 | 0 | 383.4228 | 1.3558 | 103204.6668 | 0 | 0 | 0 | 380.3208 | 1.3448 | 101195.8266 | 0 | 0 | 0 | 372.918 | 1.3186 | 2080928.6962 | 2064093.3361 | 2023916.5316 | 0 | 0 | 0 | 0 | 0 | 0 | 0 | 0 | 0 | 7668.4563 | 7606.4161 | 7458.3601 | 104046.4348 | 2.7006 | 308446.9282 | 0 | 0 | 0 | 0 | 0 | 0 | 0 | 0 | 0 | 383.4228 | 763.7436 | 1136.6616 | 1.3558 | 2.7006 | 4.0192
| 173 | Residential | Multi-Family | HVAC | Electric | 01-084 | 01-084.02 | Misc Heating | [01-084]_Residential_HVAC_Duct Insulation_ADD_Electric_per sf | no insulation on ducts in unconditioned space | R-6 insulation on ducts in unconditioned space | ENGINEER | 15.8897 | 0 | 0 | 0 | 0.00016204 | 0 | 8.5 | 20 | 0.72 | 0.27 | 0.4 | 0.13 | 0.2 | 1 | 1 | Additions on Existing | 6.8793 | 0.026747 | 317.7938 | 0 | 0 | 0 | 1.2356 | 17.7775 | 0 | 0 | 0 | 0.63252 | 0 | 0 | 18.41 | 4.4877 | 13.9224 | 4.1024 | 17.8382 | 0 | 0 | 0 | 0.63566 | 0 | 0 | 18.4738 | 4.4877 | 13.9862 | 4.1166 | 17.9761 | 0 | 0 | 0 | 0.64078 | 0 | 0 | 18.6169 | 4.4877 | 14.1292 | 4.1485 | per sf | 0.32545 | 20834.1682 | 0.005 | 46740.0175 | 0 | 0 | 0 | 172.2422 | 0.34318 | 46361.8762 | 0 | 0 | 0 | 0.3404 | 45459.4596 | 0 | 0 | 0 | 0.33378 | 46740.0175 | 93101.8937 | 138561.3533 | 0 | 0 | 0 | 0 | 0 | 0 | 0 | 0 | 0 | 172.2422 | 343.091 | 510.6142 | 0.34318 | 0.68358 | 1.0174 | 46740.0175 | 0 | 0 | 0 | 172.2422 | 0.34318 | 46361.8762 | 0 | 0 | 0 | 0.3404 | 45459.4596 | 0 | 0 | 0 | 0.33378 | 46740.0175 | 0.68358 | 138561.3533 | 0 | 0 | 0 | 0 | 0 | 0 | 0 | 0 | 0 | 172.2422 | 343.091 | 510.6142 | 0.34318 | 0.68358 | 1.0174 | 6232.0004 | 25565.9795 | 6232.0004 | 53543.0989 | 5571.9238 | 6214.9895 | 25584.5397 | 6214.9895 | 54048.8554 | 5556.7147 | 6140.7203 | 25474.493 | 6140.7203 | 54348.7342 | 5490.3119 | 1388.697 | 1384.9064 | 1368.3567 | 0.066323 | 0.065993 | 0.065665 | 22065.9633 | 0 | 0 | 0 | 81.3156 | 0.16201 | 22005.732 | 0 | 0 | 0 | 81.0936 | 0.16157 | 21742.7632 | 0 | 0 | 0 | 80.1245 | 0.15964 | 441319.2659 | 440114.6407 | 434855.2644 | 0 | 0 | 0 | 0 | 0 | 0 | 0 | 0 | 0 | 1626.3111 | 1621.872 | 1602.4906 | 22065.9633 | 0.32359 | 65814.4586 | 0 | 0 | 0 | 0 | 0 | 0 | 0 | 0 | 0 | 81.3156 | 162.4092 | 242.5337 | 0.16201 | 0.32359 | 0.48323 | 1 | 1 | 1 | 1 | 1 | 1 | 1 | 6.375 | 12.035 | 2.8879 | 6.375 | 12.0988 | 2.8979 | 6.375 | 12.2419 | 2.9203 | 46740.0175 | 0 | 0 | 0 | 172.2422 | 0.34318 | 46361.8762 | 0 | 0 | 0 | 0.3404 | 45459.4596 | 0 | 0 | 0 | 0.33378 | 46740.0175 | 0.68358 | 138561.3533 | 0 | 0 | 0 | 0 | 0 | 0 | 0 | 0 | 0 | 172.2422 | 343.091 | 510.6142 | 0.34318 | 0.68358 | 1.0174 | 12554.1898 | 36254.628 | 12554.1898 | 75928.4475 | 4184.7299 | 12477.9364 | 36159.2798 | 12477.9364 | 76388.6201 | 4159.3121 | 12270.4764 | 35833.3537 | 12270.4764 | 76448.9175 | 4090.1588 | 1969.2847 | 1957.3234 | 1924.7806 | 0.094052 | 0.093584 | 0.093118 | 31291.3217 | 0 | 0 | 0 | 115.312 | 0.22975 | 31101.26 | 0 | 0 | 0 | 114.6116 | 0.22835 | 30584.166 | 0 | 0 | 0 | 112.7061 | 0.22456 | 625826.4347 | 622025.2003 | 611683.3208 | 0 | 0 | 0 | 0 | 0 | 0 | 0 | 0 | 0 | 2306.2408 | 2292.2328 | 2254.1218 | 31291.3217 | 0.4581 | 92976.7478 | 0 | 0 | 0 | 0 | 0 | 0 | 0 | 0 | 0 | 115.312 | 229.9237 | 342.6298 | 0.22975 | 0.4581 | 0.68266 | 8.5 | 9.91 | 2.1659 | 8.5 | 9.9738 | 2.1734 | 8.5 | 10.1169 | 2.1902 | 46740.0175 | 0 | 0 | 0 | 172.2422 | 0.34318 | 46361.8762 | 0 | 0 | 0 | 0.3404 | 45459.4596 | 0 | 0 | 0 | 0.33378 | 46740.0175 | 0.68358 | 138561.3533 | 0 | 0 | 0 | 0 | 0 | 0 | 0 | 0 | 0 | 172.2422 | 343.091 | 510.6142 | 0.34318 | 0.68358 | 1.0174 | 20002.4124 | 43322.988 | 20002.4124 | 90731.788 | 0 | 19840.5866 | 43121.3925 | 19840.5866 | 91096.4957 | 0 | 19454.397 | 42609.3657 | 19454.397 | 90905.2474 | 0 | 2353.225 | 2334.1867 | 2288.7526 | 0.11239 | 0.11183 | 0.11127 | 37392.014 | 0 | 0 | 0 | 137.7938 | 0.27454 | 37089.501 | 0 | 0 | 0 | 136.679 | 0.27232 | 36367.5677 | 0 | 0 | 0 | 134.0186 | 0.26702 | 747840.2794 | 741790.019 | 727351.3539 | 0 | 0 | 0 | 0 | 0 | 0 | 0 | 0 | 0 | 2755.8756 | 2733.5797 | 2680.3716 | 37392.014 | 0.54686 | 110849.0826 | 0 | 0 | 0 | 0 | 0 | 0 | 0 | 0 | 0 | 137.7938 | 274.4728 | 408.4913 | 0.27454 | 0.54686 | 0.81388
| 174 | Residential | Low Income | HVAC | Electric | 01-084 | 01-084.03 | Misc Heating | [01-084]_Residential_HVAC_Duct Insulation_ADD_Electric_per sf | no insulation on ducts in unconditioned space | R-6 insulation on ducts in unconditioned space | ENGINEER | 24.346 | 0 | 0 | 0 | 6.2322e-05 | 0 | 8.5 | 20 | 0.72 | 0.27 | 0.4 | 0.13 | 0.2 | 0.87 | 1 | Additions on Existing | 5.1608 | 0.020065 | 423.62 | 0 | 0 | 0 | 1.647 | 23.6975 | 0 | 0 | 0 | 0.24328 | 0 | 0 | 28.7289 | 8.5 | 20.2289 | 3.3799 | 23.7783 | 0 | 0 | 0 | 0.24449 | 0 | 0 | 28.8274 | 8.5 | 20.3274 | 3.3915 | 23.9622 | 0 | 0 | 0 | 0.24645 | 0 | 0 | 29.0503 | 8.5 | 20.5503 | 3.4177 | per sf | 0.04341 | 6669.5113 | 0.005 | 19945.1693 | 0 | 0 | 0 | 73.5002 | 0.042254 | 19783.8067 | 0 | 0 | 0 | 0.041912 | 19398.7223 | 0 | 0 | 0 | 0.041096 | 19945.1693 | 39728.9759 | 59127.6982 | 0 | 0 | 0 | 0 | 0 | 0 | 0 | 0 | 0 | 73.5002 | 146.4057 | 217.8922 | 0.042254 | 0.084165 | 0.12526 | 19945.1693 | 0 | 0 | 0 | 73.5002 | 0.042254 | 19783.8067 | 0 | 0 | 0 | 0.041912 | 19398.7223 | 0 | 0 | 0 | 0.041096 | 19945.1693 | 0.084165 | 59127.6982 | 0 | 0 | 0 | 0 | 0 | 0 | 0 | 0 | 0 | 73.5002 | 146.4057 | 217.8922 | 0.042254 | 0.084165 | 0.12526 | 1040.5276 | 3516.8521 | 1040.5276 | 4620.5573 | 0 | 1032.1094 | 3500.3552 | 1032.1094 | 4639.1302 | 0 | 1012.0198 | 3458.7651 | 1012.0198 | 4629.3908 | 0 | 122.415 | 121.4246 | 119.0611 | 0.018263 | 0.018172 | 0.018082 | 2592.872 | 0 | 0 | 0 | 9.555 | 0.005493 | 2571.8949 | 0 | 0 | 0 | 9.4777 | 0.0054485 | 2521.8339 | 0 | 0 | 0 | 9.2932 | 0.0053425 | 51857.4401 | 51437.8973 | 50436.6779 | 0 | 0 | 0 | 0 | 0 | 0 | 0 | 0 | 0 | 191.1005 | 189.5544 | 185.8648 | 2592.872 | 0.010941 | 7686.6008 | 0 | 0 | 0 | 0 | 0 | 0 | 0 | 0 | 0 | 9.555 | 19.0327 | 28.326 | 0.005493 | 0.010941 | 0.016284 | 1 | 1 | 1 | 1 | 1 | 1 | 1 | 8.5 | 20.2289 | 3.3799 | 8.5 | 20.3274 | 3.3915 | 8.5 | 20.5503 | 3.4177 | 19945.1693 | 0 | 0 | 0 | 73.5002 | 0.042254 | 19783.8067 | 0 | 0 | 0 | 0.041912 | 19398.7223 | 0 | 0 | 0 | 0.041096 | 19945.1693 | 0.084165 | 59127.6982 | 0 | 0 | 0 | 0 | 0 | 0 | 0 | 0 | 0 | 73.5002 | 146.4057 | 217.8922 | 0.042254 | 0.084165 | 0.12526 | 1040.5276 | 3516.8521 | 1040.5276 | 4620.5573 | 0 | 1032.1094 | 3500.3552 | 1032.1094 | 4639.1302 | 0 | 1012.0198 | 3458.7651 | 1012.0198 | 4629.3908 | 0 | 122.415 | 121.4246 | 119.0611 | 0.018263 | 0.018172 | 0.018082 | 2592.872 | 0 | 0 | 0 | 9.555 | 0.005493 | 2571.8949 | 0 | 0 | 0 | 9.4777 | 0.0054485 | 2521.8339 | 0 | 0 | 0 | 9.2932 | 0.0053425 | 51857.4401 | 51437.8973 | 50436.6779 | 0 | 0 | 0 | 0 | 0 | 0 | 0 | 0 | 0 | 191.1005 | 189.5544 | 185.8648 | 2592.872 | 0.010941 | 7686.6008 | 0 | 0 | 0 | 0 | 0 | 0 | 0 | 0 | 0 | 9.555 | 19.0327 | 28.326 | 0.005493 | 0.010941 | 0.016284 | 8.5 | 20.2289 | 3.3799 | 8.5 | 20.3274 | 3.3915 | 8.5 | 20.5503 | 3.4177 | 19945.1693 | 0 | 0 | 0 | 73.5002 | 0.042254 | 19783.8067 | 0 | 0 | 0 | 0.041912 | 19398.7223 | 0 | 0 | 0 | 0.041096 | 19945.1693 | 0.084165 | 59127.6982 | 0 | 0 | 0 | 0 | 0 | 0 | 0 | 0 | 0 | 73.5002 | 146.4057 | 217.8922 | 0.042254 | 0.084165 | 0.12526 | 1040.5276 | 3516.8521 | 1040.5276 | 4620.5573 | 0 | 1032.1094 | 3500.3552 | 1032.1094 | 4639.1302 | 0 | 1012.0198 | 3458.7651 | 1012.0198 | 4629.3908 | 0 | 122.415 | 121.4246 | 119.0611 | 0.018263 | 0.018172 | 0.018082 | 2592.872 | 0 | 0 | 0 | 9.555 | 0.005493 | 2571.8949 | 0 | 0 | 0 | 9.4777 | 0.0054485 | 2521.8339 | 0 | 0 | 0 | 9.2932 | 0.0053425 | 51857.4401 | 51437.8973 | 50436.6779 | 0 | 0 | 0 | 0 | 0 | 0 | 0 | 0 | 0 | 191.1005 | 189.5544 | 185.8648 | 2592.872 | 0.010941 | 7686.6008 | 0 | 0 | 0 | 0 | 0 | 0 | 0 | 0 | 0 | 9.555 | 19.0327 | 28.326 | 0.005493 | 0.010941 | 0.016284
| 175 | Residential | Single Family | HVAC | Gas | 01-088 | 01-088.01 | Misc Heating | [01-088]_Residential_HVAC_Duct Insulation_ADD_Gas_per sf | no insulation | R-6 insulation | ENGINEER | 0.064202 | 0.097988 | 0 | 0 | 0.00019527 | 0 | 8.5 | 20 | 0.72 | 0.27 | 0.4 | 0.13 | 0.2 | 1 | 1 | Additions on Existing | 4.101 | 6.6197 | 1.284 | 2.0677 | 0 | 0 | 2.0727 | 0.07183 | 15.53 | 0 | 0 | 0.76226 | 0.10338 | 0 | 16.4675 | 4.5587 | 11.9088 | 3.6123 | 0.072075 | 15.7037 | 0 | 0 | 0.76605 | 0.10338 | 0 | 16.6452 | 4.5587 | 12.0865 | 3.6513 | 0.072632 | 15.8964 | 0 | 0 | 0.77222 | 0.10338 | 0 | 16.8446 | 4.5587 | 12.2859 | 3.695 | per sf | 0.9657 | 408018.9447 | 0.005 | 3698.4989 | 5644.8519 | 0 | 0 | 5658.4812 | 8.0995 | 3668.5769 | 5599.1832 | 0 | 0 | 8.0339 | 3597.1694 | 5490.1972 | 0 | 0 | 7.8776 | 3698.4989 | 7367.0758 | 10964.2452 | 5644.8519 | 11244.0351 | 16734.2323 | 0 | 0 | 0 | 0 | 0 | 0 | 5658.4812 | 11271.1836 | 16774.6368 | 8.0995 | 16.1334 | 24.0109 | 3698.4989 | 5644.8519 | 0 | 0 | 5658.4812 | 8.0995 | 3668.5769 | 5599.1832 | 0 | 0 | 8.0339 | 3597.1694 | 5490.1972 | 0 | 0 | 7.8776 | 3698.4989 | 16.1334 | 10964.2452 | 5644.8519 | 11244.0351 | 16734.2323 | 0 | 0 | 0 | 0 | 0 | 0 | 5658.4812 | 11271.1836 | 16774.6368 | 8.0995 | 16.1334 | 24.0109 | 109650.3141 | 396090.3871 | 109650.3141 | 405225.9512 | 94799.0444 | 108999.5191 | 397989.4438 | 108999.5191 | 404509.4001 | 94236.3944 | 107176.1062 | 396019.5469 | 107176.1062 | 399768.5551 | 92659.9484 | 24052.8657 | 23910.1075 | 23510.1241 | 0.058657 | 0.058365 | 0.058075 | 1544.2396 | 2356.9032 | 0 | 0 | 2362.5939 | 3.3818 | 1535.0743 | 2342.9146 | 0 | 0 | 2348.5715 | 3.3617 | 1509.3946 | 2303.7208 | 0 | 0 | 2309.2831 | 3.3055 | 30884.7926 | 30701.4856 | 30187.8918 | 47138.0642 | 46858.291 | 46074.4159 | 0 | 0 | 0 | 0 | 0 | 0 | 47251.8782 | 46971.4295 | 46185.6617 | 1544.2396 | 6.7435 | 4588.7085 | 2356.9032 | 4699.8178 | 7003.5386 | 0 | 0 | 0 | 0 | 0 | 0 | 2362.5939 | 4711.1654 | 7020.4485 | 3.3818 | 6.7435 | 10.049 | 1 | 1 | 1 | 1 | 1 | 1 | 1 | 6.375 | 10.0925 | 2.5831 | 6.375 | 10.2702 | 2.611 | 6.375 | 10.4696 | 2.6423 | 3698.4989 | 5644.8519 | 0 | 0 | 5658.4812 | 8.0995 | 3668.5769 | 5599.1832 | 0 | 0 | 8.0339 | 3597.1694 | 5490.1972 | 0 | 0 | 7.8776 | 3698.4989 | 16.1334 | 10964.2452 | 5644.8519 | 11244.0351 | 16734.2323 | 0 | 0 | 0 | 0 | 0 | 0 | 5658.4812 | 11271.1836 | 16774.6368 | 8.0995 | 16.1334 | 24.0109 | 253887.3972 | 655825.6979 | 253887.3972 | 670951.8861 | 84629.1324 | 252082.2641 | 658191.2838 | 252082.2641 | 668973.9276 | 84027.4214 | 247476.5805 | 653906.4469 | 247476.5805 | 660096.7994 | 82492.1935 | 39825.4741 | 39542.3159 | 38819.8558 | 0.097121 | 0.096638 | 0.096157 | 2556.871 | 3902.4368 | 0 | 0 | 3911.8591 | 5.5994 | 2538.6917 | 3874.6905 | 0 | 0 | 3884.0459 | 5.5596 | 2492.3084 | 3803.8978 | 0 | 0 | 3813.0822 | 5.458 | 51137.4205 | 50773.8347 | 49846.1684 | 78048.7355 | 77493.811 | 76077.9558 | 0 | 0 | 0 | 0 | 0 | 0 | 78237.1827 | 77680.9183 | 76261.6446 | 2556.871 | 11.1589 | 7587.8712 | 3902.4368 | 7777.1273 | 11581.0251 | 0 | 0 | 0 | 0 | 0 | 0 | 3911.8591 | 7795.905 | 11608.9873 | 5.5994 | 11.1589 | 16.6169 | 8.5 | 7.9675 | 1.9374 | 8.5 | 8.1452 | 1.9583 | 8.5 | 8.3446 | 1.9817 | 3698.4989 | 5644.8519 | 0 | 0 | 5658.4812 | 8.0995 | 3668.5769 | 5599.1832 | 0 | 0 | 8.0339 | 3597.1694 | 5490.1972 | 0 | 0 | 7.8776 | 3698.4989 | 16.1334 | 10964.2452 | 5644.8519 | 11244.0351 | 16734.2323 | 0 | 0 | 0 | 0 | 0 | 0 | 5658.4812 | 11271.1836 | 16774.6368 | 8.0995 | 16.1334 | 24.0109 | 440695.9529 | 853783.2148 | 440695.9529 | 873475.1628 | 0 | 437130.5856 | 856016.8117 | 437130.5856 | 870040.2796 | 0 | 428622.0023 | 849409.7402 | 428622.0023 | 857450.8686 | 0 | 51846.5827 | 51427.1277 | 50426.1179 | 0.12644 | 0.12581 | 0.12518 | 3328.649 | 5080.3667 | 0 | 0 | 5092.6331 | 7.2895 | 3301.7192 | 5039.2649 | 0 | 0 | 5051.4321 | 7.2305 | 3237.4525 | 4941.1775 | 0 | 0 | 4953.1079 | 7.0898 | 66572.9803 | 66034.3842 | 64749.0496 | 101607.3334 | 100785.2985 | 98823.5504 | 0 | 0 | 0 | 0 | 0 | 0 | 101852.6623 | 101028.6426 | 99062.1579 | 3328.649 | 14.52 | 9867.8207 | 5080.3667 | 10119.6316 | 15060.8091 | 0 | 0 | 0 | 0 | 0 | 0 | 5092.6331 | 10144.0652 | 15097.1731 | 7.2895 | 14.52 | 21.6098
| 176 | Residential | Multi-Family | HVAC | Gas | 01-088 | 01-088.02 | Misc Heating | [01-088]_Residential_HVAC_Duct Insulation_ADD_Gas_per sf | no insulation | R-6 insulation | ENGINEER | 0.053274 | 0.097988 | 0 | 0 | 0.00016204 | 0 | 8.5 | 20 | 0.72 | 0.27 | 0.4 | 0.13 | 0.2 | 1 | 1 | Additions on Existing | 4.1027 | 7.9776 | 1.0655 | 2.0677 | 0 | 0 | 2.0718 | 0.059603 | 15.53 | 0 | 0 | 0.63252 | 0.10338 | 0 | 16.3255 | 4.5587 | 11.7668 | 3.5812 | 0.059807 | 15.7037 | 0 | 0 | 0.63566 | 0.10338 | 0 | 16.5026 | 4.5587 | 11.9439 | 3.62 | 0.060269 | 15.8964 | 0 | 0 | 0.64078 | 0.10338 | 0 | 16.7008 | 4.5587 | 12.1421 | 3.6635 | per sf | 0.69532 | 44512.0942 | 0.005 | 334.8035 | 615.815 | 0 | 0 | 617.0488 | 0.7332 | 332.0948 | 610.8328 | 0 | 0 | 0.72726 | 325.6307 | 598.9432 | 0 | 0 | 0.71311 | 334.8035 | 666.8983 | 992.529 | 615.815 | 1226.6478 | 1825.591 | 0 | 0 | 0 | 0 | 0 | 0 | 617.0488 | 1229.1054 | 1829.2486 | 0.7332 | 1.4605 | 2.1736 | 334.8035 | 615.815 | 0 | 0 | 617.0488 | 0.7332 | 332.0948 | 610.8328 | 0 | 0 | 0.72726 | 325.6307 | 598.9432 | 0 | 0 | 0.71311 | 334.8035 | 1.4605 | 992.529 | 615.815 | 1226.6478 | 1825.591 | 0 | 0 | 0 | 0 | 0 | 0 | 617.0488 | 1229.1054 | 1829.2486 | 0.7332 | 1.4605 | 2.1736 | 7942.7685 | 28444.3399 | 7942.7685 | 29307.2575 | 6866.9832 | 7908.9189 | 28630.2985 | 7908.9189 | 29304.3168 | 6837.7183 | 7789.616 | 28537.1867 | 7789.616 | 29008.7145 | 6734.574 | 1742.3237 | 1734.8985 | 1708.7282 | 0.038948 | 0.038754 | 0.038561 | 92.8204 | 170.7276 | 0 | 0 | 171.0697 | 0.20327 | 92.4248 | 170 | 0 | 0 | 170.3406 | 0.2024 | 91.0306 | 167.4356 | 0 | 0 | 167.7711 | 0.19935 | 1856.4081 | 1848.4967 | 1820.6129 | 3414.5523 | 3400.0006 | 3348.7129 | 0 | 0 | 0 | 0 | 0 | 0 | 3421.3934 | 3406.8125 | 3355.4221 | 92.8204 | 0.40567 | 276.2759 | 170.7276 | 340.7276 | 508.1633 | 0 | 0 | 0 | 0 | 0 | 0 | 171.0697 | 341.4103 | 509.1814 | 0.20327 | 0.40567 | 0.60503 | 1 | 1 | 1 | 1 | 1 | 1 | 1 | 6.375 | 9.9505 | 2.5609 | 6.375 | 10.1276 | 2.5886 | 6.375 | 10.3258 | 2.6197 | 334.8035 | 615.815 | 0 | 0 | 617.0488 | 0.7332 | 332.0948 | 610.8328 | 0 | 0 | 0.72726 | 325.6307 | 598.9432 | 0 | 0 | 0.71311 | 334.8035 | 1.4605 | 992.529 | 615.815 | 1226.6478 | 1825.591 | 0 | 0 | 0 | 0 | 0 | 0 | 617.0488 | 1229.1054 | 1829.2486 | 0.7332 | 1.4605 | 2.1736 | 21888.57 | 56053.6903 | 21888.57 | 57754.1944 | 7296.19 | 21742.1037 | 56282.4739 | 21742.1037 | 57607.4833 | 7247.3679 | 21355.0489 | 55944.6473 | 21355.0489 | 56869.0361 | 7118.3496 | 3433.5012 | 3410.5261 | 3349.8116 | 0.076753 | 0.076371 | 0.075991 | 182.9161 | 336.4435 | 0 | 0 | 337.1176 | 0.40057 | 181.6921 | 334.1922 | 0 | 0 | 334.8617 | 0.39789 | 178.4576 | 328.2429 | 0 | 0 | 328.9005 | 0.39081 | 3658.321 | 3633.8415 | 3569.1516 | 6728.8697 | 6683.8438 | 6564.8574 | 0 | 0 | 0 | 0 | 0 | 0 | 6742.351 | 6697.2349 | 6578.0101 | 182.9161 | 0.79847 | 543.0657 | 336.4435 | 670.6357 | 998.8785 | 0 | 0 | 0 | 0 | 0 | 0 | 337.1176 | 671.9793 | 1000.8798 | 0.40057 | 0.79847 | 1.1893 | 8.5 | 7.8255 | 1.9206 | 8.5 | 8.0026 | 1.9415 | 8.5 | 8.2008 | 1.9648 | 334.8035 | 615.815 | 0 | 0 | 617.0488 | 0.7332 | 332.0948 | 610.8328 | 0 | 0 | 0.72726 | 325.6307 | 598.9432 | 0 | 0 | 0.71311 | 334.8035 | 1.4605 | 992.529 | 615.815 | 1226.6478 | 1825.591 | 0 | 0 | 0 | 0 | 0 | 0 | 617.0488 | 1229.1054 | 1829.2486 | 0.7332 | 1.4605 | 2.1736 | 42735.0522 | 82079.0501 | 42735.0522 | 84569.087 | 0 | 42389.3123 | 82297.9942 | 42389.3123 | 84235.4645 | 0 | 41564.2202 | 81665.5462 | 41564.2202 | 83014.9284 | 0 | 5027.6532 | 4986.9779 | 4889.9083 | 0.11239 | 0.11183 | 0.11127 | 267.8428 | 492.652 | 0 | 0 | 493.639 | 0.58656 | 265.6758 | 488.6663 | 0 | 0 | 489.6453 | 0.58181 | 260.5046 | 479.1546 | 0 | 0 | 480.1146 | 0.57049 | 5356.8554 | 5313.5168 | 5210.0912 | 9853.0396 | 9773.3255 | 9583.0914 | 0 | 0 | 0 | 0 | 0 | 0 | 9872.7803 | 9792.9064 | 9602.2911 | 267.8428 | 1.1684 | 794.0232 | 492.652 | 981.3183 | 1460.4728 | 0 | 0 | 0 | 0 | 0 | 0 | 493.639 | 983.2843 | 1463.3989 | 0.58656 | 1.1684 | 1.7389
| 177 | Residential | Low Income | HVAC | Gas | 01-088 | 01-088.03 | Misc Heating | [01-088]_Residential_HVAC_Duct Insulation_ADD_Gas_per sf | no insulation | R-6 insulation | ENGINEER | 0.02049 | 0.097988 | 0 | 0 | 6.2322e-05 | 0 | 8.5 | 20 | 0.72 | 0.27 | 0.4 | 0.13 | 0.2 | 0.87 | 1 | Additions on Existing | 4.1082 | 23.8412 | 0.35653 | 2.0677 | 0 | 0 | 2.0691 | 0.019944 | 15.53 | 0 | 0 | 0.24328 | 0.10338 | 0 | 19.0759 | 8.5 | 10.5759 | 2.2442 | 0.020012 | 15.7037 | 0 | 0 | 0.24449 | 0.10338 | 0 | 19.2859 | 8.5 | 10.7859 | 2.2689 | 0.020167 | 15.8964 | 0 | 0 | 0.24645 | 0.10338 | 0 | 19.5197 | 8.5 | 11.0197 | 2.2964 | per sf | 0.96948 | 148952.4196 | 0.005 | 374.8913 | 2060.7238 | 0 | 0 | 2062.1053 | 0.94366 | 371.8583 | 2044.0519 | 0 | 0 | 0.93603 | 364.6202 | 2004.2652 | 0 | 0 | 0.91781 | 374.8913 | 746.7496 | 1111.3699 | 2060.7238 | 4104.7757 | 6109.0408 | 0 | 0 | 0 | 0 | 0 | 0 | 2062.1053 | 4107.5275 | 6113.1364 | 0.94366 | 1.8797 | 2.7975 | 374.8913 | 2060.7238 | 0 | 0 | 2062.1053 | 0.94366 | 371.8583 | 2044.0519 | 0 | 0 | 0.93603 | 364.6202 | 2004.2652 | 0 | 0 | 0.91781 | 374.8913 | 1.8797 | 1111.3699 | 2060.7238 | 4104.7757 | 6109.0408 | 0 | 0 | 0 | 0 | 0 | 0 | 2062.1053 | 4107.5275 | 6113.1364 | 0.94366 | 1.8797 | 2.7975 | 116192.2451 | 260761.9704 | 116192.2451 | 186708.144 | 0 | 115252.2138 | 261499.5304 | 115252.2138 | 185963.5547 | 0 | 113008.8725 | 259517.3976 | 113008.8725 | 183256.4777 | 0 | 13669.6759 | 13559.084 | 13295.1615 | 0.091316 | 0.090861 | 0.090409 | 243.6794 | 1339.4705 | 0 | 0 | 1340.3684 | 0.61338 | 241.7079 | 1328.6337 | 0 | 0 | 1329.5244 | 0.60842 | 237.0032 | 1302.7724 | 0 | 0 | 1303.6457 | 0.59658 | 4873.5871 | 4834.1583 | 4740.0632 | 26789.4091 | 26572.6745 | 26055.4473 | 0 | 0 | 0 | 0 | 0 | 0 | 26807.3689 | 26590.4889 | 26072.915 | 243.6794 | 1.2218 | 722.3904 | 1339.4705 | 2668.1042 | 3970.8765 | 0 | 0 | 0 | 0 | 0 | 0 | 1340.3684 | 2669.8929 | 3973.5386 | 0.61338 | 1.2218 | 1.8184 | 1 | 1 | 1 | 1 | 1 | 1 | 1 | 8.5 | 10.5759 | 2.2442 | 8.5 | 10.7859 | 2.2689 | 8.5 | 11.0197 | 2.2964 | 374.8913 | 2060.7238 | 0 | 0 | 2062.1053 | 0.94366 | 371.8583 | 2044.0519 | 0 | 0 | 0.93603 | 364.6202 | 2004.2652 | 0 | 0 | 0.91781 | 374.8913 | 1.8797 | 1111.3699 | 2060.7238 | 4104.7757 | 6109.0408 | 0 | 0 | 0 | 0 | 0 | 0 | 2062.1053 | 4107.5275 | 6113.1364 | 0.94366 | 1.8797 | 2.7975 | 116192.2451 | 260761.9704 | 116192.2451 | 186708.144 | 0 | 115252.2138 | 261499.5304 | 115252.2138 | 185963.5547 | 0 | 113008.8725 | 259517.3976 | 113008.8725 | 183256.4777 | 0 | 13669.6759 | 13559.084 | 13295.1615 | 0.091316 | 0.090861 | 0.090409 | 243.6794 | 1339.4705 | 0 | 0 | 1340.3684 | 0.61338 | 241.7079 | 1328.6337 | 0 | 0 | 1329.5244 | 0.60842 | 237.0032 | 1302.7724 | 0 | 0 | 1303.6457 | 0.59658 | 4873.5871 | 4834.1583 | 4740.0632 | 26789.4091 | 26572.6745 | 26055.4473 | 0 | 0 | 0 | 0 | 0 | 0 | 26807.3689 | 26590.4889 | 26072.915 | 243.6794 | 1.2218 | 722.3904 | 1339.4705 | 2668.1042 | 3970.8765 | 0 | 0 | 0 | 0 | 0 | 0 | 1340.3684 | 2669.8929 | 3973.5386 | 0.61338 | 1.2218 | 1.8184 | 8.5 | 10.5759 | 2.2442 | 8.5 | 10.7859 | 2.2689 | 8.5 | 11.0197 | 2.2964 | 374.8913 | 2060.7238 | 0 | 0 | 2062.1053 | 0.94366 | 371.8583 | 2044.0519 | 0 | 0 | 0.93603 | 364.6202 | 2004.2652 | 0 | 0 | 0.91781 | 374.8913 | 1.8797 | 1111.3699 | 2060.7238 | 4104.7757 | 6109.0408 | 0 | 0 | 0 | 0 | 0 | 0 | 2062.1053 | 4107.5275 | 6113.1364 | 0.94366 | 1.8797 | 2.7975 | 116192.2451 | 260761.9704 | 116192.2451 | 186708.144 | 0 | 115252.2138 | 261499.5304 | 115252.2138 | 185963.5547 | 0 | 113008.8725 | 259517.3976 | 113008.8725 | 183256.4777 | 0 | 13669.6759 | 13559.084 | 13295.1615 | 0.091316 | 0.090861 | 0.090409 | 243.6794 | 1339.4705 | 0 | 0 | 1340.3684 | 0.61338 | 241.7079 | 1328.6337 | 0 | 0 | 1329.5244 | 0.60842 | 237.0032 | 1302.7724 | 0 | 0 | 1303.6457 | 0.59658 | 4873.5871 | 4834.1583 | 4740.0632 | 26789.4091 | 26572.6745 | 26055.4473 | 0 | 0 | 0 | 0 | 0 | 0 | 26807.3689 | 26590.4889 | 26072.915 | 243.6794 | 1.2218 | 722.3904 | 1339.4705 | 2668.1042 | 3970.8765 | 0 | 0 | 0 | 0 | 0 | 0 | 1340.3684 | 2669.8929 | 3973.5386 | 0.61338 | 1.2218 | 1.8184
| 178 | Residential | Single Family | HVAC | Electric | 01-080 | 01-080.01 | Misc Heating | [01-080]_Residential_HVAC_Duct Sealing_ADD_Electric_per lf | leaky ducts | sealed ducts | ENGINEER | 2.6081 | 0 | 0 | 0 | 0.00040472 | 0 | 4.5407 | 20 | 0.72 | 0.27 | 0.4 | 0.13 | 0.2 | 1 | 1 | Additions on Existing | 22.3896 | 0.087051 | 52.1612 | 0 | 0 | 0 | 0.2028 | 2.9179 | 0 | 0 | 0 | 1.5798 | 0 | 0 | 4.4978 | 2.3973 | 2.1005 | 1.8762 | 2.9279 | 0 | 0 | 0 | 1.5877 | 0 | 0 | 4.5156 | 2.3973 | 2.1183 | 1.8836 | 2.9505 | 0 | 0 | 0 | 1.6005 | 0 | 0 | 4.551 | 2.3973 | 2.1537 | 1.8984 | per lf | 0.0083572 | 3531.0148 | 0.005 | 1300.2132 | 0 | 0 | 0 | 4.7914 | 0.14527 | 1289.6941 | 0 | 0 | 0 | 0.1441 | 1264.5907 | 0 | 0 | 0 | 0.14129 | 1300.2132 | 2589.9074 | 3854.4981 | 0 | 0 | 0 | 0 | 0 | 0 | 0 | 0 | 0 | 4.7914 | 9.5441 | 14.2043 | 0.14527 | 0.28937 | 0.43066 | 1300.2132 | 0 | 0 | 0 | 4.7914 | 0.14527 | 1289.6941 | 0 | 0 | 0 | 0.1441 | 1264.5907 | 0 | 0 | 0 | 0.14129 | 1300.2132 | 0.28937 | 3854.4981 | 0 | 0 | 0 | 0 | 0 | 0 | 0 | 0 | 0 | 4.7914 | 9.5441 | 14.2043 | 0.14527 | 0.28937 | 0.43066 | 395.1766 | 741.4252 | 395.1766 | 1043.2032 | 353.3206 | 395.4019 | 744.7857 | 395.4019 | 1056.5413 | 353.522 | 392.5716 | 745.2541 | 392.5716 | 1067.5561 | 350.9915 | 164.843 | 164.937 | 163.7564 | 0.046452 | 0.046221 | 0.045991 | 429.9207 | 0 | 0 | 0 | 1.5843 | 0.048035 | 430.1657 | 0 | 0 | 0 | 1.5852 | 0.048062 | 427.0866 | 0 | 0 | 0 | 1.5739 | 0.047718 | 8598.4131 | 8603.3142 | 8541.733 | 0 | 0 | 0 | 0 | 0 | 0 | 0 | 0 | 0 | 31.6861 | 31.7042 | 31.4772 | 429.9207 | 0.096097 | 1287.173 | 0 | 0 | 0 | 0 | 0 | 0 | 0 | 0 | 0 | 1.5843 | 3.1695 | 4.7434 | 0.048035 | 0.096097 | 0.14382 | 1 | 1 | 1 | 1 | 1 | 1 | 1 | 3.4055 | 1.0923 | 1.3207 | 3.4055 | 1.1101 | 1.326 | 3.4055 | 1.1455 | 1.3364 | 1300.2132 | 0 | 0 | 0 | 4.7914 | 0.14527 | 1289.6941 | 0 | 0 | 0 | 0.1441 | 1264.5907 | 0 | 0 | 0 | 0.14129 | 1300.2132 | 0.28937 | 3854.4981 | 0 | 0 | 0 | 0 | 0 | 0 | 0 | 0 | 0 | 4.7914 | 9.5441 | 14.2043 | 0.14527 | 0.28937 | 0.43066 | 1065.4516 | 1407.1799 | 1065.4516 | 1979.9363 | 355.1505 | 1060.8448 | 1406.6442 | 1060.8448 | 1995.4433 | 353.6149 | 1045.8593 | 1397.6502 | 1045.8593 | 2002.0957 | 348.6198 | 312.862 | 311.5093 | 307.1089 | 0.088163 | 0.087725 | 0.087288 | 815.9632 | 0 | 0 | 0 | 3.0069 | 0.091168 | 812.4352 | 0 | 0 | 0 | 2.9939 | 0.090773 | 800.9587 | 0 | 0 | 0 | 2.9516 | 0.089491 | 16319.265 | 16248.7031 | 16019.1743 | 0 | 0 | 0 | 0 | 0 | 0 | 0 | 0 | 0 | 60.1383 | 59.8783 | 59.0325 | 815.9632 | 0.18194 | 2429.3571 | 0 | 0 | 0 | 0 | 0 | 0 | 0 | 0 | 0 | 3.0069 | 6.0008 | 8.9525 | 0.091168 | 0.18194 | 0.27143 | 4.5407 | -0.042901 | 0.99055 | 4.5407 | -0.025089 | 0.99447 | 4.5407 | 0.010326 | 1.0023 | 1300.2132 | 0 | 0 | 0 | 4.7914 | 0.14527 | 1289.6941 | 0 | 0 | 0 | 0.1441 | 1264.5907 | 0 | 0 | 0 | 0.14129 | 1300.2132 | 0.28937 | 3854.4981 | 0 | 0 | 0 | 0 | 0 | 0 | 0 | 0 | 0 | 4.7914 | 9.5441 | 14.2043 | 0.14527 | 0.28937 | 0.43066 | 2037.3187 | 2018.0696 | 2037.3187 | 2839.4728 | 0 | 2020.8361 | 2009.6701 | 2020.8361 | 2850.8864 | 0 | 1981.5013 | 1986.0074 | 1981.5013 | 2844.9012 | 0 | 448.6827 | 445.0527 | 436.39 | 0.12644 | 0.12581 | 0.12518 | 1170.1919 | 0 | 0 | 0 | 4.3123 | 0.13075 | 1160.7247 | 0 | 0 | 0 | 4.2774 | 0.12969 | 1138.1316 | 0 | 0 | 0 | 4.1941 | 0.12716 | 23403.8384 | 23214.494 | 22762.6326 | 0 | 0 | 0 | 0 | 0 | 0 | 0 | 0 | 0 | 86.2458 | 85.548 | 83.8829 | 1170.1919 | 0.26043 | 3469.0482 | 0 | 0 | 0 | 0 | 0 | 0 | 0 | 0 | 0 | 4.3123 | 8.5897 | 12.7838 | 0.13075 | 0.26043 | 0.3876
| 179 | Residential | Multi-Family | HVAC | Electric | 01-080 | 01-080.02 | Misc Heating | [01-080]_Residential_HVAC_Duct Sealing_ADD_Electric_per lf | leaky ducts | sealed ducts | ENGINEER | 3.7647 | 0 | 0 | 0 | 0.00033583 | 0 | 4.5407 | 20 | 0.72 | 0.27 | 0.4 | 0.13 | 0.2 | 1 | 1 | Additions on Existing | 15.5107 | 0.060306 | 75.2942 | 0 | 0 | 0 | 0.29274 | 4.212 | 0 | 0 | 0 | 1.3109 | 0 | 0 | 5.5229 | 2.3973 | 3.1256 | 2.3038 | 4.2264 | 0 | 0 | 0 | 1.3175 | 0 | 0 | 5.5438 | 2.3973 | 3.1465 | 2.3125 | 4.259 | 0 | 0 | 0 | 1.3281 | 0 | 0 | 5.5871 | 2.3973 | 3.1898 | 2.3306 | per lf | 0.14334 | 9176.1302 | 0.005 | 4877.3983 | 0 | 0 | 0 | 17.9738 | 0.31326 | 4837.9386 | 0 | 0 | 0 | 0.31073 | 4743.77 | 0 | 0 | 0 | 0.30468 | 4877.3983 | 9715.337 | 14459.1069 | 0 | 0 | 0 | 0 | 0 | 0 | 0 | 0 | 0 | 17.9738 | 35.8021 | 53.2834 | 0.31326 | 0.62399 | 0.92868 | 4877.3983 | 0 | 0 | 0 | 17.9738 | 0.31326 | 4837.9386 | 0 | 0 | 0 | 0.31073 | 4743.77 | 0 | 0 | 0 | 0.30468 | 4877.3983 | 0.62399 | 14459.1069 | 0 | 0 | 0 | 0 | 0 | 0 | 0 | 0 | 0 | 17.9738 | 35.8021 | 53.2834 | 0.31326 | 0.62399 | 0.92868 | 859.9446 | 1981.1569 | 859.9446 | 3276.8893 | 768.8616 | 862.4885 | 1994.533 | 862.4885 | 3326.7079 | 771.1361 | 859.1292 | 2002.2739 | 859.1292 | 3372.4372 | 768.1326 | 358.7152 | 359.7764 | 358.3751 | 0.038898 | 0.038704 | 0.038512 | 1350.4583 | 0 | 0 | 0 | 4.9766 | 0.086737 | 1354.4532 | 0 | 0 | 0 | 4.9913 | 0.086993 | 1349.1778 | 0 | 0 | 0 | 4.9719 | 0.086655 | 27009.1652 | 27089.0633 | 26983.5554 | 0 | 0 | 0 | 0 | 0 | 0 | 0 | 0 | 0 | 99.5318 | 99.8262 | 99.4374 | 1350.4583 | 0.17373 | 4054.0892 | 0 | 0 | 0 | 0 | 0 | 0 | 0 | 0 | 0 | 4.9766 | 9.9679 | 14.9398 | 0.086737 | 0.17373 | 0.26039 | 1 | 1 | 1 | 1 | 1 | 1 | 1 | 3.4055 | 2.1174 | 1.6218 | 3.4055 | 2.1383 | 1.6279 | 3.4055 | 2.1816 | 1.6406 | 4877.3983 | 0 | 0 | 0 | 17.9738 | 0.31326 | 4837.9386 | 0 | 0 | 0 | 0.31073 | 4743.77 | 0 | 0 | 0 | 0.30468 | 4877.3983 | 0.62399 | 14459.1069 | 0 | 0 | 0 | 0 | 0 | 0 | 0 | 0 | 0 | 17.9738 | 35.8021 | 53.2834 | 0.31326 | 0.62399 | 0.92868 | 2423.8318 | 3930.8881 | 2423.8318 | 6501.7995 | 807.9439 | 2414.0382 | 3929.8126 | 2414.0382 | 6554.5863 | 804.6794 | 2380.7451 | 3905.8691 | 2380.7451 | 6578.6695 | 793.5817 | 711.7404 | 708.8645 | 699.0883 | 0.077178 | 0.076794 | 0.076412 | 2679.4951 | 0 | 0 | 0 | 9.8742 | 0.1721 | 2668.6684 | 0 | 0 | 0 | 9.8343 | 0.1714 | 2631.8636 | 0 | 0 | 0 | 9.6987 | 0.16904 | 53589.9013 | 53373.3673 | 52637.2715 | 0 | 0 | 0 | 0 | 0 | 0 | 0 | 0 | 0 | 197.4848 | 196.6869 | 193.9743 | 2679.4951 | 0.3435 | 7980.027 | 0 | 0 | 0 | 0 | 0 | 0 | 0 | 0 | 0 | 9.8742 | 19.7086 | 29.4073 | 0.1721 | 0.3435 | 0.51254 | 4.5407 | 0.98226 | 1.2163 | 4.5407 | 1.0031 | 1.2209 | 4.5407 | 1.0464 | 1.2305 | 4877.3983 | 0 | 0 | 0 | 17.9738 | 0.31326 | 4837.9386 | 0 | 0 | 0 | 0.31073 | 4743.77 | 0 | 0 | 0 | 0.30468 | 4877.3983 | 0.62399 | 14459.1069 | 0 | 0 | 0 | 0 | 0 | 0 | 0 | 0 | 0 | 17.9738 | 35.8021 | 53.2834 | 0.31326 | 0.62399 | 0.92868 | 4706.1577 | 5724.2148 | 4706.1577 | 9468.0125 | 0 | 4668.0834 | 5699.3795 | 4668.0834 | 9506.0704 | 0 | 4577.2209 | 5632.0685 | 4577.2209 | 9486.1133 | 0 | 1036.4464 | 1028.0612 | 1008.0504 | 0.11239 | 0.11183 | 0.11127 | 3901.9187 | 0 | 0 | 0 | 14.379 | 0.25061 | 3870.3509 | 0 | 0 | 0 | 14.2627 | 0.24858 | 3795.016 | 0 | 0 | 0 | 13.9851 | 0.24375 | 78038.3731 | 77407.0184 | 75900.3197 | 0 | 0 | 0 | 0 | 0 | 0 | 0 | 0 | 0 | 287.5802 | 285.2536 | 279.7012 | 3901.9187 | 0.4992 | 11567.2856 | 0 | 0 | 0 | 0 | 0 | 0 | 0 | 0 | 0 | 14.379 | 28.6417 | 42.6267 | 0.25061 | 0.4992 | 0.74294
| 180 | Residential | Low Income | HVAC | Electric | 01-080 | 01-080.03 | Misc Heating | [01-080]_Residential_HVAC_Duct Sealing_ADD_Electric_per lf | leaky ducts | sealed ducts | ENGINEER | 5.1153 | 0 | 0 | 0 | 0.00011162 | 0 | 4.5407 | 20 | 0.72 | 0.27 | 0.4 | 0.13 | 0.2 | 1 | 1 | Additions on Existing | 11.4155 | 0.044383 | 102.3056 | 0 | 0 | 0 | 0.39776 | 5.723 | 0 | 0 | 0 | 0.43573 | 0 | 0 | 7.3905 | 2.4353 | 4.9553 | 3.0348 | 5.7425 | 0 | 0 | 0 | 0.4379 | 0 | 0 | 7.4165 | 2.4353 | 4.9813 | 3.0455 | 5.7869 | 0 | 0 | 0 | 0.44143 | 0 | 0 | 7.474 | 2.4353 | 5.0388 | 3.0691 | per lf | 0.047522 | 7301.3598 | 0.005 | 5273.156 | 0 | 0 | 0 | 19.4322 | 0.08285 | 5230.4945 | 0 | 0 | 0 | 0.08218 | 5128.6849 | 0 | 0 | 0 | 0.080581 | 5273.156 | 10503.6505 | 15632.3354 | 0 | 0 | 0 | 0 | 0 | 0 | 0 | 0 | 0 | 19.4322 | 38.7071 | 57.6069 | 0.08285 | 0.16503 | 0.24561 | 5273.156 | 0 | 0 | 0 | 19.4322 | 0.08285 | 5230.4945 | 0 | 0 | 0 | 0.08218 | 5128.6849 | 0 | 0 | 0 | 0.080581 | 5273.156 | 0.16503 | 15632.3354 | 0 | 0 | 0 | 0 | 0 | 0 | 0 | 0 | 0 | 19.4322 | 38.7071 | 57.6069 | 0.08285 | 0.16503 | 0.24561 | 10.3219 | 31.3248 | 10.3219 | 38.6364 | 8.9238 | 10.5057 | 31.995 | 10.5057 | 39.8046 | 9.0828 | 10.6999 | 32.839 | 10.6999 | 41.2583 | 9.2507 | 4.2385 | 4.314 | 4.3937 | 0.00057762 | 0.00057475 | 0.00057189 | 21.6812 | 0 | 0 | 0 | 0.079898 | 0.00034065 | 22.0673 | 0 | 0 | 0 | 0.081321 | 0.00034672 | 22.4752 | 0 | 0 | 0 | 0.082824 | 0.00035313 | 433.6244 | 441.3469 | 449.5047 | 0 | 0 | 0 | 0 | 0 | 0 | 0 | 0 | 0 | 1.598 | 1.6264 | 1.6565 | 21.6812 | 0.00068737 | 66.2238 | 0 | 0 | 0 | 0 | 0 | 0 | 0 | 0 | 0 | 0.079898 | 0.16122 | 0.24404 | 0.00034065 | 0.00068737 | 0.0010405 | 1 | 1 | 1 | 1 | 1 | 1 | 1 | 3.4055 | 3.985 | 2.1702 | 3.4055 | 4.011 | 2.1778 | 3.4055 | 4.0685 | 2.1947 | 5273.156 | 0 | 0 | 0 | 19.4322 | 0.08285 | 5230.4945 | 0 | 0 | 0 | 0.08218 | 5128.6849 | 0 | 0 | 0 | 0.080581 | 5273.156 | 0.16503 | 15632.3354 | 0 | 0 | 0 | 0 | 0 | 0 | 0 | 0 | 0 | 19.4322 | 38.7071 | 57.6069 | 0.08285 | 0.16503 | 0.24561 | 116.7593 | 253.3875 | 116.7593 | 312.5314 | 38.9198 | 117.7252 | 256.3833 | 117.7252 | 318.9638 | 39.2417 | 118.1707 | 259.3488 | 118.1707 | 325.8412 | 39.3902 | 34.2855 | 34.5691 | 34.7 | 0.0046724 | 0.0046492 | 0.004626 | 175.3801 | 0 | 0 | 0 | 0.6463 | 0.0027555 | 176.8309 | 0 | 0 | 0 | 0.65164 | 0.0027783 | 177.5001 | 0 | 0 | 0 | 0.65411 | 0.0027888 | 3507.6023 | 3536.6175 | 3550.0018 | 0 | 0 | 0 | 0 | 0 | 0 | 0 | 0 | 0 | 12.9259 | 13.0328 | 13.0822 | 175.3801 | 0.0055338 | 529.7111 | 0 | 0 | 0 | 0 | 0 | 0 | 0 | 0 | 0 | 0.6463 | 1.2979 | 1.952 | 0.0027555 | 0.0055338 | 0.0083227 | 4.5407 | 2.8498 | 1.6276 | 4.5407 | 2.8759 | 1.6334 | 4.5407 | 2.9334 | 1.646 | 5273.156 | 0 | 0 | 0 | 19.4322 | 0.08285 | 5230.4945 | 0 | 0 | 0 | 0.08218 | 5128.6849 | 0 | 0 | 0 | 0.080581 | 5273.156 | 0.16503 | 15632.3354 | 0 | 0 | 0 | 0 | 0 | 0 | 0 | 0 | 0 | 19.4322 | 38.7071 | 57.6069 | 0.08285 | 0.16503 | 0.24561 | 608.5048 | 990.4186 | 608.5048 | 1221.595 | 0 | 603.5818 | 985.8657 | 603.5818 | 1226.5054 | 0 | 591.8333 | 974.1708 | 591.8333 | 1223.9304 | 0 | 134.0122 | 132.928 | 130.3406 | 0.018263 | 0.018172 | 0.018082 | 685.5103 | 0 | 0 | 0 | 2.5262 | 0.010771 | 679.9643 | 0 | 0 | 0 | 2.5057 | 0.010683 | 666.729 | 0 | 0 | 0 | 2.457 | 0.010475 | 13710.2055 | 13599.2857 | 13334.5807 | 0 | 0 | 0 | 0 | 0 | 0 | 0 | 0 | 0 | 50.5236 | 50.1149 | 49.1394 | 685.5103 | 0.021454 | 2032.2036 | 0 | 0 | 0 | 0 | 0 | 0 | 0 | 0 | 0 | 2.5262 | 5.0319 | 7.4889 | 0.010771 | 0.021454 | 0.031929
| 181 | Residential | Single Family | HVAC | Gas | 01-082 | 01-082.01 | Misc Heating | [01-082]_Residential_HVAC_Duct Sealing_ADD_Gas_per lf | leaky ducts | sealed ducts | ENGINEER | 0.34542 | 0.022611 | 0 | 0 | 0.00040472 | 0 | 4.5407 | 20 | 0.72 | 0.27 | 0.4 | 0.13 | 0.2 | 1 | 1 | Additions on Existing | 9.0096 | 0.65727 | 6.9083 | 0.47712 | 0 | 0 | 0.50398 | 0.38646 | 3.5836 | 0 | 0 | 1.5798 | 0.023856 | 0 | 5.5737 | 2.4353 | 3.1385 | 2.2888 | 0.38777 | 3.6237 | 0 | 0 | 1.5877 | 0.023856 | 0 | 5.623 | 2.4353 | 3.1878 | 2.309 | 0.39077 | 3.6681 | 0 | 0 | 1.6005 | 0.023856 | 0 | 5.6832 | 2.4353 | 3.248 | 2.3337 | per lf | 1.0572 | 446673.371 | 0.005 | 21783.6438 | 1425.9653 | 0 | 0 | 1506.2405 | 18.377 | 21607.4073 | 1414.4288 | 0 | 0 | 18.2283 | 21186.8272 | 1386.8975 | 0 | 0 | 17.8735 | 21783.6438 | 43391.0511 | 64577.8783 | 1425.9653 | 2840.3941 | 4227.2916 | 0 | 0 | 0 | 0 | 0 | 0 | 1506.2405 | 3000.295 | 4465.2683 | 18.377 | 36.6053 | 54.4789 | 21783.6438 | 1425.9653 | 0 | 0 | 1506.2405 | 18.377 | 21607.4073 | 1414.4288 | 0 | 0 | 18.2283 | 21186.8272 | 1386.8975 | 0 | 0 | 17.8735 | 21783.6438 | 36.6053 | 64577.8783 | 1425.9653 | 2840.3941 | 4227.2916 | 0 | 0 | 0 | 0 | 0 | 0 | 1506.2405 | 3000.295 | 4465.2683 | 18.377 | 36.6053 | 54.4789 | 40520.7543 | 92742.955 | 40520.7543 | 78034.1903 | 35032.5379 | 40399.9126 | 93283.5885 | 40399.9126 | 78234.2944 | 34928.0633 | 39861.9831 | 93027.557 | 39861.9831 | 77753.4894 | 34462.9921 | 16639.251 | 16589.6291 | 16368.7363 | 0.037066 | 0.036882 | 0.036698 | 5747.473 | 376.2317 | 0 | 0 | 397.4118 | 4.8487 | 5730.3328 | 375.1097 | 0 | 0 | 396.2266 | 4.8342 | 5654.0327 | 370.1151 | 0 | 0 | 390.9508 | 4.7698 | 114949.4594 | 114606.6551 | 113080.6542 | 7524.6337 | 7502.1936 | 7402.301 | 0 | 0 | 0 | 0 | 0 | 0 | 7948.2354 | 7924.532 | 7819.016 | 5747.473 | 9.6828 | 17131.8384 | 376.2317 | 751.3414 | 1121.4564 | 0 | 0 | 0 | 0 | 0 | 0 | 397.4118 | 793.6384 | 1184.5892 | 4.8487 | 9.6828 | 14.4527 | 1 | 1 | 1 | 1 | 1 | 1 | 1 | 3.4055 | 2.1682 | 1.6367 | 3.4055 | 2.2175 | 1.6512 | 3.4055 | 2.2777 | 1.6688 | 21783.6438 | 1425.9653 | 0 | 0 | 1506.2405 | 18.377 | 21607.4073 | 1414.4288 | 0 | 0 | 18.2283 | 21186.8272 | 1386.8975 | 0 | 0 | 17.8735 | 21783.6438 | 36.6053 | 64577.8783 | 1425.9653 | 2840.3941 | 4227.2916 | 0 | 0 | 0 | 0 | 0 | 0 | 1506.2405 | 3000.295 | 4465.2683 | 18.377 | 36.6053 | 54.4789 | 121297.2021 | 198525.846 | 121297.2021 | 167040.2206 | 40432.4007 | 120576.8612 | 199091.0135 | 120576.8612 | 166971.9746 | 40192.2871 | 118571.8636 | 197877.8693 | 118571.8636 | 165388.572 | 39523.9545 | 35618.0303 | 35406.5075 | 34817.7547 | 0.079344 | 0.078949 | 0.078556 | 12303.0578 | 805.3627 | 0 | 0 | 850.7008 | 10.379 | 12229.9943 | 800.5799 | 0 | 0 | 845.6488 | 10.3174 | 12026.6293 | 787.2676 | 0 | 0 | 831.587 | 10.1458 | 246061.1556 | 244599.8862 | 240532.5868 | 16107.2533 | 16011.5981 | 15745.3512 | 0 | 0 | 0 | 0 | 0 | 0 | 17014.0164 | 16912.9762 | 16631.7408 | 12303.0578 | 20.6964 | 36559.6814 | 805.3627 | 1605.9426 | 2393.2101 | 0 | 0 | 0 | 0 | 0 | 0 | 850.7008 | 1696.3496 | 2527.9367 | 10.379 | 20.6964 | 30.8423 | 4.5407 | 1.0331 | 1.2275 | 4.5407 | 1.0823 | 1.2384 | 4.5407 | 1.1426 | 1.2516 | 21783.6438 | 1425.9653 | 0 | 0 | 1506.2405 | 18.377 | 21607.4073 | 1414.4288 | 0 | 0 | 18.2283 | 21186.8272 | 1386.8975 | 0 | 0 | 17.8735 | 21783.6438 | 36.6053 | 64577.8783 | 1425.9653 | 2840.3941 | 4227.2916 | 0 | 0 | 0 | 0 | 0 | 0 | 1506.2405 | 3000.295 | 4465.2683 | 18.377 | 36.6053 | 54.4789 | 257720.8124 | 316356.6932 | 257720.8124 | 266183.436 | 0 | 255635.7709 | 316570.5937 | 255635.7709 | 265498.7595 | 0 | 250659.9163 | 313734.1059 | 250659.9163 | 262222.5314 | 0 | 56758.3642 | 56299.1714 | 55203.3291 | 0.12644 | 0.12581 | 0.12518 | 19605.2794 | 1283.3688 | 0 | 0 | 1355.6164 | 16.5393 | 19446.6666 | 1272.9859 | 0 | 0 | 1344.6491 | 16.4055 | 19068.1445 | 1248.2077 | 0 | 0 | 1318.476 | 16.0862 | 392105.5877 | 388933.3316 | 381362.8898 | 25667.3753 | 25459.7183 | 24964.1544 | 0 | 0 | 0 | 0 | 0 | 0 | 27112.3285 | 26892.9814 | 26369.5195 | 19605.2794 | 32.9448 | 58120.0905 | 1283.3688 | 2556.3547 | 3804.5624 | 0 | 0 | 0 | 0 | 0 | 0 | 1355.6164 | 2700.2655 | 4018.7415 | 16.5393 | 32.9448 | 49.031
| 182 | Residential | Multi-Family | HVAC | Gas | 01-082 | 01-082.02 | Misc Heating | [01-082]_Residential_HVAC_Duct Sealing_ADD_Gas_per lf | leaky ducts | sealed ducts | ENGINEER | 0.32277 | 0.022611 | 0 | 0 | 0.00033583 | 0 | 4.5407 | 20 | 0.72 | 0.27 | 0.4 | 0.13 | 0.2 | 1 | 1 | Additions on Existing | 9.0412 | 0.7034 | 6.4554 | 0.47712 | 0 | 0 | 0.50222 | 0.36112 | 3.5836 | 0 | 0 | 1.3109 | 0.023856 | 0 | 5.2795 | 2.4353 | 2.8442 | 2.1679 | 0.36235 | 3.6237 | 0 | 0 | 1.3175 | 0.023856 | 0 | 5.3273 | 2.4353 | 2.8921 | 2.1876 | 0.36515 | 3.6681 | 0 | 0 | 1.3281 | 0.023856 | 0 | 5.3852 | 2.4353 | 2.9499 | 2.2114 | per lf | 0.76119 | 48729.0294 | 0.005 | 2220.6235 | 155.5631 | 0 | 0 | 163.7464 | 1.6636 | 2202.658 | 154.3046 | 0 | 0 | 1.6501 | 2159.7841 | 151.3011 | 0 | 0 | 1.618 | 2220.6235 | 4423.2816 | 6583.0656 | 155.5631 | 309.8677 | 461.1688 | 0 | 0 | 0 | 0 | 0 | 0 | 163.7464 | 326.168 | 485.4281 | 1.6636 | 3.3137 | 4.9317 | 2220.6235 | 155.5631 | 0 | 0 | 163.7464 | 1.6636 | 2202.658 | 154.3046 | 0 | 0 | 1.6501 | 2159.7841 | 151.3011 | 0 | 0 | 1.618 | 2220.6235 | 3.3137 | 6583.0656 | 155.5631 | 309.8677 | 461.1688 | 0 | 0 | 0 | 0 | 0 | 0 | 163.7464 | 326.168 | 485.4281 | 1.6636 | 3.3137 | 4.9317 | 2098.2364 | 4548.8664 | 2098.2364 | 3993.3963 | 1814.0468 | 2098.3067 | 4590.2366 | 2098.3067 | 4015.4319 | 1814.1076 | 2079.7306 | 4599.0192 | 2079.7306 | 4008.3059 | 1798.0475 | 861.6099 | 861.6388 | 854.0107 | 0.017594 | 0.017506 | 0.017419 | 278.0997 | 19.4819 | 0 | 0 | 20.5068 | 0.20834 | 278.109 | 19.4826 | 0 | 0 | 20.5075 | 0.20834 | 275.647 | 19.3101 | 0 | 0 | 20.3259 | 0.2065 | 5561.9944 | 5562.1808 | 5512.9392 | 389.6389 | 389.6519 | 386.2024 | 0 | 0 | 0 | 0 | 0 | 0 | 410.1354 | 410.1492 | 406.5182 | 278.0997 | 0.41668 | 831.8557 | 19.4819 | 38.9645 | 58.2747 | 0 | 0 | 0 | 0 | 0 | 0 | 20.5068 | 41.0142 | 61.3401 | 0.20834 | 0.41668 | 0.62318 | 1 | 1 | 1 | 1 | 1 | 1 | 1 | 3.4055 | 1.874 | 1.5503 | 3.4055 | 1.9218 | 1.5643 | 3.4055 | 1.9797 | 1.5813 | 2220.6235 | 155.5631 | 0 | 0 | 163.7464 | 1.6636 | 2202.658 | 154.3046 | 0 | 0 | 1.6501 | 2159.7841 | 151.3011 | 0 | 0 | 1.618 | 2220.6235 | 3.3137 | 6583.0656 | 155.5631 | 309.8677 | 461.1688 | 0 | 0 | 0 | 0 | 0 | 0 | 163.7464 | 326.168 | 485.4281 | 1.6636 | 3.3137 | 4.9317 | 9535.3011 | 14782.4371 | 9535.3011 | 12977.3277 | 3178.4337 | 9486.9565 | 14840.7508 | 9486.9565 | 12982.3428 | 3162.3188 | 9340.5157 | 14770.3866 | 9340.5157 | 12873.2292 | 3113.5052 | 2799.971 | 2785.7749 | 2742.7736 | 0.057174 | 0.05689 | 0.056607 | 903.7398 | 63.3104 | 0 | 0 | 66.6408 | 0.67703 | 899.1578 | 62.9894 | 0 | 0 | 66.3029 | 0.6736 | 885.2784 | 62.0171 | 0 | 0 | 65.2795 | 0.6632 | 18074.7959 | 17983.1556 | 17705.5672 | 1266.2082 | 1259.7884 | 1240.3423 | 0 | 0 | 0 | 0 | 0 | 0 | 1332.8158 | 1326.0584 | 1305.5893 | 903.7398 | 1.3506 | 2688.1759 | 63.3104 | 126.2998 | 188.3169 | 0 | 0 | 0 | 0 | 0 | 0 | 66.6408 | 132.9437 | 198.2232 | 0.67703 | 1.3506 | 2.0138 | 4.5407 | 0.73883 | 1.1627 | 4.5407 | 0.78667 | 1.1732 | 4.5407 | 0.84453 | 1.186 | 2220.6235 | 155.5631 | 0 | 0 | 163.7464 | 1.6636 | 2202.658 | 154.3046 | 0 | 0 | 1.6501 | 2159.7841 | 151.3011 | 0 | 0 | 1.618 | 2220.6235 | 3.3137 | 6583.0656 | 155.5631 | 309.8677 | 461.1688 | 0 | 0 | 0 | 0 | 0 | 0 | 163.7464 | 326.168 | 485.4281 | 1.6636 | 3.3137 | 4.9317 | 24991.6349 | 29058.1231 | 24991.6349 | 25509.7845 | 0 | 24789.4448 | 29084.1936 | 24789.4448 | 25442.1744 | 0 | 24306.9276 | 28827.8557 | 24306.9276 | 25125.1105 | 0 | 5503.9572 | 5459.4285 | 5353.1627 | 0.11239 | 0.11183 | 0.11127 | 1776.4988 | 124.4505 | 0 | 0 | 130.9971 | 1.3309 | 1762.1264 | 123.4437 | 0 | 0 | 129.9373 | 1.3201 | 1727.8273 | 121.0409 | 0 | 0 | 127.4081 | 1.2944 | 35529.9767 | 35242.5281 | 34556.5455 | 2489.01 | 2468.8731 | 2420.8174 | 0 | 0 | 0 | 0 | 0 | 0 | 2619.9419 | 2598.7458 | 2548.1622 | 1776.4988 | 2.6509 | 5266.4525 | 124.4505 | 247.8942 | 368.935 | 0 | 0 | 0 | 0 | 0 | 0 | 130.9971 | 260.9344 | 388.3425 | 1.3309 | 2.6509 | 3.9453
| 183 | Residential | Low Income | HVAC | Gas | 01-082 | 01-082.03 | Misc Heating | [01-082]_Residential_HVAC_Duct Sealing_ADD_Gas_per lf | leaky ducts | sealed ducts | ENGINEER | 0.24905 | 0.020458 | 0 | 0 | 0.00011162 | 0 | 4.5407 | 20 | 0.72 | 0.27 | 0.4 | 0.13 | 0.2 | 1 | 1 | Additions on Existing | 10.067 | 0.91158 | 4.9811 | 0.43168 | 0 | 0 | 0.45105 | 0.27864 | 3.2423 | 0 | 0 | 0.43573 | 0.021584 | 0 | 4.7739 | 4.5407 | 0.23324 | 1.0514 | 0.27959 | 3.2786 | 0 | 0 | 0.4379 | 0.021584 | 0 | 4.8212 | 4.5407 | 0.2805 | 1.0618 | 0.28176 | 3.3188 | 0 | 0 | 0.44143 | 0.021584 | 0 | 4.8763 | 4.5407 | 0.3356 | 1.0739 | per lf | 1.0613 | 163063.7015 | 0.005 | 5733.8605 | 470.9887 | 0 | 0 | 492.1186 | 1.8503 | 5687.4718 | 467.1783 | 0 | 0 | 1.8354 | 5576.7673 | 458.0848 | 0 | 0 | 1.7996 | 5733.8605 | 11421.3322 | 16998.0995 | 470.9887 | 938.167 | 1396.2518 | 0 | 0 | 0 | 0 | 0 | 0 | 492.1186 | 980.2559 | 1458.8917 | 1.8503 | 3.6857 | 5.4853 | 5733.8605 | 470.9887 | 0 | 0 | 492.1186 | 1.8503 | 5687.4718 | 467.1783 | 0 | 0 | 1.8354 | 5576.7673 | 458.0848 | 0 | 0 | 1.7996 | 5733.8605 | 3.6857 | 16998.0995 | 470.9887 | 938.167 | 1396.2518 | 0 | 0 | 0 | 0 | 0 | 0 | 492.1186 | 980.2559 | 1458.8917 | 1.8503 | 3.6857 | 5.4853 | 67949.7046 | 71440.1118 | 67949.7046 | 49215.4463 | 0 | 67399.9704 | 71563.6664 | 67399.9704 | 49071.5646 | 0 | 66088.0552 | 70972.6026 | 66088.0552 | 48439.0583 | 0 | 14964.6978 | 14843.6288 | 14554.7031 | 0.091316 | 0.090861 | 0.090409 | 3727.0093 | 306.1427 | 0 | 0 | 319.8771 | 1.2027 | 3696.8566 | 303.6659 | 0 | 0 | 317.2892 | 1.193 | 3624.8987 | 297.7551 | 0 | 0 | 311.1133 | 1.1698 | 74540.1862 | 73937.133 | 72497.9743 | 6122.8532 | 6073.3174 | 5955.1026 | 0 | 0 | 0 | 0 | 0 | 0 | 6397.5422 | 6345.7841 | 6222.2658 | 3727.0093 | 2.3957 | 11048.7647 | 306.1427 | 609.8085 | 907.5637 | 0 | 0 | 0 | 0 | 0 | 0 | 319.8771 | 637.1663 | 948.2796 | 1.2027 | 2.3957 | 3.5655 | 1 | 1 | 1 | 1 | 1 | 1 | 1 | 4.5407 | 0.23324 | 1.0514 | 4.5407 | 0.2805 | 1.0618 | 4.5407 | 0.3356 | 1.0739 | 5733.8605 | 470.9887 | 0 | 0 | 492.1186 | 1.8503 | 5687.4718 | 467.1783 | 0 | 0 | 1.8354 | 5576.7673 | 458.0848 | 0 | 0 | 1.7996 | 5733.8605 | 3.6857 | 16998.0995 | 470.9887 | 938.167 | 1396.2518 | 0 | 0 | 0 | 0 | 0 | 0 | 492.1186 | 980.2559 | 1458.8917 | 1.8503 | 3.6857 | 5.4853 | 67949.7046 | 71440.1118 | 67949.7046 | 49215.4463 | 0 | 67399.9704 | 71563.6664 | 67399.9704 | 49071.5646 | 0 | 66088.0552 | 70972.6026 | 66088.0552 | 48439.0583 | 0 | 14964.6978 | 14843.6288 | 14554.7031 | 0.091316 | 0.090861 | 0.090409 | 3727.0093 | 306.1427 | 0 | 0 | 319.8771 | 1.2027 | 3696.8566 | 303.6659 | 0 | 0 | 317.2892 | 1.193 | 3624.8987 | 297.7551 | 0 | 0 | 311.1133 | 1.1698 | 74540.1862 | 73937.133 | 72497.9743 | 6122.8532 | 6073.3174 | 5955.1026 | 0 | 0 | 0 | 0 | 0 | 0 | 6397.5422 | 6345.7841 | 6222.2658 | 3727.0093 | 2.3957 | 11048.7647 | 306.1427 | 609.8085 | 907.5637 | 0 | 0 | 0 | 0 | 0 | 0 | 319.8771 | 637.1663 | 948.2796 | 1.2027 | 2.3957 | 3.5655 | 4.5407 | 0.23324 | 1.0514 | 4.5407 | 0.2805 | 1.0618 | 4.5407 | 0.3356 | 1.0739 | 5733.8605 | 470.9887 | 0 | 0 | 492.1186 | 1.8503 | 5687.4718 | 467.1783 | 0 | 0 | 1.8354 | 5576.7673 | 458.0848 | 0 | 0 | 1.7996 | 5733.8605 | 3.6857 | 16998.0995 | 470.9887 | 938.167 | 1396.2518 | 0 | 0 | 0 | 0 | 0 | 0 | 492.1186 | 980.2559 | 1458.8917 | 1.8503 | 3.6857 | 5.4853 | 67949.7046 | 71440.1118 | 67949.7046 | 49215.4463 | 0 | 67399.9704 | 71563.6664 | 67399.9704 | 49071.5646 | 0 | 66088.0552 | 70972.6026 | 66088.0552 | 48439.0583 | 0 | 14964.6978 | 14843.6288 | 14554.7031 | 0.091316 | 0.090861 | 0.090409 | 3727.0093 | 306.1427 | 0 | 0 | 319.8771 | 1.2027 | 3696.8566 | 303.6659 | 0 | 0 | 317.2892 | 1.193 | 3624.8987 | 297.7551 | 0 | 0 | 311.1133 | 1.1698 | 74540.1862 | 73937.133 | 72497.9743 | 6122.8532 | 6073.3174 | 5955.1026 | 0 | 0 | 0 | 0 | 0 | 0 | 6397.5422 | 6345.7841 | 6222.2658 | 3727.0093 | 2.3957 | 11048.7647 | 306.1427 | 609.8085 | 907.5637 | 0 | 0 | 0 | 0 | 0 | 0 | 319.8771 | 637.1663 | 948.2796 | 1.2027 | 2.3957 | 3.5655
| 184 | Residential | Single Family | HVAC | Gas | 01-265 | 01-265.01 | Furnaces | [01-265]_Residential_HVAC_Furnace_ER_Gas_per unit | Existing - 0.85, base - 0.85 | 0.95 AFUE | ENGINEER | 0 | 8.9602 | 0 | 0 | 0 | 0 | 1123 | 18 | 0 | 0.4905 | 0.4894 | 0.0074 | 0.0127 | 1 | 1 | Early Replacements | 6.7431 | #NUM! | 0 | 166.5414 | 0 | 0 | 166.5414 | 0 | 1279.2906 | 0 | 0 | 0 | 9.4536 | 0 | 1288.7442 | 984.564 | 304.1802 | 1.3089 | 0 | 1293.2015 | 0 | 0 | 0 | 9.4536 | 0 | 1302.6551 | 984.564 | 318.0911 | 1.3231 | 0 | 1308.751 | 0 | 0 | 0 | 9.4536 | 0 | 1318.2045 | 984.564 | 333.6405 | 1.3389 | per unit | 0.028638 | 12100.0114 | 0.005 | 0 | 14818.6317 | 0 | 0 | 14818.6317 | 0 | 0 | 14698.7444 | 0 | 0 | 0 | 0 | 14412.6388 | 0 | 0 | 0 | 0 | 0 | 0 | 14818.6317 | 29517.3761 | 43930.0149 | 0 | 0 | 0 | 0 | 0 | 0 | 14818.6317 | 29517.3761 | 43930.0149 | 0 | 0 | 0 | 0 | 14818.6317 | 0 | 0 | 14818.6317 | 0 | 0 | 14698.7444 | 0 | 0 | 0 | 0 | 14412.6388 | 0 | 0 | 0 | 0 | 0 | 0 | 14818.6317 | 29517.3761 | 43930.0149 | 0 | 0 | 0 | 0 | 0 | 0 | 14818.6317 | 29517.3761 | 43930.0149 | 0 | 0 | 0 | 253950.1067 | 332407.773 | 253950.1067 | 357127.0271 | 278082.743 | 253389.3768 | 335253.9442 | 253389.3768 | 357796.4372 | 277468.7275 | 249919.3198 | 334609.8211 | 249919.3198 | 354681.1757 | 273668.9143 | 257.9315 | 257.362 | 253.8376 | 0.021211 | 0.021105 | 0.021 | 0 | 2237.3271 | 0 | 0 | 2237.3271 | 0 | 0 | 2232.387 | 0 | 0 | 2232.387 | 0 | 0 | 2201.8154 | 0 | 0 | 2201.8154 | 0 | 0 | 0 | 0 | 40271.8871 | 40182.9655 | 39632.6773 | 0 | 0 | 0 | 0 | 0 | 0 | 40271.8871 | 40182.9655 | 39632.6773 | 0 | 0 | 0 | 2237.3271 | 4469.714 | 6671.5294 | 0 | 0 | 0 | 0 | 0 | 0 | 2237.3271 | 4469.714 | 6671.5294 | 0 | 0 | 0 | 1 | 1 | 1 | 1 | 1 | 1 | 1 | 1547.0176 | -258.2734 | 0.83305 | 1547.0176 | -244.3625 | 0.84204 | 1547.0176 | -228.8131 | 0.85209 | 0 | 14818.6317 | 0 | 0 | 14818.6317 | 0 | 0 | 14698.7444 | 0 | 0 | 0 | 0 | 14412.6388 | 0 | 0 | 0 | 0 | 0 | 0 | 14818.6317 | 29517.3761 | 43930.0149 | 0 | 0 | 0 | 0 | 0 | 0 | 14818.6317 | 29517.3761 | 43930.0149 | 0 | 0 | 0 | 1274885.5633 | 1062044.3737 | 1274885.5633 | 1141022.5051 | 424961.8544 | 1267140.8828 | 1066986.8913 | 1267140.8828 | 1138731.1466 | 422380.2943 | 1245666.1132 | 1061424.7051 | 1245666.1132 | 1125093.5824 | 415222.0377 | 824.0925 | 819.0863 | 805.2049 | 0.067768 | 0.067431 | 0.067095 | 0 | 7148.2703 | 0 | 0 | 7148.2703 | 0 | 0 | 7104.846 | 0 | 0 | 7104.846 | 0 | 0 | 6984.4372 | 0 | 0 | 6984.4372 | 0 | 0 | 0 | 0 | 128668.8656 | 127887.2275 | 125719.8688 | 0 | 0 | 0 | 0 | 0 | 0 | 128668.8656 | 127887.2275 | 125719.8688 | 0 | 0 | 0 | 7148.2703 | 14253.1163 | 21237.5534 | 0 | 0 | 0 | 0 | 0 | 0 | 7148.2703 | 14253.1163 | 21237.5534 | 0 | 0 | 0 | 2062.6902 | -773.946 | 0.62479 | 2062.6902 | -760.0351 | 0.63153 | 2062.6902 | -744.4856 | 0.63907 | 0 | 14818.6317 | 0 | 0 | 14818.6317 | 0 | 0 | 14698.7444 | 0 | 0 | 0 | 0 | 14412.6388 | 0 | 0 | 0 | 0 | 0 | 0 | 14818.6317 | 29517.3761 | 43930.0149 | 0 | 0 | 0 | 0 | 0 | 0 | 14818.6317 | 29517.3761 | 43930.0149 | 0 | 0 | 0 | 3171462.5456 | 1981491.9372 | 3171462.5456 | 2128844.0954 | 0 | 3145804.4276 | 1986676.5403 | 3145804.4276 | 2120260.7765 | 0 | 3084572.5214 | 1971259.4596 | 3084572.5214 | 2089504.1888 | 0 | 1537.537 | 1525.0979 | 1495.4124 | 0.12644 | 0.12581 | 0.12518 | 0 | 13336.7685 | 0 | 0 | 13336.7685 | 0 | 0 | 13228.8699 | 0 | 0 | 13228.8699 | 0 | 0 | 12971.3749 | 0 | 0 | 12971.3749 | 0 | 0 | 0 | 0 | 240061.8337 | 238119.6589 | 233484.7488 | 0 | 0 | 0 | 0 | 0 | 0 | 240061.8337 | 238119.6589 | 233484.7488 | 0 | 0 | 0 | 13336.7685 | 26565.6385 | 39537.0134 | 0 | 0 | 0 | 0 | 0 | 0 | 13336.7685 | 26565.6385 | 39537.0134 | 0 | 0 | 0
| 185 | Residential | Multi-Family | HVAC | Gas | 01-265 | 01-265.02 | Furnaces | [01-265]_Residential_HVAC_Furnace_ER_Gas_per unit | Existing - 0.85, base - 0.85 | 0.95 AFUE | ENGINEER | 0 | 5.4692 | 0 | 0 | 0 | 0 | 1123 | 18 | 0 | 0.4905 | 0.4894 | 0.0074 | 0.0127 | 1 | 1 | Early Replacements | 11.0472 | #NUM! | 0 | 101.6551 | 0 | 0 | 101.6551 | 0 | 780.8657 | 0 | 0 | 0 | 5.7703 | 0 | 786.6361 | 984.564 | -197.9279 | 0.79897 | 0 | 789.3568 | 0 | 0 | 0 | 5.7703 | 0 | 795.1271 | 984.564 | -189.4369 | 0.80759 | 0 | 798.848 | 0 | 0 | 0 | 5.7703 | 0 | 804.6184 | 984.564 | -179.9456 | 0.81723 | per unit | 0.01126 | 720.8436 | 0.005 | 0 | 538.8533 | 0 | 0 | 538.8533 | 0 | 0 | 534.4938 | 0 | 0 | 0 | 0 | 524.0901 | 0 | 0 | 0 | 0 | 0 | 0 | 538.8533 | 1073.3471 | 1597.4371 | 0 | 0 | 0 | 0 | 0 | 0 | 538.8533 | 1073.3471 | 1597.4371 | 0 | 0 | 0 | 0 | 538.8533 | 0 | 0 | 538.8533 | 0 | 0 | 534.4938 | 0 | 0 | 0 | 0 | 524.0901 | 0 | 0 | 0 | 0 | 0 | 0 | 538.8533 | 1073.3471 | 1597.4371 | 0 | 0 | 0 | 0 | 0 | 0 | 538.8533 | 1073.3471 | 1597.4371 | 0 | 0 | 0 | 1811.4932 | 1447.3269 | 1811.4932 | 1554.9562 | 1983.6377 | 1812.5258 | 1463.7834 | 1812.5258 | 1562.2083 | 1984.7684 | 1797.8516 | 1469.264 | 1797.8516 | 1557.3968 | 1968.6997 | 1.8399 | 1.8409 | 1.826 | 0.0025397 | 0.0025271 | 0.0025145 | 0 | 9.7415 | 0 | 0 | 9.7415 | 0 | 0 | 9.747 | 0 | 0 | 9.747 | 0 | 0 | 9.6681 | 0 | 0 | 9.6681 | 0 | 0 | 0 | 0 | 175.3466 | 175.4466 | 174.0262 | 0 | 0 | 0 | 0 | 0 | 0 | 175.3466 | 175.4466 | 174.0262 | 0 | 0 | 0 | 9.7415 | 19.4885 | 29.1566 | 0 | 0 | 0 | 0 | 0 | 0 | 9.7415 | 19.4885 | 29.1566 | 0 | 0 | 0 | 1 | 1 | 1 | 1 | 1 | 1 | 1 | 1547.0176 | -760.3816 | 0.50849 | 1547.0176 | -751.8905 | 0.51397 | 1547.0176 | -742.3993 | 0.52011 | 0 | 538.8533 | 0 | 0 | 538.8533 | 0 | 0 | 534.4938 | 0 | 0 | 0 | 0 | 524.0901 | 0 | 0 | 0 | 0 | 0 | 0 | 538.8533 | 1073.3471 | 1597.4371 | 0 | 0 | 0 | 0 | 0 | 0 | 538.8533 | 1073.3471 | 1597.4371 | 0 | 0 | 0 | 33238.1547 | 16901.1205 | 33238.1547 | 18157.9596 | 11079.3849 | 33115.8413 | 17020.6878 | 33115.8413 | 18165.1598 | 11038.6138 | 32635.0347 | 16973.7872 | 32635.0347 | 17991.9489 | 10878.3449 | 21.4853 | 21.4062 | 21.0955 | 0.029657 | 0.02951 | 0.029363 | 0 | 113.7559 | 0 | 0 | 113.7559 | 0 | 0 | 113.3373 | 0 | 0 | 113.3373 | 0 | 0 | 111.6917 | 0 | 0 | 111.6917 | 0 | 0 | 0 | 0 | 2047.6056 | 2040.0706 | 2010.4509 | 0 | 0 | 0 | 0 | 0 | 0 | 2047.6056 | 2040.0706 | 2010.4509 | 0 | 0 | 0 | 113.7559 | 227.0931 | 338.7848 | 0 | 0 | 0 | 0 | 0 | 0 | 113.7559 | 227.0931 | 338.7848 | 0 | 0 | 0 | 2062.6902 | -1276.0541 | 0.38136 | 2062.6902 | -1267.563 | 0.38548 | 2062.6902 | -1258.0718 | 0.39008 | 0 | 538.8533 | 0 | 0 | 538.8533 | 0 | 0 | 534.4938 | 0 | 0 | 0 | 0 | 524.0901 | 0 | 0 | 0 | 0 | 0 | 0 | 538.8533 | 1073.3471 | 1597.4371 | 0 | 0 | 0 | 0 | 0 | 0 | 538.8533 | 1073.3471 | 1597.4371 | 0 | 0 | 0 | 167943.1718 | 64047.5036 | 167943.1718 | 68810.348 | 0 | 166584.4593 | 64215.0848 | 166584.4593 | 68532.9105 | 0 | 163341.9551 | 63716.7605 | 163341.9551 | 67538.7694 | 0 | 81.4195 | 80.7608 | 79.1888 | 0.11239 | 0.11183 | 0.11127 | 0 | 431.0826 | 0 | 0 | 431.0826 | 0 | 0 | 427.595 | 0 | 0 | 427.595 | 0 | 0 | 419.272 | 0 | 0 | 419.272 | 0 | 0 | 0 | 0 | 7759.4871 | 7696.7104 | 7546.8969 | 0 | 0 | 0 | 0 | 0 | 0 | 7759.4871 | 7696.7104 | 7546.8969 | 0 | 0 | 0 | 431.0826 | 858.6776 | 1277.9497 | 0 | 0 | 0 | 0 | 0 | 0 | 431.0826 | 858.6776 | 1277.9497 | 0 | 0 | 0
| 186 | Residential | Low Income | HVAC | Gas | 01-265 | 01-265.03 | Furnaces | [01-265]_Residential_HVAC_Furnace_ER_Gas_per unit | Existing - 0.85, base - 0.85 | 0.95 AFUE | ENGINEER | 0 | 8.4948 | 0 | 0 | 0 | 0 | 1123 | 18 | 0 | 0.4905 | 0.4894 | 0.0074 | 0.0127 | 1 | 1 | Early Replacements | 7.1126 | #NUM! | 0 | 157.8899 | 0 | 0 | 157.8899 | 0 | 1212.834 | 0 | 0 | 0 | 8.9625 | 0 | 1466.1557 | 2062.6902 | -596.5344 | 0.7108 | 0 | 1226.0222 | 0 | 0 | 0 | 8.9625 | 0 | 1481.9816 | 2062.6902 | -580.7085 | 0.71847 | 0 | 1240.7639 | 0 | 0 | 0 | 8.9625 | 0 | 1499.6717 | 2062.6902 | -563.0185 | 0.72705 | per unit | 0.01836 | 2820.8963 | 0.005 | 0 | 3275.2284 | 0 | 0 | 3275.2284 | 0 | 0 | 3248.7307 | 0 | 0 | 0 | 0 | 3185.4954 | 0 | 0 | 0 | 0 | 0 | 0 | 3275.2284 | 6523.9591 | 9709.4545 | 0 | 0 | 0 | 0 | 0 | 0 | 3275.2284 | 6523.9591 | 9709.4545 | 0 | 0 | 0 | 0 | 3275.2284 | 0 | 0 | 3275.2284 | 0 | 0 | 3248.7307 | 0 | 0 | 0 | 0 | 3185.4954 | 0 | 0 | 0 | 0 | 0 | 0 | 3275.2284 | 6523.9591 | 9709.4545 | 0 | 0 | 0 | 0 | 0 | 0 | 3275.2284 | 6523.9591 | 9709.4545 | 0 | 0 | 0 | 106797.6695 | 75911.5536 | 106797.6695 | 55485.0688 | 0 | 105933.6432 | 76110.1773 | 105933.6432 | 55261.3577 | 0 | 103871.6844 | 75519.5443 | 103871.6844 | 54459.7343 | 0 | 51.7759 | 51.357 | 50.3574 | 0.018263 | 0.018172 | 0.018082 | 0 | 425.7797 | 0 | 0 | 425.7797 | 0 | 0 | 422.335 | 0 | 0 | 422.335 | 0 | 0 | 414.1144 | 0 | 0 | 414.1144 | 0 | 0 | 0 | 0 | 7664.0344 | 7602.0299 | 7454.0593 | 0 | 0 | 0 | 0 | 0 | 0 | 7664.0344 | 7602.0299 | 7454.0593 | 0 | 0 | 0 | 425.7797 | 848.1147 | 1262.2291 | 0 | 0 | 0 | 0 | 0 | 0 | 425.7797 | 848.1147 | 1262.2291 | 0 | 0 | 0 | 1 | 1 | 1 | 1 | 1 | 1 | 1 | 2062.6902 | -596.5344 | 0.7108 | 2062.6902 | -580.7085 | 0.71847 | 2062.6902 | -563.0185 | 0.72705 | 0 | 3275.2284 | 0 | 0 | 3275.2284 | 0 | 0 | 3248.7307 | 0 | 0 | 0 | 0 | 3185.4954 | 0 | 0 | 0 | 0 | 0 | 0 | 3275.2284 | 6523.9591 | 9709.4545 | 0 | 0 | 0 | 0 | 0 | 0 | 3275.2284 | 6523.9591 | 9709.4545 | 0 | 0 | 0 | 106797.6695 | 75911.5536 | 106797.6695 | 55485.0688 | 0 | 105933.6432 | 76110.1773 | 105933.6432 | 55261.3577 | 0 | 103871.6844 | 75519.5443 | 103871.6844 | 54459.7343 | 0 | 51.7759 | 51.357 | 50.3574 | 0.018263 | 0.018172 | 0.018082 | 0 | 425.7797 | 0 | 0 | 425.7797 | 0 | 0 | 422.335 | 0 | 0 | 422.335 | 0 | 0 | 414.1144 | 0 | 0 | 414.1144 | 0 | 0 | 0 | 0 | 7664.0344 | 7602.0299 | 7454.0593 | 0 | 0 | 0 | 0 | 0 | 0 | 7664.0344 | 7602.0299 | 7454.0593 | 0 | 0 | 0 | 425.7797 | 848.1147 | 1262.2291 | 0 | 0 | 0 | 0 | 0 | 0 | 425.7797 | 848.1147 | 1262.2291 | 0 | 0 | 0 | 2062.6902 | -596.5344 | 0.7108 | 2062.6902 | -580.7085 | 0.71847 | 2062.6902 | -563.0185 | 0.72705 | 0 | 3275.2284 | 0 | 0 | 3275.2284 | 0 | 0 | 3248.7307 | 0 | 0 | 0 | 0 | 3185.4954 | 0 | 0 | 0 | 0 | 0 | 0 | 3275.2284 | 6523.9591 | 9709.4545 | 0 | 0 | 0 | 0 | 0 | 0 | 3275.2284 | 6523.9591 | 9709.4545 | 0 | 0 | 0 | 106797.6695 | 75911.5536 | 106797.6695 | 55485.0688 | 0 | 105933.6432 | 76110.1773 | 105933.6432 | 55261.3577 | 0 | 103871.6844 | 75519.5443 | 103871.6844 | 54459.7343 | 0 | 51.7759 | 51.357 | 50.3574 | 0.018263 | 0.018172 | 0.018082 | 0 | 425.7797 | 0 | 0 | 425.7797 | 0 | 0 | 422.335 | 0 | 0 | 422.335 | 0 | 0 | 414.1144 | 0 | 0 | 414.1144 | 0 | 0 | 0 | 0 | 7664.0344 | 7602.0299 | 7454.0593 | 0 | 0 | 0 | 0 | 0 | 0 | 7664.0344 | 7602.0299 | 7454.0593 | 0 | 0 | 0 | 425.7797 | 848.1147 | 1262.2291 | 0 | 0 | 0 | 0 | 0 | 0 | 425.7797 | 848.1147 | 1262.2291 | 0 | 0 | 0
| 187 | Residential | Single Family | HVAC | Gas | 01-201 | 01-201.01 | Furnaces | [01-201]_Residential_HVAC_Furnace_ROB_Gas_per unit | 0.85 AFUE | 0.95 AFUE | ENGINEER | 0 | 8.6741 | 0 | 0 | 0 | 0 | 1123 | 18 | 0 | 0.4905 | 0.4894 | 0.0074 | 0.0127 | 1 | 1 | Replace on Burnout | 6.8172 | #NUM! | 0 | 164.7301 | 0 | 0 | 164.7301 | 0 | 1263.508 | 0 | 0 | 0 | 9.1517 | 0 | 1272.6596 | 536.0308 | 736.6289 | 2.3742 | 0 | 1277.2907 | 0 | 0 | 0 | 9.1517 | 0 | 1286.4424 | 536.0308 | 750.4117 | 2.3999 | 0 | 1292.6523 | 0 | 0 | 0 | 9.1517 | 0 | 1301.804 | 536.0308 | 765.7732 | 2.4286 | per unit | 0.095461 | 40333.3713 | 0.005 | 0 | 19533.6368 | 0 | 0 | 19533.6368 | 0 | 0 | 19631.305 | 0 | 0 | 0 | 0 | 19729.4615 | 0 | 0 | 0 | 0 | 0 | 0 | 19533.6368 | 39164.9417 | 58894.4032 | 0 | 0 | 0 | 0 | 0 | 0 | 19533.6368 | 39164.9417 | 58894.4032 | 0 | 0 | 0 | 0 | 19533.6368 | 0 | 0 | 19533.6368 | 0 | 0 | 19631.305 | 0 | 0 | 0 | 0 | 19729.4615 | 0 | 0 | 0 | 0 | 0 | 0 | 19533.6368 | 39164.9417 | 58894.4032 | 0 | 0 | 0 | 0 | 0 | 0 | 19533.6368 | 39164.9417 | 58894.4032 | 0 | 0 | 0 | 339179.6972 | 805290.1989 | 339179.6972 | 864940.3382 | 371411.6201 | 341978.8871 | 820729.3031 | 341978.8871 | 875661.2627 | 374476.8144 | 345161.3226 | 838258.5962 | 345161.3226 | 888260.9124 | 377961.6738 | 632.7616 | 637.9837 | 643.9207 | 0.01561 | 0.015533 | 0.015455 | 0 | 5488.6453 | 0 | 0 | 5488.6453 | 0 | 0 | 5533.9421 | 0 | 0 | 5533.9421 | 0 | 0 | 5585.4407 | 0 | 0 | 5585.4407 | 0 | 0 | 0 | 0 | 98795.6158 | 99610.9585 | 100537.9323 | 0 | 0 | 0 | 0 | 0 | 0 | 98795.6158 | 99610.9585 | 100537.9323 | 0 | 0 | 0 | 5488.6453 | 11022.5875 | 16608.0281 | 0 | 0 | 0 | 0 | 0 | 0 | 5488.6453 | 11022.5875 | 16608.0281 | 0 | 0 | 0 | 1 | 1 | 1 | 1 | 1 | 1 | 1 | 842.25 | 430.4096 | 1.511 | 842.25 | 444.1924 | 1.5274 | 842.25 | 459.554 | 1.5456 | 0 | 19533.6368 | 0 | 0 | 19533.6368 | 0 | 0 | 19631.305 | 0 | 0 | 0 | 0 | 19729.4615 | 0 | 0 | 0 | 0 | 0 | 0 | 19533.6368 | 39164.9417 | 58894.4032 | 0 | 0 | 0 | 0 | 0 | 0 | 19533.6368 | 39164.9417 | 58894.4032 | 0 | 0 | 0 | 1167294.8137 | 1763810.0359 | 1167294.8137 | 1894460.4703 | 389098.2712 | 1174710.7241 | 1794238.8939 | 1174710.7241 | 1914328.4995 | 391570.2414 | 1182476.952 | 1827667.8144 | 1182476.952 | 1936688.616 | 394158.984 | 1385.9244 | 1394.7293 | 1403.9501 | 0.034191 | 0.034021 | 0.033851 | 0 | 12021.6634 | 0 | 0 | 12021.6634 | 0 | 0 | 12098.0379 | 0 | 0 | 12098.0379 | 0 | 0 | 12178.0203 | 0 | 0 | 12178.0203 | 0 | 0 | 0 | 0 | 216389.941 | 217764.6823 | 219204.3646 | 0 | 0 | 0 | 0 | 0 | 0 | 216389.941 | 217764.6823 | 219204.3646 | 0 | 0 | 0 | 12021.6634 | 24119.7013 | 36297.7216 | 0 | 0 | 0 | 0 | 0 | 0 | 12021.6634 | 24119.7013 | 36297.7216 | 0 | 0 | 0 | 1123 | 149.6596 | 1.1333 | 1123 | 163.4424 | 1.1455 | 1123 | 178.804 | 1.1592 | 0 | 19533.6368 | 0 | 0 | 19533.6368 | 0 | 0 | 19631.305 | 0 | 0 | 0 | 0 | 19729.4615 | 0 | 0 | 0 | 0 | 0 | 0 | 19533.6368 | 39164.9417 | 58894.4032 | 0 | 0 | 0 | 0 | 0 | 0 | 19533.6368 | 39164.9417 | 58894.4032 | 0 | 0 | 0 | 2276042.3903 | 2579365.3604 | 2276042.3903 | 2770426.3011 | 0 | 2287422.6023 | 2620336.1276 | 2287422.6023 | 2795716.9719 | 0 | 2298859.7153 | 2664884.0201 | 2298859.7153 | 2823844.9591 | 0 | 2026.7519 | 2036.8857 | 2047.0701 | 0.05 | 0.049751 | 0.049504 | 0 | 17580.2731 | 0 | 0 | 17580.2731 | 0 | 0 | 17668.1745 | 0 | 0 | 17668.1745 | 0 | 0 | 17756.5153 | 0 | 0 | 17756.5153 | 0 | 0 | 0 | 0 | 316444.9157 | 318027.1403 | 319617.276 | 0 | 0 | 0 | 0 | 0 | 0 | 316444.9157 | 318027.1403 | 319617.276 | 0 | 0 | 0 | 17580.2731 | 35248.4476 | 53004.9629 | 0 | 0 | 0 | 0 | 0 | 0 | 17580.2731 | 35248.4476 | 53004.9629 | 0 | 0 | 0
| 188 | Residential | Multi-Family | HVAC | Gas | 01-201 | 01-201.02 | Furnaces | [01-201]_Residential_HVAC_Furnace_ROB_Gas_per unit | 0.85 AFUE | 0.95 AFUE | ENGINEER | 0 | 5.2946 | 0 | 0 | 0 | 0 | 1123 | 18 | 0 | 0.4905 | 0.4894 | 0.0074 | 0.0127 | 1 | 1 | Replace on Burnout | 11.1686 | #NUM! | 0 | 100.5496 | 0 | 0 | 100.5496 | 0 | 771.2321 | 0 | 0 | 0 | 5.5861 | 0 | 776.8182 | 536.0308 | 240.7875 | 1.4492 | 0 | 779.645 | 0 | 0 | 0 | 5.5861 | 0 | 785.2311 | 536.0308 | 249.2003 | 1.4649 | 0 | 789.0215 | 0 | 0 | 0 | 5.5861 | 0 | 794.6076 | 536.0308 | 258.5769 | 1.4824 | per unit | 0.037534 | 2402.8121 | 0.005 | 0 | 710.3061 | 0 | 0 | 710.3061 | 0 | 0 | 713.8576 | 0 | 0 | 0 | 0 | 717.4269 | 0 | 0 | 0 | 0 | 0 | 0 | 710.3061 | 1424.1637 | 2141.5906 | 0 | 0 | 0 | 0 | 0 | 0 | 710.3061 | 1424.1637 | 2141.5906 | 0 | 0 | 0 | 0 | 710.3061 | 0 | 0 | 710.3061 | 0 | 0 | 713.8576 | 0 | 0 | 0 | 0 | 717.4269 | 0 | 0 | 0 | 0 | 0 | 0 | 710.3061 | 1424.1637 | 2141.5906 | 0 | 0 | 0 | 0 | 0 | 0 | 710.3061 | 1424.1637 | 2141.5906 | 0 | 0 | 0 | 4507.6832 | 6532.5552 | 4507.6832 | 7016.4401 | 4936.044 | 4566.0639 | 6688.8239 | 4566.0639 | 7136.5113 | 4999.9726 | 4630.9997 | 6864.9563 | 4630.9997 | 7274.4525 | 5071.0792 | 8.4094 | 8.5183 | 8.6394 | 0.0034824 | 0.0034651 | 0.0034478 | 0 | 44.5242 | 0 | 0 | 44.5242 | 0 | 0 | 45.1008 | 0 | 0 | 45.1008 | 0 | 0 | 45.7422 | 0 | 0 | 45.7422 | 0 | 0 | 0 | 0 | 801.4351 | 811.8148 | 823.3599 | 0 | 0 | 0 | 0 | 0 | 0 | 801.4351 | 811.8148 | 823.3599 | 0 | 0 | 0 | 44.5242 | 89.625 | 135.3672 | 0 | 0 | 0 | 0 | 0 | 0 | 44.5242 | 89.625 | 135.3672 | 0 | 0 | 0 | 1 | 1 | 1 | 1 | 1 | 1 | 1 | 842.25 | -65.4318 | 0.92231 | 842.25 | -57.0189 | 0.9323 | 842.25 | -47.6424 | 0.94343 | 0 | 710.3061 | 0 | 0 | 710.3061 | 0 | 0 | 713.8576 | 0 | 0 | 0 | 0 | 717.4269 | 0 | 0 | 0 | 0 | 0 | 0 | 710.3061 | 1424.1637 | 2141.5906 | 0 | 0 | 0 | 0 | 0 | 0 | 710.3061 | 1424.1637 | 2141.5906 | 0 | 0 | 0 | 39542.7053 | 36470.7558 | 39542.7053 | 39172.2486 | 13180.9018 | 39849.1294 | 37151.4102 | 39849.1294 | 39637.9789 | 13283.0431 | 40184.2899 | 37911.2419 | 40184.2899 | 40172.6561 | 13394.7633 | 46.9489 | 47.3127 | 47.7106 | 0.019442 | 0.019345 | 0.019249 | 0 | 248.575 | 0 | 0 | 248.575 | 0 | 0 | 250.5013 | 0 | 0 | 250.5013 | 0 | 0 | 252.6082 | 0 | 0 | 252.6082 | 0 | 0 | 0 | 0 | 4474.3507 | 4509.0233 | 4546.9475 | 0 | 0 | 0 | 0 | 0 | 0 | 4474.3507 | 4509.0233 | 4546.9475 | 0 | 0 | 0 | 248.575 | 499.0763 | 751.6845 | 0 | 0 | 0 | 0 | 0 | 0 | 248.575 | 499.0763 | 751.6845 | 0 | 0 | 0 | 1123 | -346.1818 | 0.69173 | 1123 | -337.7689 | 0.69923 | 1123 | -328.3924 | 0.70758 | 0 | 710.3061 | 0 | 0 | 710.3061 | 0 | 0 | 713.8576 | 0 | 0 | 0 | 0 | 717.4269 | 0 | 0 | 0 | 0 | 0 | 0 | 710.3061 | 1424.1637 | 2141.5906 | 0 | 0 | 0 | 0 | 0 | 0 | 710.3061 | 1424.1637 | 2141.5906 | 0 | 0 | 0 | 120526.6569 | 83372.4877 | 120526.6569 | 89548.1253 | 0 | 121129.2902 | 84696.7804 | 121129.2902 | 90365.5924 | 0 | 121734.9366 | 86136.6961 | 121734.9366 | 91274.7696 | 0 | 107.3256 | 107.8622 | 108.4015 | 0.044444 | 0.044223 | 0.044003 | 0 | 568.2449 | 0 | 0 | 568.2449 | 0 | 0 | 571.0861 | 0 | 0 | 571.0861 | 0 | 0 | 573.9415 | 0 | 0 | 573.9415 | 0 | 0 | 0 | 0 | 10228.4074 | 10279.5495 | 10330.9472 | 0 | 0 | 0 | 0 | 0 | 0 | 10228.4074 | 10279.5495 | 10330.9472 | 0 | 0 | 0 | 568.2449 | 1139.3309 | 1713.2725 | 0 | 0 | 0 | 0 | 0 | 0 | 568.2449 | 1139.3309 | 1713.2725 | 0 | 0 | 0
| 189 | Residential | Low Income | HVAC | Gas | 01-201 | 01-201.03 | Furnaces | [01-201]_Residential_HVAC_Furnace_ROB_Gas_per unit | 0.85 AFUE | 0.95 AFUE | ENGINEER | 0 | 8.2235 | 0 | 0 | 0 | 0 | 1123 | 18 | 0 | 0.4905 | 0.4894 | 0.0074 | 0.0127 | 1 | 1 | Replace on Burnout | 7.1908 | #NUM! | 0 | 156.1727 | 0 | 0 | 156.1727 | 0 | 1197.8712 | 0 | 0 | 0 | 8.6763 | 0 | 1447.8569 | 1123 | 324.8569 | 1.2893 | 0 | 1210.938 | 0 | 0 | 0 | 8.6763 | 0 | 1463.5371 | 1123 | 340.5371 | 1.3032 | 0 | 1225.5015 | 0 | 0 | 0 | 8.6763 | 0 | 1481.0134 | 1123 | 358.0134 | 1.3188 | per unit | 0.061201 | 9402.9877 | 0.005 | 0 | 4317.3434 | 0 | 0 | 4317.3434 | 0 | 0 | 4338.9301 | 0 | 0 | 0 | 0 | 4360.6247 | 0 | 0 | 0 | 0 | 0 | 0 | 4317.3434 | 8656.2734 | 13016.8981 | 0 | 0 | 0 | 0 | 0 | 0 | 4317.3434 | 8656.2734 | 13016.8981 | 0 | 0 | 0 | 0 | 4317.3434 | 0 | 0 | 4317.3434 | 0 | 0 | 4338.9301 | 0 | 0 | 0 | 0 | 4360.6247 | 0 | 0 | 0 | 0 | 0 | 0 | 4317.3434 | 8656.2734 | 13016.8981 | 0 | 0 | 0 | 0 | 0 | 0 | 4317.3434 | 8656.2734 | 13016.8981 | 0 | 0 | 0 | 76644.7718 | 98816.2647 | 76644.7718 | 72206.9288 | 0 | 77027.9956 | 100385.8671 | 77027.9956 | 72866.0915 | 0 | 77413.1356 | 102092.5103 | 77413.1356 | 73599.2045 | 0 | 68.25 | 68.5913 | 68.9342 | 0.0072222 | 0.0071863 | 0.0071505 | 0 | 561.2546 | 0 | 0 | 561.2546 | 0 | 0 | 564.0609 | 0 | 0 | 564.0609 | 0 | 0 | 566.8812 | 0 | 0 | 566.8812 | 0 | 0 | 0 | 0 | 10102.5834 | 10153.0964 | 10203.8618 | 0 | 0 | 0 | 0 | 0 | 0 | 10102.5834 | 10153.0964 | 10203.8618 | 0 | 0 | 0 | 561.2546 | 1125.3155 | 1692.1968 | 0 | 0 | 0 | 0 | 0 | 0 | 561.2546 | 1125.3155 | 1692.1968 | 0 | 0 | 0 | 1 | 1 | 1 | 1 | 1 | 1 | 1 | 1123 | 324.8569 | 1.2893 | 1123 | 340.5371 | 1.3032 | 1123 | 358.0134 | 1.3188 | 0 | 4317.3434 | 0 | 0 | 4317.3434 | 0 | 0 | 4338.9301 | 0 | 0 | 0 | 0 | 4360.6247 | 0 | 0 | 0 | 0 | 0 | 0 | 4317.3434 | 8656.2734 | 13016.8981 | 0 | 0 | 0 | 0 | 0 | 0 | 4317.3434 | 8656.2734 | 13016.8981 | 0 | 0 | 0 | 76644.7718 | 98816.2647 | 76644.7718 | 72206.9288 | 0 | 77027.9956 | 100385.8671 | 77027.9956 | 72866.0915 | 0 | 77413.1356 | 102092.5103 | 77413.1356 | 73599.2045 | 0 | 68.25 | 68.5913 | 68.9342 | 0.0072222 | 0.0071863 | 0.0071505 | 0 | 561.2546 | 0 | 0 | 561.2546 | 0 | 0 | 564.0609 | 0 | 0 | 564.0609 | 0 | 0 | 566.8812 | 0 | 0 | 566.8812 | 0 | 0 | 0 | 0 | 10102.5834 | 10153.0964 | 10203.8618 | 0 | 0 | 0 | 0 | 0 | 0 | 10102.5834 | 10153.0964 | 10203.8618 | 0 | 0 | 0 | 561.2546 | 1125.3155 | 1692.1968 | 0 | 0 | 0 | 0 | 0 | 0 | 561.2546 | 1125.3155 | 1692.1968 | 0 | 0 | 0 | 1123 | 324.8569 | 1.2893 | 1123 | 340.5371 | 1.3032 | 1123 | 358.0134 | 1.3188 | 0 | 4317.3434 | 0 | 0 | 4317.3434 | 0 | 0 | 4338.9301 | 0 | 0 | 0 | 0 | 4360.6247 | 0 | 0 | 0 | 0 | 0 | 0 | 4317.3434 | 8656.2734 | 13016.8981 | 0 | 0 | 0 | 0 | 0 | 0 | 4317.3434 | 8656.2734 | 13016.8981 | 0 | 0 | 0 | 76644.7718 | 98816.2647 | 76644.7718 | 72206.9288 | 0 | 77027.9956 | 100385.8671 | 77027.9956 | 72866.0915 | 0 | 77413.1356 | 102092.5103 | 77413.1356 | 73599.2045 | 0 | 68.25 | 68.5913 | 68.9342 | 0.0072222 | 0.0071863 | 0.0071505 | 0 | 561.2546 | 0 | 0 | 561.2546 | 0 | 0 | 564.0609 | 0 | 0 | 564.0609 | 0 | 0 | 566.8812 | 0 | 0 | 566.8812 | 0 | 0 | 0 | 0 | 10102.5834 | 10153.0964 | 10203.8618 | 0 | 0 | 0 | 0 | 0 | 0 | 10102.5834 | 10153.0964 | 10203.8618 | 0 | 0 | 0 | 561.2546 | 1125.3155 | 1692.1968 | 0 | 0 | 0 | 0 | 0 | 0 | 561.2546 | 1125.3155 | 1692.1968 | 0 | 0 | 0
| 190 | Residential | Single Family | HVAC | Oil | 01-208 | 01-208.01 | Furnaces | [01-208]_Residential_HVAC_Furnace_ROB_Oil_per unit | Baseline Furnace (0.83 AFUE) | 0.87 AFUE | ENGINEER | 0 | 0 | 3.88 | 0 | 0 | 0 | 668 | 18 | 0 | 0.4905 | 0.4894 | 0.0074 | 0.0127 | 1 | 1 | Replace on Burnout | 9.0656 | #NUM! | 0 | 0 | 73.6849 | 0 | 73.6849 | 0 | 0 | 1404.696 | 0 | 0 | 4.0936 | 0 | 1408.7896 | 408.5067 | 1000.2829 | 3.4486 | 0 | 0 | 1437.7906 | 0 | 0 | 4.0936 | 0 | 1441.8842 | 408.5067 | 1033.3775 | 3.5296 | 0 | 0 | 1466.1713 | 0 | 0 | 4.0936 | 0 | 1470.2649 | 408.5067 | 1061.7582 | 3.5991 | per unit | 0.1547 | 65362.3803 | 0.005 | 0 | 0 | 14159.6207 | 0 | 14159.6207 | 0 | 0 | 0 | 14230.4188 | 0 | 0 | 0 | 0 | 14301.5709 | 0 | 0 | 0 | 0 | 0 | 0 | 0 | 0 | 14159.6207 | 28390.0396 | 42691.6105 | 0 | 0 | 0 | 14159.6207 | 28390.0396 | 42691.6105 | 0 | 0 | 0 | 0 | 0 | 14159.6207 | 0 | 14159.6207 | 0 | 0 | 0 | 14230.4188 | 0 | 0 | 0 | 0 | 14301.5709 | 0 | 0 | 0 | 0 | 0 | 0 | 0 | 0 | 14159.6207 | 28390.0396 | 42691.6105 | 0 | 0 | 0 | 14159.6207 | 28390.0396 | 42691.6105 | 0 | 0 | 0 | 724334.2731 | 2497962.9943 | 724334.2731 | 2490704.5164 | 460114.5849 | 735275.9918 | 2595264.2442 | 735275.9918 | 2587896.1205 | 467065.0283 | 745037.9775 | 2681481.5063 | 745037.9775 | 2674015.5587 | 473266.0768 | 1773.127 | 1799.9117 | 1823.8085 | 0.026993 | 0.026858 | 0.026725 | 0 | 0 | 6879.7088 | 0 | 6879.7088 | 0 | 0 | 0 | 6983.633 | 0 | 6983.633 | 0 | 0 | 0 | 7076.3521 | 0 | 7076.3521 | 0 | 0 | 0 | 0 | 0 | 0 | 0 | 123834.7582 | 125705.3933 | 127374.337 | 0 | 0 | 0 | 123834.7582 | 125705.3933 | 127374.337 | 0 | 0 | 0 | 0 | 0 | 0 | 6879.7088 | 13863.3418 | 20939.6938 | 0 | 0 | 0 | 6879.7088 | 13863.3418 | 20939.6938 | 0 | 0 | 0 | 1 | 1 | 1 | 1 | 1 | 1 | 1 | 501 | 907.7896 | 2.812 | 501 | 940.8842 | 2.878 | 501 | 969.2649 | 2.9347 | 0 | 0 | 14159.6207 | 0 | 14159.6207 | 0 | 0 | 0 | 14230.4188 | 0 | 0 | 0 | 0 | 14301.5709 | 0 | 0 | 0 | 0 | 0 | 0 | 0 | 0 | 14159.6207 | 28390.0396 | 42691.6105 | 0 | 0 | 0 | 14159.6207 | 28390.0396 | 42691.6105 | 0 | 0 | 0 | 1302734.7163 | 3663231.8802 | 1302734.7163 | 3652587.412 | 434244.9054 | 1315735.2399 | 3786702.2924 | 1315735.2399 | 3775951.5987 | 438578.4133 | 1327661.1995 | 3896234.7595 | 1327661.1995 | 3885386.6203 | 442553.7332 | 2600.2689 | 2626.218 | 2650.0224 | 0.039584 | 0.039387 | 0.039192 | 0 | 0 | 10089.008 | 0 | 10089.008 | 0 | 0 | 0 | 10189.6903 | 0 | 10189.6903 | 0 | 0 | 0 | 10282.0507 | 0 | 10282.0507 | 0 | 0 | 0 | 0 | 0 | 0 | 0 | 181602.1435 | 183414.4258 | 185076.913 | 0 | 0 | 0 | 181602.1435 | 183414.4258 | 185076.913 | 0 | 0 | 0 | 0 | 0 | 0 | 10089.008 | 20278.6983 | 30560.749 | 0 | 0 | 0 | 10089.008 | 20278.6983 | 30560.749 | 0 | 0 | 0 | 668 | 740.7896 | 2.109 | 668 | 773.8842 | 2.1585 | 668 | 802.2649 | 2.201 | 0 | 0 | 14159.6207 | 0 | 14159.6207 | 0 | 0 | 0 | 14230.4188 | 0 | 0 | 0 | 0 | 14301.5709 | 0 | 0 | 0 | 0 | 0 | 0 | 0 | 0 | 14159.6207 | 28390.0396 | 42691.6105 | 0 | 0 | 0 | 14159.6207 | 28390.0396 | 42691.6105 | 0 | 0 | 0 | 2194019.0197 | 4627112.672 | 2194019.0197 | 4613667.3986 | 0 | 2204989.1148 | 4759489.4566 | 2204989.1148 | 4745976.9569 | 0 | 2216014.0604 | 4877436.5476 | 2216014.0604 | 4863856.4854 | 0 | 3284.4596 | 3300.8819 | 3317.3863 | 0.05 | 0.049751 | 0.049504 | 0 | 0 | 12743.6587 | 0 | 12743.6587 | 0 | 0 | 0 | 12807.3769 | 0 | 12807.3769 | 0 | 0 | 0 | 12871.4138 | 0 | 12871.4138 | 0 | 0 | 0 | 0 | 0 | 0 | 0 | 229385.8558 | 230532.785 | 231685.449 | 0 | 0 | 0 | 229385.8558 | 230532.785 | 231685.449 | 0 | 0 | 0 | 0 | 0 | 0 | 12743.6587 | 25551.0356 | 38422.4494 | 0 | 0 | 0 | 12743.6587 | 25551.0356 | 38422.4494 | 0 | 0 | 0
| 191 | Residential | Multi-Family | HVAC | Oil | 01-208 | 01-208.02 | Furnaces | [01-208]_Residential_HVAC_Furnace_ROB_Oil_per unit | Baseline Furnace (0.83 AFUE) | 0.87 AFUE | ENGINEER | 0 | 0 | 2.3683 | 0 | 0 | 0 | 668 | 18 | 0 | 0.4905 | 0.4894 | 0.0074 | 0.0127 | 1 | 1 | Replace on Burnout | 14.8522 | #NUM! | 0 | 0 | 44.9765 | 0 | 44.9765 | 0 | 0 | 857.4119 | 0 | 0 | 2.4987 | 0 | 859.9106 | 408.5067 | 451.4039 | 2.105 | 0 | 0 | 877.6124 | 0 | 0 | 2.4987 | 0 | 880.1111 | 408.5067 | 471.6044 | 2.1545 | 0 | 0 | 894.9357 | 0 | 0 | 2.4987 | 0 | 897.4344 | 408.5067 | 488.9277 | 2.1969 | per unit | 0.032204 | 2061.6273 | 0.005 | 0 | 0 | 272.6095 | 0 | 272.6095 | 0 | 0 | 0 | 273.9726 | 0 | 0 | 0 | 0 | 275.3425 | 0 | 0 | 0 | 0 | 0 | 0 | 0 | 0 | 272.6095 | 546.5821 | 821.9246 | 0 | 0 | 0 | 272.6095 | 546.5821 | 821.9246 | 0 | 0 | 0 | 0 | 0 | 272.6095 | 0 | 272.6095 | 0 | 0 | 0 | 273.9726 | 0 | 0 | 0 | 0 | 275.3425 | 0 | 0 | 0 | 0 | 0 | 0 | 0 | 0 | 272.6095 | 546.5821 | 821.9246 | 0 | 0 | 0 | 272.6095 | 546.5821 | 821.9246 | 0 | 0 | 0 | 10895.5594 | 22935.2581 | 10895.5594 | 22868.6137 | 6921.1219 | 11222.6895 | 24178.8297 | 11222.6895 | 24110.1844 | 7128.9228 | 11510.3781 | 25286.756 | 11510.3781 | 25216.351 | 7311.6695 | 26.6717 | 27.4725 | 28.1767 | 0.012873 | 0.012809 | 0.012745 | 0 | 0 | 63.1666 | 0 | 63.1666 | 0 | 0 | 0 | 65.0632 | 0 | 65.0632 | 0 | 0 | 0 | 66.731 | 0 | 66.731 | 0 | 0 | 0 | 0 | 0 | 0 | 0 | 1136.9993 | 1171.1367 | 1201.1583 | 0 | 0 | 0 | 1136.9993 | 1171.1367 | 1201.1583 | 0 | 0 | 0 | 0 | 0 | 0 | 63.1666 | 128.2298 | 194.9608 | 0 | 0 | 0 | 63.1666 | 128.2298 | 194.9608 | 0 | 0 | 0 | 1 | 1 | 1 | 1 | 1 | 1 | 1 | 501 | 358.9106 | 1.7164 | 501 | 379.1111 | 1.7567 | 501 | 396.4344 | 1.7913 | 0 | 0 | 272.6095 | 0 | 272.6095 | 0 | 0 | 0 | 273.9726 | 0 | 0 | 0 | 0 | 275.3425 | 0 | 0 | 0 | 0 | 0 | 0 | 0 | 0 | 272.6095 | 546.5821 | 821.9246 | 0 | 0 | 0 | 272.6095 | 546.5821 | 821.9246 | 0 | 0 | 0 | 27373.179 | 46983.0054 | 27373.179 | 46846.4841 | 9124.393 | 27797.3753 | 48831.8951 | 27797.3753 | 48693.2582 | 9265.7918 | 28177.5749 | 50474.1018 | 28177.5749 | 50333.5687 | 9392.525 | 54.6371 | 55.4838 | 56.2427 | 0.02637 | 0.026239 | 0.026108 | 0 | 0 | 129.3972 | 0 | 129.3972 | 0 | 0 | 0 | 131.4024 | 0 | 131.4024 | 0 | 0 | 0 | 133.1997 | 0 | 133.1997 | 0 | 0 | 0 | 0 | 0 | 0 | 0 | 2329.1494 | 2365.2438 | 2397.5945 | 0 | 0 | 0 | 2329.1494 | 2365.2438 | 2397.5945 | 0 | 0 | 0 | 0 | 0 | 0 | 129.3972 | 260.7996 | 393.9993 | 0 | 0 | 0 | 129.3972 | 260.7996 | 393.9993 | 0 | 0 | 0 | 668 | 191.9106 | 1.2873 | 668 | 212.1111 | 1.3175 | 668 | 229.4344 | 1.3435 | 0 | 0 | 272.6095 | 0 | 272.6095 | 0 | 0 | 0 | 273.9726 | 0 | 0 | 0 | 0 | 275.3425 | 0 | 0 | 0 | 0 | 0 | 0 | 0 | 0 | 272.6095 | 546.5821 | 821.9246 | 0 | 0 | 0 | 272.6095 | 546.5821 | 821.9246 | 0 | 0 | 0 | 61513.461 | 79185.7405 | 61513.461 | 78955.6459 | 0 | 61821.0283 | 81451.1606 | 61821.0283 | 81219.9154 | 0 | 62130.1335 | 83469.6391 | 62130.1335 | 83237.2378 | 0 | 92.086 | 92.5464 | 93.0092 | 0.044444 | 0.044223 | 0.044003 | 0 | 0 | 218.0876 | 0 | 218.0876 | 0 | 0 | 0 | 219.1781 | 0 | 219.1781 | 0 | 0 | 0 | 220.274 | 0 | 220.274 | 0 | 0 | 0 | 0 | 0 | 0 | 0 | 3925.5774 | 3945.2053 | 3964.9313 | 0 | 0 | 0 | 3925.5774 | 3945.2053 | 3964.9313 | 0 | 0 | 0 | 0 | 0 | 0 | 218.0876 | 437.2657 | 657.5397 | 0 | 0 | 0 | 218.0876 | 437.2657 | 657.5397 | 0 | 0 | 0
| 192 | Residential | Low Income | HVAC | Oil | 01-208 | 01-208.03 | Furnaces | [01-208]_Residential_HVAC_Furnace_ROB_Oil_per unit | Baseline Furnace (0.83 AFUE) | 0.87 AFUE | ENGINEER | 0 | 0 | 3.6784 | 0 | 0 | 0 | 668 | 18 | 0 | 0.4905 | 0.4894 | 0.0074 | 0.0127 | 1 | 1 | Replace on Burnout | 9.5624 | #NUM! | 0 | 0 | 69.8571 | 0 | 69.8571 | 0 | 0 | 1331.7248 | 0 | 0 | 3.8809 | 0 | 1602.7269 | 668 | 934.7269 | 2.3993 | 0 | 0 | 1363.1002 | 0 | 0 | 3.8809 | 0 | 1640.3773 | 668 | 972.3773 | 2.4557 | 0 | 0 | 1390.0065 | 0 | 0 | 3.8809 | 0 | 1672.665 | 668 | 1004.665 | 2.504 | per unit | 0.30235 | 46453.5663 | 0.005 | 0 | 0 | 9540.5839 | 0 | 9540.5839 | 0 | 0 | 0 | 9588.2869 | 0 | 0 | 0 | 0 | 9636.2283 | 0 | 0 | 0 | 0 | 0 | 0 | 0 | 0 | 9540.5839 | 19128.8708 | 28765.0991 | 0 | 0 | 0 | 9540.5839 | 19128.8708 | 28765.0991 | 0 | 0 | 0 | 0 | 0 | 9540.5839 | 0 | 9540.5839 | 0 | 0 | 0 | 9588.2869 | 0 | 0 | 0 | 0 | 9636.2283 | 0 | 0 | 0 | 0 | 0 | 0 | 0 | 0 | 9540.5839 | 19128.8708 | 28765.0991 | 0 | 0 | 0 | 9540.5839 | 19128.8708 | 28765.0991 | 0 | 0 | 0 | 225233.2133 | 540400.1992 | 225233.2133 | 538829.9266 | 0 | 226359.3793 | 555860.4756 | 226359.3793 | 554282.3516 | 0 | 227491.1762 | 569635.509 | 227491.1762 | 568049.4944 | 0 | 337.1755 | 338.8613 | 340.5557 | 0.0072222 | 0.0071863 | 0.0071505 | 0 | 0 | 1240.2759 | 0 | 1240.2759 | 0 | 0 | 0 | 1246.4773 | 0 | 1246.4773 | 0 | 0 | 0 | 1252.7097 | 0 | 1252.7097 | 0 | 0 | 0 | 0 | 0 | 0 | 0 | 22324.9664 | 22436.5913 | 22548.7742 | 0 | 0 | 0 | 22324.9664 | 22436.5913 | 22548.7742 | 0 | 0 | 0 | 0 | 0 | 0 | 1240.2759 | 2486.7532 | 3739.4629 | 0 | 0 | 0 | 1240.2759 | 2486.7532 | 3739.4629 | 0 | 0 | 0 | 1 | 1 | 1 | 1 | 1 | 1 | 1 | 668 | 934.7269 | 2.3993 | 668 | 972.3773 | 2.4557 | 668 | 1004.665 | 2.504 | 0 | 0 | 9540.5839 | 0 | 9540.5839 | 0 | 0 | 0 | 9588.2869 | 0 | 0 | 0 | 0 | 9636.2283 | 0 | 0 | 0 | 0 | 0 | 0 | 0 | 0 | 9540.5839 | 19128.8708 | 28765.0991 | 0 | 0 | 0 | 9540.5839 | 19128.8708 | 28765.0991 | 0 | 0 | 0 | 225233.2133 | 540400.1992 | 225233.2133 | 538829.9266 | 0 | 226359.3793 | 555860.4756 | 226359.3793 | 554282.3516 | 0 | 227491.1762 | 569635.509 | 227491.1762 | 568049.4944 | 0 | 337.1755 | 338.8613 | 340.5557 | 0.0072222 | 0.0071863 | 0.0071505 | 0 | 0 | 1240.2759 | 0 | 1240.2759 | 0 | 0 | 0 | 1246.4773 | 0 | 1246.4773 | 0 | 0 | 0 | 1252.7097 | 0 | 1252.7097 | 0 | 0 | 0 | 0 | 0 | 0 | 0 | 22324.9664 | 22436.5913 | 22548.7742 | 0 | 0 | 0 | 22324.9664 | 22436.5913 | 22548.7742 | 0 | 0 | 0 | 0 | 0 | 0 | 1240.2759 | 2486.7532 | 3739.4629 | 0 | 0 | 0 | 1240.2759 | 2486.7532 | 3739.4629 | 0 | 0 | 0 | 668 | 934.7269 | 2.3993 | 668 | 972.3773 | 2.4557 | 668 | 1004.665 | 2.504 | 0 | 0 | 9540.5839 | 0 | 9540.5839 | 0 | 0 | 0 | 9588.2869 | 0 | 0 | 0 | 0 | 9636.2283 | 0 | 0 | 0 | 0 | 0 | 0 | 0 | 0 | 9540.5839 | 19128.8708 | 28765.0991 | 0 | 0 | 0 | 9540.5839 | 19128.8708 | 28765.0991 | 0 | 0 | 0 | 225233.2133 | 540400.1992 | 225233.2133 | 538829.9266 | 0 | 226359.3793 | 555860.4756 | 226359.3793 | 554282.3516 | 0 | 227491.1762 | 569635.509 | 227491.1762 | 568049.4944 | 0 | 337.1755 | 338.8613 | 340.5557 | 0.0072222 | 0.0071863 | 0.0071505 | 0 | 0 | 1240.2759 | 0 | 1240.2759 | 0 | 0 | 0 | 1246.4773 | 0 | 1246.4773 | 0 | 0 | 0 | 1252.7097 | 0 | 1252.7097 | 0 | 0 | 0 | 0 | 0 | 0 | 0 | 22324.9664 | 22436.5913 | 22548.7742 | 0 | 0 | 0 | 22324.9664 | 22436.5913 | 22548.7742 | 0 | 0 | 0 | 0 | 0 | 0 | 1240.2759 | 2486.7532 | 3739.4629 | 0 | 0 | 0 | 1240.2759 | 2486.7532 | 3739.4629 | 0 | 0 | 0
| 193 | Residential | Single Family | HVAC | Electric | 01-189 | 01-189.01 | Heat Pumps | [01-189]_Residential_HVAC_Ground Source Heat Pump (GSHP)_ENERGY STAR_ROB_Electric_per unit | GSHP meeting minimum federal standard (COP of 3.1 at 0C EWT) | Energy Star GSHP (COP of 3.6 at EWT of 0C) | ENGINEER | 1011.8123 | 0 | 0 | 0 | 0.5599 | 0 | 700 | 20 | 0.0075 | 0.433 | 0.544 | 0.007 | 0.016 | 1 | 1 | Replace on Burnout | 8.897 | 0.034591 | 20236.2465 | 0 | 0 | 0 | 78.6785 | 1202.7892 | 0 | 0 | 0 | 1659.3102 | 0 | 0 | 2862.0995 | 428.0759 | 2434.0236 | 6.686 | 1203.0588 | 0 | 0 | 0 | 1653.1333 | 0 | 0 | 2856.1921 | 428.0759 | 2428.1162 | 6.6722 | 1207.4928 | 0 | 0 | 0 | 1651.7708 | 0 | 0 | 2859.2636 | 428.0759 | 2431.1877 | 6.6793 | per unit | 0.075 | 31688.4645 | 0.03 | 1651233.1137 | 0 | 0 | 0 | 6084.9798 | 6.853 | 1700770.1071 | 0 | 0 | 0 | 7.0586 | 1751793.2103 | 0 | 0 | 0 | 7.2703 | 1651233.1137 | 3352003.2207 | 5103796.431 | 0 | 0 | 0 | 0 | 0 | 0 | 0 | 0 | 0 | 6084.9798 | 12352.509 | 18808.064 | 6.853 | 13.9115 | 21.1818 | 1651233.1137 | 0 | 0 | 0 | 6084.9798 | 6.853 | 1700770.1071 | 0 | 0 | 0 | 7.0586 | 1751793.2103 | 0 | 0 | 0 | 7.2703 | 1651233.1137 | 13.9115 | 5103796.431 | 0 | 0 | 0 | 0 | 0 | 0 | 0 | 0 | 0 | 6084.9798 | 12352.509 | 18808.064 | 6.853 | 13.9115 | 21.1818 | 217391.614 | 1453472.2662 | 217391.614 | 1246816.6757 | 138092.3918 | 226089.0579 | 1508503.0713 | 226089.0579 | 1312530.5736 | 143617.2178 | 236117.1108 | 1577106.0274 | 236117.1108 | 1395022.9774 | 149987.2786 | 507.8343 | 528.1518 | 551.5777 | 0.015559 | 0.015106 | 0.014666 | 513832.9972 | 0 | 0 | 0 | 1893.5324 | 2.1325 | 534390.5228 | 0 | 0 | 0 | 1969.2892 | 2.2178 | 558093.1136 | 0 | 0 | 0 | 2056.6359 | 2.3162 | 10276659.9441 | 10687810.4564 | 11161862.2716 | 0 | 0 | 0 | 0 | 0 | 0 | 0 | 0 | 0 | 37870.648 | 39385.7839 | 41132.7181 | 513832.9972 | 4.3504 | 1606316.6336 | 0 | 0 | 0 | 0 | 0 | 0 | 0 | 0 | 0 | 1893.5324 | 3862.8216 | 5919.4575 | 2.1325 | 4.3504 | 6.6666 | 1 | 1 | 1 | 1 | 1 | 1 | 1 | 525 | 2337.0995 | 5.4516 | 525 | 2331.1921 | 5.4404 | 525 | 2334.2636 | 5.4462 | 1651233.1137 | 0 | 0 | 0 | 6084.9798 | 6.853 | 1700770.1071 | 0 | 0 | 0 | 7.0586 | 1751793.2103 | 0 | 0 | 0 | 7.2703 | 1651233.1137 | 13.9115 | 5103796.431 | 0 | 0 | 0 | 0 | 0 | 0 | 0 | 0 | 0 | 6084.9798 | 12352.509 | 18808.064 | 6.853 | 13.9115 | 21.1818 | 466034.9727 | 2540644.6678 | 466034.9727 | 2179414.2293 | 155344.9909 | 481822.1176 | 2621288.6356 | 481822.1176 | 2280752.0527 | 160607.3725 | 498941.9844 | 2717345.9909 | 498941.9844 | 2403617.7841 | 166313.9948 | 887.6857 | 917.7564 | 950.3657 | 0.027197 | 0.026405 | 0.025636 | 898171.2929 | 0 | 0 | 0 | 3309.8623 | 3.7276 | 928597.2505 | 0 | 0 | 0 | 3421.9853 | 3.8539 | 961591.7119 | 0 | 0 | 0 | 3543.5736 | 3.9908 | 17963425.8577 | 18571945.0104 | 19231834.2384 | 0 | 0 | 0 | 0 | 0 | 0 | 0 | 0 | 0 | 66197.2451 | 68439.7066 | 70871.4727 | 898171.2929 | 7.5815 | 2788360.2553 | 0 | 0 | 0 | 0 | 0 | 0 | 0 | 0 | 0 | 3309.8623 | 6731.8476 | 10275.4212 | 3.7276 | 7.5815 | 11.5723 | 700 | 2162.0995 | 4.0887 | 700 | 2156.1921 | 4.0803 | 700 | 2159.2636 | 4.0847 | 1651233.1137 | 0 | 0 | 0 | 6084.9798 | 6.853 | 1700770.1071 | 0 | 0 | 0 | 7.0586 | 1751793.2103 | 0 | 0 | 0 | 7.2703 | 1651233.1137 | 13.9115 | 5103796.431 | 0 | 0 | 0 | 0 | 0 | 0 | 0 | 0 | 0 | 6084.9798 | 12352.509 | 18808.064 | 6.853 | 13.9115 | 21.1818 | 856776.8589 | 3503115.1397 | 856776.8589 | 3005040.0511 | 0 | 882480.1647 | 3600761.27 | 882480.1647 | 3132979.5377 | 0 | 908954.5696 | 3712772.4256 | 908954.5696 | 3284118.3493 | 0 | 1223.9669 | 1260.6859 | 1298.5065 | 0.0375 | 0.036408 | 0.035347 | 1238424.8352 | 0 | 0 | 0 | 4563.7348 | 5.1397 | 1275577.5803 | 0 | 0 | 0 | 4700.6469 | 5.2939 | 1313844.9077 | 0 | 0 | 0 | 4841.6663 | 5.4527 | 24768496.7048 | 25511551.606 | 26276898.1541 | 0 | 0 | 0 | 0 | 0 | 0 | 0 | 0 | 0 | 91274.6967 | 94012.9376 | 96833.3257 | 1238424.8352 | 10.4336 | 3827847.3232 | 0 | 0 | 0 | 0 | 0 | 0 | 0 | 0 | 0 | 4563.7348 | 9264.3817 | 14106.048 | 5.1397 | 10.4336 | 15.8864
| 194 | Residential | Multi-Family | HVAC | Electric | 01-189 | 01-189.02 | Heat Pumps | [01-189]_Residential_HVAC_Ground Source Heat Pump (GSHP)_ENERGY STAR_ROB_Electric_per unit | GSHP meeting minimum federal standard (COP of 3.1 at 0C EWT) | Energy Star GSHP (COP of 3.6 at EWT of 0C) | ENGINEER | 673.5046 | 0 | 0 | 0 | 0.51179 | 0 | 700 | 20 | 0.0075 | 0.433 | 0.544 | 0.007 | 0.016 | 1 | 1 | Replace on Burnout | 13.366 | 0.051967 | 13470.0913 | 0 | 0 | 0 | 52.3717 | 800.6268 | 0 | 0 | 0 | 1516.7505 | 0 | 0 | 2317.3773 | 428.0759 | 1889.3014 | 5.4135 | 800.8062 | 0 | 0 | 0 | 1511.1043 | 0 | 0 | 2311.9105 | 428.0759 | 1883.8346 | 5.4007 | 803.7577 | 0 | 0 | 0 | 1509.8588 | 0 | 0 | 2313.6165 | 428.0759 | 1885.5406 | 5.4047 | per unit | 0.0575 | 3680.9833 | 0.03 | 127676.6901 | 0 | 0 | 0 | 470.503 | 0.72766 | 131506.9908 | 0 | 0 | 0 | 0.74949 | 135452.2005 | 0 | 0 | 0 | 0.77197 | 127676.6901 | 259183.6809 | 394635.8814 | 0 | 0 | 0 | 0 | 0 | 0 | 0 | 0 | 0 | 470.503 | 955.121 | 1454.2776 | 0.72766 | 1.4771 | 2.2491 | 127676.6901 | 0 | 0 | 0 | 470.503 | 0.72766 | 131506.9908 | 0 | 0 | 0 | 0.74949 | 135452.2005 | 0 | 0 | 0 | 0.77197 | 127676.6901 | 1.4771 | 394635.8814 | 0 | 0 | 0 | 0 | 0 | 0 | 0 | 0 | 0 | 470.503 | 955.121 | 1454.2776 | 0.72766 | 1.4771 | 2.2491 | 8754.9959 | 47394.9355 | 8754.9959 | 33423.84 | 5561.3844 | 9196.1484 | 49665.6621 | 9196.1484 | 35536.6459 | 5841.6151 | 9744.2439 | 52664.5959 | 9744.2439 | 38321.5112 | 6189.7785 | 20.452 | 21.4825 | 22.7629 | 0.0053943 | 0.0052372 | 0.0050846 | 13774.4964 | 0 | 0 | 0 | 50.7606 | 0.078504 | 14468.5748 | 0 | 0 | 0 | 53.3183 | 0.08246 | 15330.9099 | 0 | 0 | 0 | 56.4961 | 0.087374 | 275489.9289 | 289371.4963 | 306618.1973 | 0 | 0 | 0 | 0 | 0 | 0 | 0 | 0 | 0 | 1015.2114 | 1066.3665 | 1129.9226 | 13774.4964 | 0.16096 | 43573.9811 | 0 | 0 | 0 | 0 | 0 | 0 | 0 | 0 | 0 | 50.7606 | 104.0789 | 160.575 | 0.078504 | 0.16096 | 0.24834 | 1 | 1 | 1 | 1 | 1 | 1 | 1 | 525 | 1792.3773 | 4.4141 | 525 | 1786.9105 | 4.4036 | 525 | 1788.6165 | 4.4069 | 127676.6901 | 0 | 0 | 0 | 470.503 | 0.72766 | 131506.9908 | 0 | 0 | 0 | 0.74949 | 135452.2005 | 0 | 0 | 0 | 0.77197 | 127676.6901 | 1.4771 | 394635.8814 | 0 | 0 | 0 | 0 | 0 | 0 | 0 | 0 | 0 | 470.503 | 955.121 | 1454.2776 | 0.72766 | 1.4771 | 2.2491 | 31807.9021 | 140401.7347 | 31807.9021 | 99014.0625 | 10602.634 | 33071.2406 | 145633.8073 | 33071.2406 | 104203.5248 | 11023.7469 | 34521.7989 | 152133.7204 | 34521.7989 | 110700.4426 | 11507.2663 | 60.5865 | 62.9928 | 65.7558 | 0.01598 | 0.015514 | 0.015063 | 40805.2711 | 0 | 0 | 0 | 150.372 | 0.23256 | 42425.9649 | 0 | 0 | 0 | 156.3445 | 0.2418 | 44286.8366 | 0 | 0 | 0 | 163.202 | 0.2524 | 816105.423 | 848519.2988 | 885736.7323 | 0 | 0 | 0 | 0 | 0 | 0 | 0 | 0 | 0 | 3007.4403 | 3126.8891 | 3264.0395 | 40805.2711 | 0.47435 | 127518.0727 | 0 | 0 | 0 | 0 | 0 | 0 | 0 | 0 | 0 | 150.372 | 306.7165 | 469.9184 | 0.23256 | 0.47435 | 0.72676 | 700 | 1617.3773 | 3.3105 | 700 | 1611.9105 | 3.3027 | 700 | 1613.6165 | 3.3052 | 127676.6901 | 0 | 0 | 0 | 470.503 | 0.72766 | 131506.9908 | 0 | 0 | 0 | 0.74949 | 135452.2005 | 0 | 0 | 0 | 0.77197 | 127676.6901 | 1.4771 | 394635.8814 | 0 | 0 | 0 | 0 | 0 | 0 | 0 | 0 | 0 | 470.503 | 955.121 | 1454.2776 | 0.72766 | 1.4771 | 2.2491 | 92889.6123 | 307514.6858 | 92889.6123 | 216865.3999 | 0 | 95676.3007 | 315992.9221 | 95676.3007 | 226098.4375 | 0 | 98546.5897 | 325712.8787 | 98546.5897 | 237005.7061 | 0 | 132.6994 | 136.6804 | 140.7808 | 0.035 | 0.033981 | 0.032991 | 89373.6831 | 0 | 0 | 0 | 329.3521 | 0.50936 | 92054.8936 | 0 | 0 | 0 | 339.2326 | 0.52464 | 94816.5404 | 0 | 0 | 0 | 349.4096 | 0.54038 | 1787473.6612 | 1841097.871 | 1896330.8072 | 0 | 0 | 0 | 0 | 0 | 0 | 0 | 0 | 0 | 6587.0415 | 6784.6528 | 6988.1924 | 89373.6831 | 1.034 | 276245.117 | 0 | 0 | 0 | 0 | 0 | 0 | 0 | 0 | 0 | 329.3521 | 668.5847 | 1017.9943 | 0.50936 | 1.034 | 1.5744
| 195 | Residential | Low Income | HVAC | Electric | 01-189 | 01-189.03 | Heat Pumps | [01-189]_Residential_HVAC_Ground Source Heat Pump (GSHP)_ENERGY STAR_ROB_Electric_per unit | GSHP meeting minimum federal standard (COP of 3.1 at 0C EWT) | Energy Star GSHP (COP of 3.6 at EWT of 0C) | ENGINEER | 943.4734 | 0 | 0 | 0 | 0.48283 | 0 | 700 | 20 | 0.0075 | 0.433 | 0.544 | 0.007 | 0.016 | 1 | 1 | Replace on Burnout | 9.5414 | 0.037097 | 18869.4682 | 0 | 0 | 0 | 73.3645 | 1121.5515 | 0 | 0 | 0 | 1430.8967 | 0 | 0 | 3062.9379 | 700 | 2362.9379 | 4.3756 | 1121.8029 | 0 | 0 | 0 | 1425.5701 | 0 | 0 | 3056.8476 | 700 | 2356.8476 | 4.3669 | 1125.9374 | 0 | 0 | 0 | 1424.3951 | 0 | 0 | 3060.399 | 700 | 2360.399 | 4.372 | per unit | 0 | 0 | 0.03 | 0 | 0 | 0 | 0 | 0 | 0 | 0 | 0 | 0 | 0 | 0 | 0 | 0 | 0 | 0 | 0 | 0 | 0 | 0 | 0 | 0 | 0 | 0 | 0 | 0 | 0 | 0 | 0 | 0 | 0 | 0 | 0 | 0 | 0 | 0 | 0 | 0 | 0 | 0 | 0 | 0 | 0 | 0 | 0 | 0 | 0 | 0 | 0 | 0 | 0 | 0 | 0 | 0 | 0 | 0 | 0 | 0 | 0 | 0 | 0 | 0 | 0 | 0 | 0 | 0 | 0 | 0 | 0 | 0 | 0 | 0 | 0 | 0 | 0 | 0 | 0 | 0 | 0 | 0 | 0 | 0 | 0 | 0 | 0 | 0 | 0 | #NUM! | #NUM! | #NUM! | 0 | 0 | 0 | 0 | 0 | 0 | 0 | 0 | 0 | 0 | 0 | 0 | 0 | 0 | 0 | 0 | 0 | 0 | 0 | 0 | 0 | 0 | 0 | 0 | 0 | 0 | 0 | 0 | 0 | 0 | 0 | 0 | 0 | 0 | 0 | 0 | 0 | 0 | 0 | 0 | 0 | 0 | 0 | 0 | 0 | 0 | 0 | 0 | 0 | 0 | 0 | 1 | 1 | 1 | 1 | 1 | 1 | 1 | 700 | 2362.9379 | 4.3756 | 700 | 2356.8476 | 4.3669 | 700 | 2360.399 | 4.372 | 0 | 0 | 0 | 0 | 0 | 0 | 0 | 0 | 0 | 0 | 0 | 0 | 0 | 0 | 0 | 0 | 0 | 0 | 0 | 0 | 0 | 0 | 0 | 0 | 0 | 0 | 0 | 0 | 0 | 0 | 0 | 0 | 0 | 0 | 0 | 0 | 0 | 0 | 0 | 0 | 0 | 0 | 0 | 0 | 0 | 0 | 0 | 0 | 0 | 0 | 0 | 0 | #NUM! | #NUM! | #NUM! | 0 | 0 | 0 | 0 | 0 | 0 | 0 | 0 | 0 | 0 | 0 | 0 | 0 | 0 | 0 | 0 | 0 | 0 | 0 | 0 | 0 | 0 | 0 | 0 | 0 | 0 | 0 | 0 | 0 | 0 | 0 | 0 | 0 | 0 | 0 | 0 | 0 | 0 | 0 | 0 | 0 | 0 | 0 | 0 | 0 | 0 | 0 | 0 | 0 | 0 | 0 | 700 | 2362.9379 | 4.3756 | 700 | 2356.8476 | 4.3669 | 700 | 2360.399 | 4.372 | 0 | 0 | 0 | 0 | 0 | 0 | 0 | 0 | 0 | 0 | 0 | 0 | 0 | 0 | 0 | 0 | 0 | 0 | 0 | 0 | 0 | 0 | 0 | 0 | 0 | 0 | 0 | 0 | 0 | 0 | 0 | 0 | 0 | 0 | 0 | 0 | 0 | 0 | 0 | 0 | 0 | 0 | 0 | 0 | 0 | 0 | 0 | 0 | 0 | 0 | 0 | 0 | #NUM! | #NUM! | #NUM! | 0 | 0 | 0 | 0 | 0 | 0 | 0 | 0 | 0 | 0 | 0 | 0 | 0 | 0 | 0 | 0 | 0 | 0 | 0 | 0 | 0 | 0 | 0 | 0 | 0 | 0 | 0 | 0 | 0 | 0 | 0 | 0 | 0 | 0 | 0 | 0 | 0 | 0 | 0 | 0 | 0 | 0 | 0 | 0 | 0 | 0 | 0 | 0 | 0 | 0 | 0
| 196 | Residential | Single Family | HVAC | Electric | 01-214 | 01-214.01 | Misc Heating | [01-214]_Residential_HVAC_Heat Recovery Ventilator (HRV)_ENERGY STAR_ROB_Electric_per home | HRV with SRE of 57.5% (Code) | HRV with SRE of 62.5% (energy star) | ENGINEER | 207.0967 | 0 | 0 | 0 | 0.16462 | 0 | 960 | 20 | 0.72 | 0.27 | 0.4 | 0.13 | 0.2 | 1 | 1 | Replace on Burnout | 59.6131 | 0.23178 | 4141.9331 | 0 | 0 | 0 | 16.1038 | 231.7017 | 0 | 0 | 0 | 642.6155 | 0 | 0 | 874.3172 | 587.0755 | 287.2417 | 1.4893 | 232.4921 | 0 | 0 | 0 | 645.8119 | 0 | 0 | 878.304 | 587.0755 | 291.2285 | 1.4961 | 234.2893 | 0 | 0 | 0 | 651.011 | 0 | 0 | 885.3004 | 587.0755 | 298.2249 | 1.508 | per home | 0.014678 | 6201.4959 | 0.005 | 64536.5298 | 0 | 0 | 0 | 237.8244 | 36.9366 | 64859.2125 | 0 | 0 | 0 | 37.1213 | 65183.5085 | 0 | 0 | 0 | 37.3069 | 64536.5298 | 129395.7423 | 194579.2508 | 0 | 0 | 0 | 0 | 0 | 0 | 0 | 0 | 0 | 237.8244 | 476.8379 | 717.0464 | 36.9366 | 74.058 | 111.3649 | 64536.5298 | 0 | 0 | 0 | 237.8244 | 36.9366 | 64859.2125 | 0 | 0 | 0 | 37.1213 | 65183.5085 | 0 | 0 | 0 | 37.3069 | 64536.5298 | 74.058 | 194579.2508 | 0 | 0 | 0 | 0 | 0 | 0 | 0 | 0 | 0 | 237.8244 | 476.8379 | 717.0464 | 36.9366 | 74.058 | 111.3649 | 28340.7282 | 42207.154 | 28340.7282 | 24258.88 | 18002.7135 | 28905.1142 | 43243.9746 | 28905.1142 | 25044.0464 | 18361.2251 | 29682.9268 | 44761.3735 | 29682.9268 | 26173.4244 | 18855.3104 | 48.2744 | 49.2358 | 50.5607 | 0.0077456 | 0.0077071 | 0.0076687 | 9997.4706 | 0 | 0 | 0 | 36.8418 | 5.7219 | 10196.5633 | 0 | 0 | 0 | 37.5755 | 5.8359 | 10470.9443 | 0 | 0 | 0 | 38.5866 | 5.9929 | 199949.4112 | 203931.2654 | 209418.8864 | 0 | 0 | 0 | 0 | 0 | 0 | 0 | 0 | 0 | 736.8361 | 751.5097 | 771.7322 | 9997.4706 | 11.5578 | 30664.9782 | 0 | 0 | 0 | 0 | 0 | 0 | 0 | 0 | 0 | 36.8418 | 74.4173 | 113.0039 | 5.7219 | 11.5578 | 17.5507 | 1 | 1 | 1 | 1 | 1 | 1 | 1 | 720 | 154.3172 | 1.2143 | 720 | 158.304 | 1.2199 | 720 | 165.3004 | 1.2296 | 64536.5298 | 0 | 0 | 0 | 237.8244 | 36.9366 | 64859.2125 | 0 | 0 | 0 | 37.1213 | 65183.5085 | 0 | 0 | 0 | 37.3069 | 64536.5298 | 74.058 | 194579.2508 | 0 | 0 | 0 | 0 | 0 | 0 | 0 | 0 | 0 | 237.8244 | 476.8379 | 717.0464 | 36.9366 | 74.058 | 111.3649 | 90576.2627 | 109989.4219 | 90576.2627 | 63217.2495 | 30192.0876 | 91684.607 | 111842.9982 | 91684.607 | 64772.058 | 30561.5357 | 93129.722 | 114510.7997 | 93129.722 | 66958.1724 | 31043.2407 | 125.8004 | 127.3397 | 129.3468 | 0.020185 | 0.020084 | 0.019984 | 26052.8347 | 0 | 0 | 0 | 96.0076 | 14.911 | 26371.6325 | 0 | 0 | 0 | 97.1824 | 15.0935 | 26787.2971 | 0 | 0 | 0 | 98.7142 | 15.3314 | 521056.6945 | 527432.6499 | 535745.9411 | 0 | 0 | 0 | 0 | 0 | 0 | 0 | 0 | 0 | 1920.1525 | 1943.6486 | 1974.2841 | 26052.8347 | 30.0045 | 79211.7643 | 0 | 0 | 0 | 0 | 0 | 0 | 0 | 0 | 0 | 96.0076 | 193.1901 | 291.9043 | 14.911 | 30.0045 | 45.3358 | 960 | -85.6828 | 0.91075 | 960 | -81.696 | 0.9149 | 960 | -74.6996 | 0.92219 | 64536.5298 | 0 | 0 | 0 | 237.8244 | 36.9366 | 64859.2125 | 0 | 0 | 0 | 37.1213 | 65183.5085 | 0 | 0 | 0 | 37.3069 | 64536.5298 | 74.058 | 194579.2508 | 0 | 0 | 0 | 0 | 0 | 0 | 0 | 0 | 0 | 237.8244 | 476.8379 | 717.0464 | 36.9366 | 74.058 | 111.3649 | 269244.1451 | 245213.3179 | 269244.1451 | 140938.2033 | 0 | 270590.3658 | 247563.1307 | 270590.3658 | 143372.171 | 0 | 271943.3177 | 250782.8284 | 271943.3177 | 146640.8399 | 0 | 280.4627 | 281.865 | 283.2743 | 0.045 | 0.044776 | 0.044553 | 58082.8768 | 0 | 0 | 0 | 214.0419 | 33.243 | 58373.2912 | 0 | 0 | 0 | 215.1121 | 33.4092 | 58665.1577 | 0 | 0 | 0 | 216.1877 | 33.5762 | 1161657.5366 | 1167465.8243 | 1173303.1534 | 0 | 0 | 0 | 0 | 0 | 0 | 0 | 0 | 0 | 4280.8387 | 4302.2429 | 4323.7541 | 58082.8768 | 66.6522 | 175121.3257 | 0 | 0 | 0 | 0 | 0 | 0 | 0 | 0 | 0 | 214.0419 | 429.1541 | 645.3418 | 33.243 | 66.6522 | 100.2284
| 197 | Residential | Multi-Family | HVAC | Electric | 01-214 | 01-214.02 | Misc Heating | [01-214]_Residential_HVAC_Heat Recovery Ventilator (HRV)_ENERGY STAR_ROB_Electric_per home | HRV with SRE of 57.5% (Code) | HRV with SRE of 62.5% (energy star) | ENGINEER | 185.7333 | 0 | 0 | 0 | 0.14764 | 0 | 960 | 20 | 0.72 | 0.27 | 0.4 | 0.13 | 0.2 | 1 | 1 | Replace on Burnout | 66.4699 | 0.25844 | 3714.6654 | 0 | 0 | 0 | 14.4426 | 207.8001 | 0 | 0 | 0 | 576.3255 | 0 | 0 | 784.1256 | 587.0755 | 197.0501 | 1.3356 | 208.509 | 0 | 0 | 0 | 579.1922 | 0 | 0 | 787.7012 | 587.0755 | 200.6257 | 1.3417 | 210.1208 | 0 | 0 | 0 | 583.855 | 0 | 0 | 793.9758 | 587.0755 | 206.9003 | 1.3524 | per home | 0.0028205 | 180.5605 | 0.005 | 1685.1885 | 0 | 0 | 0 | 6.2101 | 0.9645 | 1693.6144 | 0 | 0 | 0 | 0.96932 | 1702.0825 | 0 | 0 | 0 | 0.97416 | 1685.1885 | 3378.803 | 5080.8855 | 0 | 0 | 0 | 0 | 0 | 0 | 0 | 0 | 0 | 6.2101 | 12.4513 | 18.7236 | 0.9645 | 1.9338 | 2.908 | 1685.1885 | 0 | 0 | 0 | 6.2101 | 0.9645 | 1693.6144 | 0 | 0 | 0 | 0.96932 | 1702.0825 | 0 | 0 | 0 | 0.97416 | 1685.1885 | 1.9338 | 5080.8855 | 0 | 0 | 0 | 0 | 0 | 0 | 0 | 0 | 0 | 6.2101 | 12.4513 | 18.7236 | 0.9645 | 1.9338 | 2.908 | 230.6418 | 308.056 | 230.6418 | 177.0575 | 146.5092 | 237.2434 | 318.3183 | 237.2434 | 184.3489 | 150.7027 | 247.1154 | 334.2051 | 247.1154 | 195.4205 | 156.9736 | 0.39287 | 0.40411 | 0.42093 | 0.002165 | 0.0021542 | 0.0021435 | 72.9682 | 0 | 0 | 0 | 0.2689 | 0.041762 | 75.0568 | 0 | 0 | 0 | 0.27659 | 0.042958 | 78.18 | 0 | 0 | 0 | 0.2881 | 0.044745 | 1459.3642 | 1501.1352 | 1563.5994 | 0 | 0 | 0 | 0 | 0 | 0 | 0 | 0 | 0 | 5.3779 | 5.5319 | 5.762 | 72.9682 | 0.08472 | 226.2049 | 0 | 0 | 0 | 0 | 0 | 0 | 0 | 0 | 0 | 0.2689 | 0.54549 | 0.83359 | 0.041762 | 0.08472 | 0.12947 | 1 | 1 | 1 | 1 | 1 | 1 | 1 | 720 | 64.1256 | 1.0891 | 720 | 67.7012 | 1.094 | 720 | 73.9758 | 1.1027 | 1685.1885 | 0 | 0 | 0 | 6.2101 | 0.9645 | 1693.6144 | 0 | 0 | 0 | 0.96932 | 1702.0825 | 0 | 0 | 0 | 0.97416 | 1685.1885 | 1.9338 | 5080.8855 | 0 | 0 | 0 | 0 | 0 | 0 | 0 | 0 | 0 | 6.2101 | 12.4513 | 18.7236 | 0.9645 | 1.9338 | 2.908 | 1468.3253 | 1599.0992 | 1468.3253 | 919.0943 | 489.4418 | 1493.6345 | 1634.08 | 1493.6345 | 946.3509 | 497.8782 | 1526.7391 | 1683.6026 | 1526.7391 | 984.457 | 508.913 | 2.0393 | 2.0745 | 2.1205 | 0.011238 | 0.011182 | 0.011127 | 378.7734 | 0 | 0 | 0 | 1.3958 | 0.21679 | 385.3022 | 0 | 0 | 0 | 1.4199 | 0.22052 | 393.842 | 0 | 0 | 0 | 1.4514 | 0.22541 | 7575.4682 | 7706.0449 | 7876.8402 | 0 | 0 | 0 | 0 | 0 | 0 | 0 | 0 | 0 | 27.9165 | 28.3976 | 29.027 | 378.7734 | 0.43731 | 1157.9177 | 0 | 0 | 0 | 0 | 0 | 0 | 0 | 0 | 0 | 1.3958 | 2.8157 | 4.2671 | 0.21679 | 0.43731 | 0.66272 | 960 | -175.8744 | 0.8168 | 960 | -172.2988 | 0.82052 | 960 | -166.0242 | 0.82706 | 1685.1885 | 0 | 0 | 0 | 6.2101 | 0.9645 | 1693.6144 | 0 | 0 | 0 | 0.96932 | 1702.0825 | 0 | 0 | 0 | 0.97416 | 1685.1885 | 1.9338 | 5080.8855 | 0 | 0 | 0 | 0 | 0 | 0 | 0 | 0 | 0 | 6.2101 | 12.4513 | 18.7236 | 0.9645 | 1.9338 | 2.908 | 6968.1903 | 5691.6005 | 6968.1903 | 3271.2903 | 0 | 7003.0313 | 5746.1416 | 7003.0313 | 3327.7847 | 0 | 7038.0464 | 5820.8734 | 7038.0464 | 3403.6531 | 0 | 7.2585 | 7.2948 | 7.3313 | 0.04 | 0.039801 | 0.039603 | 1348.1508 | 0 | 0 | 0 | 4.9681 | 0.7716 | 1354.8916 | 0 | 0 | 0 | 4.9929 | 0.77545 | 1361.666 | 0 | 0 | 0 | 5.0179 | 0.77933 | 26963.0161 | 27097.8312 | 27233.3203 | 0 | 0 | 0 | 0 | 0 | 0 | 0 | 0 | 0 | 99.3617 | 99.8586 | 100.3578 | 1348.1508 | 1.5471 | 4064.7084 | 0 | 0 | 0 | 0 | 0 | 0 | 0 | 0 | 0 | 4.9681 | 9.961 | 14.9789 | 0.7716 | 1.5471 | 2.3264
| 198 | Residential | Low Income | HVAC | Electric | 01-214 | 01-214.03 | Misc Heating | [01-214]_Residential_HVAC_Heat Recovery Ventilator (HRV)_ENERGY STAR_ROB_Electric_per home | HRV with SRE of 57.5% (Code) | HRV with SRE of 62.5% (energy star) | ENGINEER | 198.5188 | 0 | 0 | 0 | 0.15781 | 0 | 960 | 20 | 0.72 | 0.27 | 0.4 | 0.13 | 0.2 | 1 | 1 | Replace on Burnout | 62.189 | 0.24179 | 3970.3756 | 0 | 0 | 0 | 15.4368 | 222.1047 | 0 | 0 | 0 | 615.9986 | 0 | 0 | 1005.7239 | 960 | 45.7239 | 1.0476 | 222.8624 | 0 | 0 | 0 | 619.0626 | 0 | 0 | 1010.31 | 960 | 50.31 | 1.0524 | 224.5851 | 0 | 0 | 0 | 624.0464 | 0 | 0 | 1018.3578 | 960 | 58.3578 | 1.0608 | per home | 0.007787 | 1196.404 | 0.005 | 11934.8104 | 0 | 0 | 0 | 43.9811 | 6.8307 | 11994.4845 | 0 | 0 | 0 | 6.8649 | 12054.4569 | 0 | 0 | 0 | 6.8992 | 11934.8104 | 23929.2949 | 35983.7518 | 0 | 0 | 0 | 0 | 0 | 0 | 0 | 0 | 0 | 43.9811 | 88.1821 | 132.6042 | 6.8307 | 13.6956 | 20.5948 | 11934.8104 | 0 | 0 | 0 | 43.9811 | 6.8307 | 11994.4845 | 0 | 0 | 0 | 6.8649 | 12054.4569 | 0 | 0 | 0 | 6.8992 | 11934.8104 | 13.6956 | 35983.7518 | 0 | 0 | 0 | 0 | 0 | 0 | 0 | 0 | 0 | 43.9811 | 88.1821 | 132.6042 | 6.8307 | 13.6956 | 20.5948 | 7502.8888 | 7860.2446 | 7502.8888 | 2764.8537 | 0 | 7540.4033 | 7935.5672 | 7540.4033 | 2812.602 | 0 | 7578.1053 | 8038.7737 | 7578.1053 | 2876.7251 | 0 | 7.8155 | 7.8546 | 7.8939 | 0.0065 | 0.0064677 | 0.0064355 | 1551.5254 | 0 | 0 | 0 | 5.7175 | 0.888 | 1559.283 | 0 | 0 | 0 | 5.7461 | 0.89244 | 1567.0794 | 0 | 0 | 0 | 5.7749 | 0.8969 | 31030.5071 | 31185.6597 | 31341.588 | 0 | 0 | 0 | 0 | 0 | 0 | 0 | 0 | 0 | 114.3509 | 114.9227 | 115.4973 | 1551.5254 | 1.7804 | 4677.8877 | 0 | 0 | 0 | 0 | 0 | 0 | 0 | 0 | 0 | 5.7175 | 11.4637 | 17.2385 | 0.888 | 1.7804 | 2.6773 | 1 | 1 | 1 | 1 | 1 | 1 | 1 | 960 | 45.7239 | 1.0476 | 960 | 50.31 | 1.0524 | 960 | 58.3578 | 1.0608 | 11934.8104 | 0 | 0 | 0 | 43.9811 | 6.8307 | 11994.4845 | 0 | 0 | 0 | 6.8649 | 12054.4569 | 0 | 0 | 0 | 6.8992 | 11934.8104 | 13.6956 | 35983.7518 | 0 | 0 | 0 | 0 | 0 | 0 | 0 | 0 | 0 | 43.9811 | 88.1821 | 132.6042 | 6.8307 | 13.6956 | 20.5948 | 7502.8888 | 7860.2446 | 7502.8888 | 2764.8537 | 0 | 7540.4033 | 7935.5672 | 7540.4033 | 2812.602 | 0 | 7578.1053 | 8038.7737 | 7578.1053 | 2876.7251 | 0 | 7.8155 | 7.8546 | 7.8939 | 0.0065 | 0.0064677 | 0.0064355 | 1551.5254 | 0 | 0 | 0 | 5.7175 | 0.888 | 1559.283 | 0 | 0 | 0 | 5.7461 | 0.89244 | 1567.0794 | 0 | 0 | 0 | 5.7749 | 0.8969 | 31030.5071 | 31185.6597 | 31341.588 | 0 | 0 | 0 | 0 | 0 | 0 | 0 | 0 | 0 | 114.3509 | 114.9227 | 115.4973 | 1551.5254 | 1.7804 | 4677.8877 | 0 | 0 | 0 | 0 | 0 | 0 | 0 | 0 | 0 | 5.7175 | 11.4637 | 17.2385 | 0.888 | 1.7804 | 2.6773 | 960 | 45.7239 | 1.0476 | 960 | 50.31 | 1.0524 | 960 | 58.3578 | 1.0608 | 11934.8104 | 0 | 0 | 0 | 43.9811 | 6.8307 | 11994.4845 | 0 | 0 | 0 | 6.8649 | 12054.4569 | 0 | 0 | 0 | 6.8992 | 11934.8104 | 13.6956 | 35983.7518 | 0 | 0 | 0 | 0 | 0 | 0 | 0 | 0 | 0 | 43.9811 | 88.1821 | 132.6042 | 6.8307 | 13.6956 | 20.5948 | 7502.8888 | 7860.2446 | 7502.8888 | 2764.8537 | 0 | 7540.4033 | 7935.5672 | 7540.4033 | 2812.602 | 0 | 7578.1053 | 8038.7737 | 7578.1053 | 2876.7251 | 0 | 7.8155 | 7.8546 | 7.8939 | 0.0065 | 0.0064677 | 0.0064355 | 1551.5254 | 0 | 0 | 0 | 5.7175 | 0.888 | 1559.283 | 0 | 0 | 0 | 5.7461 | 0.89244 | 1567.0794 | 0 | 0 | 0 | 5.7749 | 0.8969 | 31030.5071 | 31185.6597 | 31341.588 | 0 | 0 | 0 | 0 | 0 | 0 | 0 | 0 | 0 | 114.3509 | 114.9227 | 115.4973 | 1551.5254 | 1.7804 | 4677.8877 | 0 | 0 | 0 | 0 | 0 | 0 | 0 | 0 | 0 | 5.7175 | 11.4637 | 17.2385 | 0.888 | 1.7804 | 2.6773
| 199 | Residential | Single Family | HVAC | Gas | 01-215 | 01-215.01 | Misc Heating | [01-215]_Residential_HVAC_Heat Recovery Ventilator (HRV)_ENERGY STAR_ROB_Gas_per home | HRV with SRE of 57.5% (Code) | HRV with SRE of 62.5% (energy star) | ENGINEER | -133 | 7.7059 | 0 | 0 | 0 | 0 | 960 | 20 | 0.72 | 0.27 | 0.4 | 0.13 | 0.2 | 1 | 1 | Replace on Burnout | 6.3049 | -0.3609 | -2660 | 162.604 | 0 | 0 | 152.2619 | -148.8016 | 1221.3009 | 0 | 0 | 0 | 8.1302 | 0 | 1080.6295 | 458.2275 | 622.4019 | 2.3583 | -149.3093 | 1234.9617 | 0 | 0 | 0 | 8.1302 | 0 | 1093.7826 | 458.2275 | 635.5551 | 2.387 | -150.4635 | 1250.1139 | 0 | 0 | 0 | 8.1302 | 0 | 1107.7807 | 458.2275 | 649.5531 | 2.4175 | per home | 0.023889 | 10093.4858 | 0.005 | -67457.2889 | 3908.4352 | 0 | 0 | 3659.8475 | 0 | -67794.5753 | 3927.9773 | 0 | 0 | 0 | -68133.5482 | 3947.6172 | 0 | 0 | 0 | -67457.2889 | -135251.8642 | -203385.4124 | 3908.4352 | 7836.4125 | 11784.0297 | 0 | 0 | 0 | 0 | 0 | 0 | 3659.8475 | 7337.9942 | 11034.5316 | 0 | 0 | 0 | -67457.2889 | 3908.4352 | 0 | 0 | 3659.8475 | 0 | -67794.5753 | 3927.9773 | 0 | 0 | 0 | -68133.5482 | 3947.6172 | 0 | 0 | 0 | -67457.2889 | 0 | -203385.4124 | 3908.4352 | 7836.4125 | 11784.0297 | 0 | 0 | 0 | 0 | 0 | 0 | 3659.8475 | 7337.9942 | 11034.5316 | 0 | 0 | 0 | 52392.2553 | 123555.6801 | 52392.2553 | 113184.043 | 57371.0413 | 52733.9496 | 125875.1855 | 52733.9496 | 114090.699 | 57745.2065 | 53024.3107 | 128188.078 | 53024.3107 | 114808.265 | 58063.1603 | 114.3368 | 115.0825 | 115.7161 | 0.011271 | 0.011215 | 0.01116 | -15206.7901 | 881.0724 | 0 | 0 | 825.0336 | 0 | -15305.9664 | 886.8186 | 0 | 0 | 830.4144 | 0 | -15390.2434 | 891.7015 | 0 | 0 | 834.9868 | 0 | -304135.8011 | -306119.3282 | -307804.8674 | 17621.4473 | 17736.3716 | 17834.0308 | 0 | 0 | 0 | 0 | 0 | 0 | 16500.6726 | 16608.2875 | 16699.7352 | -15206.7901 | 0 | -45902.9998 | 881.0724 | 1767.8909 | 2659.5925 | 0 | 0 | 0 | 0 | 0 | 0 | 825.0336 | 1655.448 | 2490.4348 | 0 | 0 | 0 | 1 | 1 | 1 | 1 | 1 | 1 | 1 | 720 | 360.6295 | 1.5009 | 720 | 373.7826 | 1.5191 | 720 | 387.7807 | 1.5386 | -67457.2889 | 3908.4352 | 0 | 0 | 3659.8475 | 0 | -67794.5753 | 3927.9773 | 0 | 0 | 0 | -68133.5482 | 3947.6172 | 0 | 0 | 0 | -67457.2889 | 0 | -203385.4124 | 3908.4352 | 7836.4125 | 11784.0297 | 0 | 0 | 0 | 0 | 0 | 0 | 3659.8475 | 7337.9942 | 11034.5316 | 0 | 0 | 0 | 206131.9497 | 309378.1378 | 206131.9497 | 283408.0022 | 68710.6499 | 207280.4476 | 314888.5361 | 207280.4476 | 285408.5421 | 69093.4825 | 208375.9787 | 320604.0067 | 208375.9787 | 287140.5075 | 69458.6596 | 286.2944 | 287.8895 | 289.4111 | 0.028223 | 0.028083 | 0.027943 | -38077.1518 | 2206.1675 | 0 | 0 | 2065.8489 | 0 | -38289.3049 | 2218.4595 | 0 | 0 | 2077.3591 | 0 | -38491.6738 | 2230.1847 | 0 | 0 | 2088.3385 | 0 | -761543.0364 | -765786.0979 | -769833.4768 | 44123.3502 | 44369.1906 | 44603.6934 | 0 | 0 | 0 | 0 | 0 | 0 | 41316.9784 | 41547.1827 | 41766.7704 | -38077.1518 | 0 | -114858.1306 | 2206.1675 | 4424.627 | 6654.8117 | 0 | 0 | 0 | 0 | 0 | 0 | 2065.8489 | 4143.2081 | 6231.5466 | 0 | 0 | 0 | 960 | 120.6295 | 1.1257 | 960 | 133.7826 | 1.1394 | 960 | 147.7807 | 1.1539 | -67457.2889 | 3908.4352 | 0 | 0 | 3659.8475 | 0 | -67794.5753 | 3927.9773 | 0 | 0 | 0 | -68133.5482 | 3947.6172 | 0 | 0 | 0 | -67457.2889 | 0 | -203385.4124 | 3908.4352 | 7836.4125 | 11784.0297 | 0 | 0 | 0 | 0 | 0 | 0 | 3659.8475 | 7337.9942 | 11034.5316 | 0 | 0 | 0 | 438218.779 | 493283.4647 | 438218.779 | 451875.7604 | 0 | 440409.8729 | 501784.0145 | 440409.8729 | 454806.7892 | 0 | 442611.9222 | 510746.8117 | 442611.9222 | 457436.8869 | 0 | 456.4779 | 458.7603 | 461.0541 | 0.045 | 0.044776 | 0.044553 | -60711.56 | 3517.5916 | 0 | 0 | 3293.8627 | 0 | -61015.1178 | 3535.1796 | 0 | 0 | 3310.332 | 0 | -61320.1934 | 3552.8555 | 0 | 0 | 3326.8837 | 0 | -1214231.2001 | -1220302.3561 | -1226403.8679 | 70351.8329 | 70703.5921 | 71057.11 | 0 | 0 | 0 | 0 | 0 | 0 | 65877.2543 | 66206.6406 | 66537.6738 | -60711.56 | 0 | -183046.8712 | 3517.5916 | 7052.7712 | 10605.6268 | 0 | 0 | 0 | 0 | 0 | 0 | 3293.8627 | 6604.1947 | 9931.0784 | 0 | 0 | 0
| 200 | Residential | Multi-Family | HVAC | Gas | 01-215 | 01-215.02 | Misc Heating | [01-215]_Residential_HVAC_Heat Recovery Ventilator (HRV)_ENERGY STAR_ROB_Gas_per home | HRV with SRE of 57.5% (Code) | HRV with SRE of 62.5% (energy star) | ENGINEER | -133 | 7.7059 | 0 | 0 | 0 | 0 | 960 | 20 | 0.72 | 0.27 | 0.4 | 0.13 | 0.2 | 1 | 1 | Replace on Burnout | 6.3049 | -0.3609 | -2660 | 162.604 | 0 | 0 | 152.2619 | -148.8016 | 1221.3009 | 0 | 0 | 0 | 8.1302 | 0 | 1080.6295 | 458.2275 | 622.4019 | 2.3583 | -149.3093 | 1234.9617 | 0 | 0 | 0 | 8.1302 | 0 | 1093.7826 | 458.2275 | 635.5551 | 2.387 | -150.4635 | 1250.1139 | 0 | 0 | 0 | 8.1302 | 0 | 1107.7807 | 458.2275 | 649.5531 | 2.4175 | per home | 0.001964 | 125.7325 | 0.005 | -840.3017 | 48.6866 | 0 | 0 | 45.59 | 0 | -844.5032 | 48.93 | 0 | 0 | 0 | -848.7257 | 49.1747 | 0 | 0 | 0 | -840.3017 | -1684.8049 | -2533.5307 | 48.6866 | 97.6166 | 146.7913 | 0 | 0 | 0 | 0 | 0 | 0 | 45.59 | 91.4079 | 137.4549 | 0 | 0 | 0 | -840.3017 | 48.6866 | 0 | 0 | 45.59 | 0 | -844.5032 | 48.93 | 0 | 0 | 0 | -848.7257 | 49.1747 | 0 | 0 | 0 | -840.3017 | 0 | -2533.5307 | 48.6866 | 97.6166 | 146.7913 | 0 | 0 | 0 | 0 | 0 | 0 | 45.59 | 91.4079 | 137.4549 | 0 | 0 | 0 | 283.6646 | 668.961 | 283.6646 | 612.8064 | 310.621 | 285.7974 | 682.1944 | 285.7974 | 618.3271 | 312.9565 | 287.4658 | 694.9584 | 287.4658 | 622.4211 | 314.7834 | 0.61905 | 0.6237 | 0.62734 | 0.004899 | 0.0048747 | 0.0048504 | -82.3333 | 4.7703 | 0 | 0 | 4.4669 | 0 | -82.9524 | 4.8062 | 0 | 0 | 4.5005 | 0 | -83.4366 | 4.8343 | 0 | 0 | 4.5268 | 0 | -1646.6665 | -1659.0474 | -1668.7322 | 95.4069 | 96.1242 | 96.6853 | 0 | 0 | 0 | 0 | 0 | 0 | 89.3387 | 90.0104 | 90.5359 | -82.3333 | 0 | -248.7223 | 4.7703 | 9.5766 | 14.4108 | 0 | 0 | 0 | 0 | 0 | 0 | 4.4669 | 8.9675 | 13.4943 | 0 | 0 | 0 | 1 | 1 | 1 | 1 | 1 | 1 | 1 | 720 | 360.6295 | 1.5009 | 720 | 373.7826 | 1.5191 | 720 | 387.7807 | 1.5386 | -840.3017 | 48.6866 | 0 | 0 | 45.59 | 0 | -844.5032 | 48.93 | 0 | 0 | 0 | -848.7257 | 49.1747 | 0 | 0 | 0 | -840.3017 | 0 | -2533.5307 | 48.6866 | 97.6166 | 146.7913 | 0 | 0 | 0 | 0 | 0 | 0 | 45.59 | 91.4079 | 137.4549 | 0 | 0 | 0 | 1862.0639 | 2794.7238 | 1862.0639 | 2560.1262 | 620.688 | 1872.9042 | 2845.2084 | 1872.9042 | 2578.8388 | 624.3014 | 1883.0365 | 2897.2104 | 1883.0365 | 2594.81 | 627.6788 | 2.5862 | 2.6013 | 2.6153 | 0.020467 | 0.020365 | 0.020264 | -343.9646 | 19.9291 | 0 | 0 | 18.6616 | 0 | -345.967 | 20.0451 | 0 | 0 | 18.7702 | 0 | -347.8387 | 20.1536 | 0 | 0 | 18.8717 | 0 | -6879.2916 | -6919.3405 | -6956.7739 | 398.5821 | 400.9025 | 403.0713 | 0 | 0 | 0 | 0 | 0 | 0 | 373.2311 | 375.4039 | 377.4348 | -343.9646 | 0 | -1037.7703 | 19.9291 | 39.9742 | 60.1278 | 0 | 0 | 0 | 0 | 0 | 0 | 18.6616 | 37.4318 | 56.3035 | 0 | 0 | 0 | 960 | 120.6295 | 1.1257 | 960 | 133.7826 | 1.1394 | 960 | 147.7807 | 1.1539 | -840.3017 | 48.6866 | 0 | 0 | 45.59 | 0 | -844.5032 | 48.93 | 0 | 0 | 0 | -848.7257 | 49.1747 | 0 | 0 | 0 | -840.3017 | 0 | -2533.5307 | 48.6866 | 97.6166 | 146.7913 | 0 | 0 | 0 | 0 | 0 | 0 | 45.59 | 91.4079 | 137.4549 | 0 | 0 | 0 | 4852.2686 | 5461.9838 | 4852.2686 | 5003.4883 | 0 | 4876.5299 | 5556.1079 | 4876.5299 | 5035.9428 | 0 | 4900.9126 | 5655.3503 | 4900.9126 | 5065.0651 | 0 | 5.0544 | 5.0797 | 5.1051 | 0.04 | 0.039801 | 0.039603 | -672.2414 | 38.9493 | 0 | 0 | 36.472 | 0 | -675.6026 | 39.144 | 0 | 0 | 36.6543 | 0 | -678.9806 | 39.3397 | 0 | 0 | 36.8376 | 0 | -13444.8275 | -13512.0516 | -13579.6119 | 778.9853 | 782.8802 | 786.7946 | 0 | 0 | 0 | 0 | 0 | 0 | 729.4396 | 733.0868 | 736.7522 | -672.2414 | 0 | -2026.8246 | 38.9493 | 78.0933 | 117.433 | 0 | 0 | 0 | 0 | 0 | 0 | 36.472 | 73.1263 | 109.9639 | 0 | 0 | 0
| 201 | Residential | Low Income | HVAC | Gas | 01-215 | 01-215.03 | Misc Heating | [01-215]_Residential_HVAC_Heat Recovery Ventilator (HRV)_ENERGY STAR_ROB_Gas_per home | HRV with SRE of 57.5% (Code) | HRV with SRE of 62.5% (energy star) | ENGINEER | -133 | 7.7059 | 0 | 0 | 0 | 0 | 960 | 20 | 0.72 | 0.27 | 0.4 | 0.13 | 0.2 | 1 | 1 | Replace on Burnout | 6.3049 | -0.3609 | -2660 | 162.604 | 0 | 0 | 152.2619 | -148.8016 | 1221.3009 | 0 | 0 | 0 | 8.1302 | 0 | 1296.7554 | 960 | 336.7554 | 1.3508 | -149.3093 | 1234.9617 | 0 | 0 | 0 | 8.1302 | 0 | 1312.5391 | 960 | 352.5391 | 1.3672 | -150.4635 | 1250.1139 | 0 | 0 | 0 | 8.1302 | 0 | 1329.3368 | 960 | 369.3368 | 1.3847 | per home | 0.0055218 | 848.3813 | 0.005 | -5669.9443 | 328.5132 | 0 | 0 | 307.6188 | 0 | -5698.294 | 330.1558 | 0 | 0 | 0 | -5726.7855 | 331.8065 | 0 | 0 | 0 | -5669.9443 | -11368.2383 | -17095.0238 | 328.5132 | 658.669 | 990.4755 | 0 | 0 | 0 | 0 | 0 | 0 | 307.6188 | 616.7757 | 927.4784 | 0 | 0 | 0 | -5669.9443 | 328.5132 | 0 | 0 | 307.6188 | 0 | -5698.294 | 330.1558 | 0 | 0 | 0 | -5726.7855 | 331.8065 | 0 | 0 | 0 | -5669.9443 | 0 | -17095.0238 | 328.5132 | 658.669 | 990.4755 | 0 | 0 | 0 | 0 | 0 | 0 | 307.6188 | 616.7757 | 927.4784 | 0 | 0 | 0 | 5320.3688 | 7186.6841 | 5320.3688 | 4625.5074 | 0 | 5346.9706 | 7310.5293 | 5346.9706 | 4657.0914 | 0 | 5373.7055 | 7441.109 | 5373.7055 | 4686.5612 | 0 | 5.5421 | 5.5698 | 5.5976 | 0.0065 | 0.0064677 | 0.0064355 | -737.0928 | 42.7067 | 0 | 0 | 39.9904 | 0 | -740.7782 | 42.9202 | 0 | 0 | 40.1904 | 0 | -744.4821 | 43.1349 | 0 | 0 | 40.3914 | 0 | -14741.8552 | -14815.5645 | -14889.6423 | 854.1343 | 858.405 | 862.697 | 0 | 0 | 0 | 0 | 0 | 0 | 799.8089 | 803.808 | 807.827 | -737.0928 | 0 | -2222.3531 | 42.7067 | 85.627 | 128.7618 | 0 | 0 | 0 | 0 | 0 | 0 | 39.9904 | 80.1808 | 120.5722 | 0 | 0 | 0 | 1 | 1 | 1 | 1 | 1 | 1 | 1 | 960 | 336.7554 | 1.3508 | 960 | 352.5391 | 1.3672 | 960 | 369.3368 | 1.3847 | -5669.9443 | 328.5132 | 0 | 0 | 307.6188 | 0 | -5698.294 | 330.1558 | 0 | 0 | 0 | -5726.7855 | 331.8065 | 0 | 0 | 0 | -5669.9443 | 0 | -17095.0238 | 328.5132 | 658.669 | 990.4755 | 0 | 0 | 0 | 0 | 0 | 0 | 307.6188 | 616.7757 | 927.4784 | 0 | 0 | 0 | 5320.3688 | 7186.6841 | 5320.3688 | 4625.5074 | 0 | 5346.9706 | 7310.5293 | 5346.9706 | 4657.0914 | 0 | 5373.7055 | 7441.109 | 5373.7055 | 4686.5612 | 0 | 5.5421 | 5.5698 | 5.5976 | 0.0065 | 0.0064677 | 0.0064355 | -737.0928 | 42.7067 | 0 | 0 | 39.9904 | 0 | -740.7782 | 42.9202 | 0 | 0 | 40.1904 | 0 | -744.4821 | 43.1349 | 0 | 0 | 40.3914 | 0 | -14741.8552 | -14815.5645 | -14889.6423 | 854.1343 | 858.405 | 862.697 | 0 | 0 | 0 | 0 | 0 | 0 | 799.8089 | 803.808 | 807.827 | -737.0928 | 0 | -2222.3531 | 42.7067 | 85.627 | 128.7618 | 0 | 0 | 0 | 0 | 0 | 0 | 39.9904 | 80.1808 | 120.5722 | 0 | 0 | 0 | 960 | 336.7554 | 1.3508 | 960 | 352.5391 | 1.3672 | 960 | 369.3368 | 1.3847 | -5669.9443 | 328.5132 | 0 | 0 | 307.6188 | 0 | -5698.294 | 330.1558 | 0 | 0 | 0 | -5726.7855 | 331.8065 | 0 | 0 | 0 | -5669.9443 | 0 | -17095.0238 | 328.5132 | 658.669 | 990.4755 | 0 | 0 | 0 | 0 | 0 | 0 | 307.6188 | 616.7757 | 927.4784 | 0 | 0 | 0 | 5320.3688 | 7186.6841 | 5320.3688 | 4625.5074 | 0 | 5346.9706 | 7310.5293 | 5346.9706 | 4657.0914 | 0 | 5373.7055 | 7441.109 | 5373.7055 | 4686.5612 | 0 | 5.5421 | 5.5698 | 5.5976 | 0.0065 | 0.0064677 | 0.0064355 | -737.0928 | 42.7067 | 0 | 0 | 39.9904 | 0 | -740.7782 | 42.9202 | 0 | 0 | 40.1904 | 0 | -744.4821 | 43.1349 | 0 | 0 | 40.3914 | 0 | -14741.8552 | -14815.5645 | -14889.6423 | 854.1343 | 858.405 | 862.697 | 0 | 0 | 0 | 0 | 0 | 0 | 799.8089 | 803.808 | 807.827 | -737.0928 | 0 | -2222.3531 | 42.7067 | 85.627 | 128.7618 | 0 | 0 | 0 | 0 | 0 | 0 | 39.9904 | 80.1808 | 120.5722 | 0 | 0 | 0
| 202 | Residential | Single Family | HVAC | Oil | 01-216 | 01-216.01 | Misc Heating | [01-216]_Residential_HVAC_Heat Recovery Ventilator (HRV)_ENERGY STAR_ROB_Oil_per home | HRV with SRE of 57.5% (Code) | HRV with SRE of 62.5% (energy star) | ENGINEER | 0 | 0 | 0.94816 | 0 | 0 | 0 | 960 | 20 | 0.72 | 0.27 | 0.4 | 0.13 | 0.2 | 1 | 1 | Replace on Burnout | 47.9827 | #NUM! | 0 | 0 | 20.0072 | 0 | 20.0072 | 0 | 0 | 374.7728 | 0 | 0 | 1.0004 | 0 | 375.7732 | 587.0755 | -211.3023 | 0.64008 | 0 | 0 | 383.1737 | 0 | 0 | 1.0004 | 0 | 384.1741 | 587.0755 | -202.9014 | 0.65439 | 0 | 0 | 390.3612 | 0 | 0 | 1.0004 | 0 | 391.3615 | 587.0755 | -195.714 | 0.66663 | per home | 0.072883 | 30793.8723 | 0.005 | 0 | 0 | 1467.1733 | 0 | 1467.1733 | 0 | 0 | 0 | 1474.5091 | 0 | 0 | 0 | 0 | 1481.8817 | 0 | 0 | 0 | 0 | 0 | 0 | 0 | 0 | 1467.1733 | 2941.6824 | 4423.5641 | 0 | 0 | 0 | 1467.1733 | 2941.6824 | 4423.5641 | 0 | 0 | 0 | 0 | 0 | 1467.1733 | 0 | 1467.1733 | 0 | 0 | 0 | 1474.5091 | 0 | 0 | 0 | 0 | 1481.8817 | 0 | 0 | 0 | 0 | 0 | 0 | 0 | 0 | 1467.1733 | 2941.6824 | 4423.5641 | 0 | 0 | 0 | 1467.1733 | 2941.6824 | 4423.5641 | 0 | 0 | 0 | 93886.7977 | 60094.7221 | 93886.7977 | 59934.7415 | 59639.1564 | 97464.4134 | 63779.3599 | 97464.4134 | 63613.2832 | 61911.744 | 100785.3542 | 67186.4377 | 100785.3542 | 67014.7022 | 64021.2856 | 159.9229 | 166.0168 | 171.6736 | 0.0051675 | 0.0051418 | 0.0051162 | 0 | 0 | 151.6323 | 0 | 151.6323 | 0 | 0 | 0 | 157.4103 | 0 | 157.4103 | 0 | 0 | 0 | 162.7738 | 0 | 162.7738 | 0 | 0 | 0 | 0 | 0 | 0 | 0 | 3032.6452 | 3148.206 | 3255.476 | 0 | 0 | 0 | 3032.6452 | 3148.206 | 3255.476 | 0 | 0 | 0 | 0 | 0 | 0 | 151.6323 | 309.0426 | 471.8164 | 0 | 0 | 0 | 151.6323 | 309.0426 | 471.8164 | 0 | 0 | 0 | 1 | 1 | 1 | 1 | 1 | 1 | 1 | 720 | -344.2268 | 0.52191 | 720 | -335.8259 | 0.53358 | 720 | -328.6385 | 0.54356 | 0 | 0 | 1467.1733 | 0 | 1467.1733 | 0 | 0 | 0 | 1474.5091 | 0 | 0 | 0 | 0 | 1481.8817 | 0 | 0 | 0 | 0 | 0 | 0 | 0 | 0 | 1467.1733 | 2941.6824 | 4423.5641 | 0 | 0 | 0 | 1467.1733 | 2941.6824 | 4423.5641 | 0 | 0 | 0 | 370568.8008 | 193402.5138 | 370568.8008 | 192887.6493 | 123522.9336 | 378346.2697 | 201876.1425 | 378346.2697 | 201350.4721 | 126115.4232 | 385254.8 | 209408.2102 | 385254.8 | 208872.9411 | 128418.2667 | 514.6789 | 525.4809 | 535.0761 | 0.016631 | 0.016548 | 0.016465 | 0 | 0 | 487.9973 | 0 | 487.9973 | 0 | 0 | 0 | 498.2393 | 0 | 498.2393 | 0 | 0 | 0 | 507.3371 | 0 | 507.3371 | 0 | 0 | 0 | 0 | 0 | 0 | 0 | 9759.9453 | 9964.7863 | 10146.7414 | 0 | 0 | 0 | 9759.9453 | 9964.7863 | 10146.7414 | 0 | 0 | 0 | 0 | 0 | 0 | 487.9973 | 986.2366 | 1493.5737 | 0 | 0 | 0 | 487.9973 | 986.2366 | 1493.5737 | 0 | 0 | 0 | 960 | -584.2268 | 0.39143 | 960 | -575.8259 | 0.40018 | 960 | -568.6385 | 0.40767 | 0 | 0 | 1467.1733 | 0 | 1467.1733 | 0 | 0 | 0 | 1474.5091 | 0 | 0 | 0 | 0 | 1481.8817 | 0 | 0 | 0 | 0 | 0 | 0 | 0 | 0 | 1467.1733 | 2941.6824 | 4423.5641 | 0 | 0 | 0 | 1467.1733 | 2941.6824 | 4423.5641 | 0 | 0 | 0 | 1336946.7605 | 523321.5743 | 1336946.7605 | 521928.4193 | 0 | 1343631.4943 | 537696.2153 | 1343631.4943 | 536296.0946 | 0 | 1350349.6518 | 550494.7057 | 1350349.6518 | 549087.5844 | 0 | 1392.6529 | 1399.6161 | 1406.6142 | 0.045 | 0.044776 | 0.044553 | 0 | 0 | 1320.4559 | 0 | 1320.4559 | 0 | 0 | 0 | 1327.0582 | 0 | 1327.0582 | 0 | 0 | 0 | 1333.6935 | 0 | 1333.6935 | 0 | 0 | 0 | 0 | 0 | 0 | 0 | 26409.1188 | 26541.1644 | 26673.8702 | 0 | 0 | 0 | 26409.1188 | 26541.1644 | 26673.8702 | 0 | 0 | 0 | 0 | 0 | 0 | 1320.4559 | 2647.5142 | 3981.2077 | 0 | 0 | 0 | 1320.4559 | 2647.5142 | 3981.2077 | 0 | 0 | 0
| 203 | Residential | Multi-Family | HVAC | Oil | 01-216 | 01-216.02 | Misc Heating | [01-216]_Residential_HVAC_Heat Recovery Ventilator (HRV)_ENERGY STAR_ROB_Oil_per home | HRV with SRE of 57.5% (Code) | HRV with SRE of 62.5% (energy star) | ENGINEER | 0 | 0 | 0.81245 | 0 | 0 | 0 | 960 | 20 | 0.72 | 0.27 | 0.4 | 0.13 | 0.2 | 1 | 1 | Replace on Burnout | 55.9979 | #NUM! | 0 | 0 | 17.1435 | 0 | 17.1435 | 0 | 0 | 321.1303 | 0 | 0 | 0.85718 | 0 | 321.9874 | 587.0755 | -265.088 | 0.54846 | 0 | 0 | 328.3287 | 0 | 0 | 0.85718 | 0 | 329.1859 | 587.0755 | -257.8896 | 0.56072 | 0 | 0 | 334.4874 | 0 | 0 | 0.85718 | 0 | 335.3446 | 587.0755 | -251.7309 | 0.57121 | per home | 0.001722 | 110.2375 | 0.005 | 0 | 0 | 4.5005 | 0 | 4.5005 | 0 | 0 | 0 | 4.523 | 0 | 0 | 0 | 0 | 4.5456 | 0 | 0 | 0 | 0 | 0 | 0 | 0 | 0 | 4.5005 | 9.0235 | 13.5691 | 0 | 0 | 0 | 4.5005 | 9.0235 | 13.5691 | 0 | 0 | 0 | 0 | 0 | 4.5005 | 0 | 4.5005 | 0 | 0 | 0 | 4.523 | 0 | 0 | 0 | 0 | 4.5456 | 0 | 0 | 0 | 0 | 0 | 0 | 0 | 0 | 4.5005 | 9.0235 | 13.5691 | 0 | 0 | 0 | 4.5005 | 9.0235 | 13.5691 | 0 | 0 | 0 | 68.1576 | 37.3817 | 68.1576 | 37.2822 | 43.2953 | 71.9246 | 40.3297 | 71.9246 | 40.2246 | 45.6882 | 75.4273 | 43.085 | 75.4273 | 42.9749 | 47.9132 | 0.1161 | 0.12251 | 0.12848 | 0.0010479 | 0.0010427 | 0.0010375 | 0 | 0 | 0.094322 | 0 | 0.094322 | 0 | 0 | 0 | 0.099535 | 0 | 0.099535 | 0 | 0 | 0 | 0.10438 | 0 | 0.10438 | 0 | 0 | 0 | 0 | 0 | 0 | 0 | 1.8864 | 1.9907 | 2.0877 | 0 | 0 | 0 | 1.8864 | 1.9907 | 2.0877 | 0 | 0 | 0 | 0 | 0 | 0 | 0.094322 | 0.19386 | 0.29824 | 0 | 0 | 0 | 0.094322 | 0.19386 | 0.29824 | 0 | 0 | 0 | 1 | 1 | 1 | 1 | 1 | 1 | 1 | 720 | -398.0126 | 0.4472 | 720 | -390.8141 | 0.4572 | 720 | -384.6554 | 0.46576 | 0 | 0 | 4.5005 | 0 | 4.5005 | 0 | 0 | 0 | 4.523 | 0 | 0 | 0 | 0 | 4.5456 | 0 | 0 | 0 | 0 | 0 | 0 | 0 | 0 | 4.5005 | 9.0235 | 13.5691 | 0 | 0 | 0 | 4.5005 | 9.0235 | 13.5691 | 0 | 0 | 0 | 612.0959 | 273.7322 | 612.0959 | 273.0035 | 204.032 | 632.4498 | 289.1577 | 632.4498 | 288.4048 | 210.8166 | 650.5454 | 302.9957 | 650.5454 | 302.2212 | 216.8485 | 0.85013 | 0.8784 | 0.90354 | 0.0076735 | 0.0076353 | 0.0075973 | 0 | 0 | 0.69069 | 0 | 0.69069 | 0 | 0 | 0 | 0.71365 | 0 | 0.71365 | 0 | 0 | 0 | 0.73407 | 0 | 0.73407 | 0 | 0 | 0 | 0 | 0 | 0 | 0 | 13.8137 | 14.2731 | 14.6815 | 0 | 0 | 0 | 13.8137 | 14.2731 | 14.6815 | 0 | 0 | 0 | 0 | 0 | 0 | 0.69069 | 1.4043 | 2.1384 | 0 | 0 | 0 | 0.69069 | 1.4043 | 2.1384 | 0 | 0 | 0 | 960 | -638.0126 | 0.3354 | 960 | -630.8141 | 0.3429 | 960 | -624.6554 | 0.34932 | 0 | 0 | 4.5005 | 0 | 4.5005 | 0 | 0 | 0 | 4.523 | 0 | 0 | 0 | 0 | 4.5456 | 0 | 0 | 0 | 0 | 0 | 0 | 0 | 0 | 4.5005 | 9.0235 | 13.5691 | 0 | 0 | 0 | 4.5005 | 9.0235 | 13.5691 | 0 | 0 | 0 | 4254.2851 | 1426.9025 | 4254.2851 | 1423.1039 | 0 | 4275.5566 | 1466.0968 | 4275.5566 | 1462.2792 | 0 | 4296.9343 | 1500.9935 | 4296.9343 | 1497.1568 | 0 | 4.4315 | 4.4537 | 4.476 | 0.04 | 0.039801 | 0.039603 | 0 | 0 | 3.6004 | 0 | 3.6004 | 0 | 0 | 0 | 3.6184 | 0 | 3.6184 | 0 | 0 | 0 | 3.6365 | 0 | 3.6365 | 0 | 0 | 0 | 0 | 0 | 0 | 0 | 72.0078 | 72.3678 | 72.7297 | 0 | 0 | 0 | 72.0078 | 72.3678 | 72.7297 | 0 | 0 | 0 | 0 | 0 | 0 | 3.6004 | 7.2188 | 10.8553 | 0 | 0 | 0 | 3.6004 | 7.2188 | 10.8553 | 0 | 0 | 0
| 204 | Residential | Low Income | HVAC | Oil | 01-216 | 01-216.03 | Misc Heating | [01-216]_Residential_HVAC_Heat Recovery Ventilator (HRV)_ENERGY STAR_ROB_Oil_per home | HRV with SRE of 57.5% (Code) | HRV with SRE of 62.5% (energy star) | ENGINEER | 0 | 0 | 0.81611 | 0 | 0 | 0 | 960 | 20 | 0.72 | 0.27 | 0.4 | 0.13 | 0.2 | 1 | 1 | Replace on Burnout | 55.7462 | #NUM! | 0 | 0 | 17.2209 | 0 | 17.2209 | 0 | 0 | 322.5801 | 0 | 0 | 0.86105 | 0 | 388.1293 | 960 | -571.8707 | 0.4043 | 0 | 0 | 329.811 | 0 | 0 | 0.86105 | 0 | 396.8065 | 960 | -563.1935 | 0.41334 | 0 | 0 | 335.9975 | 0 | 0 | 0.86105 | 0 | 404.2303 | 960 | -555.7697 | 0.42107 | per home | 0.032145 | 4938.8492 | 0.005 | 0 | 0 | 202.5407 | 0 | 202.5407 | 0 | 0 | 0 | 203.5534 | 0 | 0 | 0 | 0 | 204.5712 | 0 | 0 | 0 | 0 | 0 | 0 | 0 | 0 | 202.5407 | 406.0941 | 610.6653 | 0 | 0 | 0 | 202.5407 | 406.0941 | 610.6653 | 0 | 0 | 0 | 0 | 0 | 202.5407 | 0 | 202.5407 | 0 | 0 | 0 | 203.5534 | 0 | 0 | 0 | 0 | 204.5712 | 0 | 0 | 0 | 0 | 0 | 0 | 0 | 0 | 202.5407 | 406.0941 | 610.6653 | 0 | 0 | 0 | 202.5407 | 406.0941 | 610.6653 | 0 | 0 | 0 | 30972.5112 | 12522.2295 | 30972.5112 | 12488.8936 | 0 | 31127.3737 | 12866.1911 | 31127.3737 | 12832.6885 | 0 | 31283.0106 | 13172.4381 | 31283.0106 | 13138.768 | 0 | 32.263 | 32.4243 | 32.5865 | 0.0065 | 0.0064677 | 0.0064355 | 0 | 0 | 26.3303 | 0 | 26.3303 | 0 | 0 | 0 | 26.4619 | 0 | 26.4619 | 0 | 0 | 0 | 26.5943 | 0 | 26.5943 | 0 | 0 | 0 | 0 | 0 | 0 | 0 | 526.6059 | 529.2389 | 531.8851 | 0 | 0 | 0 | 526.6059 | 529.2389 | 531.8851 | 0 | 0 | 0 | 0 | 0 | 0 | 26.3303 | 52.7922 | 79.3865 | 0 | 0 | 0 | 26.3303 | 52.7922 | 79.3865 | 0 | 0 | 0 | 1 | 1 | 1 | 1 | 1 | 1 | 1 | 960 | -571.8707 | 0.4043 | 960 | -563.1935 | 0.41334 | 960 | -555.7697 | 0.42107 | 0 | 0 | 202.5407 | 0 | 202.5407 | 0 | 0 | 0 | 203.5534 | 0 | 0 | 0 | 0 | 204.5712 | 0 | 0 | 0 | 0 | 0 | 0 | 0 | 0 | 202.5407 | 406.0941 | 610.6653 | 0 | 0 | 0 | 202.5407 | 406.0941 | 610.6653 | 0 | 0 | 0 | 30972.5112 | 12522.2295 | 30972.5112 | 12488.8936 | 0 | 31127.3737 | 12866.1911 | 31127.3737 | 12832.6885 | 0 | 31283.0106 | 13172.4381 | 31283.0106 | 13138.768 | 0 | 32.263 | 32.4243 | 32.5865 | 0.0065 | 0.0064677 | 0.0064355 | 0 | 0 | 26.3303 | 0 | 26.3303 | 0 | 0 | 0 | 26.4619 | 0 | 26.4619 | 0 | 0 | 0 | 26.5943 | 0 | 26.5943 | 0 | 0 | 0 | 0 | 0 | 0 | 0 | 526.6059 | 529.2389 | 531.8851 | 0 | 0 | 0 | 526.6059 | 529.2389 | 531.8851 | 0 | 0 | 0 | 0 | 0 | 0 | 26.3303 | 52.7922 | 79.3865 | 0 | 0 | 0 | 26.3303 | 52.7922 | 79.3865 | 0 | 0 | 0 | 960 | -571.8707 | 0.4043 | 960 | -563.1935 | 0.41334 | 960 | -555.7697 | 0.42107 | 0 | 0 | 202.5407 | 0 | 202.5407 | 0 | 0 | 0 | 203.5534 | 0 | 0 | 0 | 0 | 204.5712 | 0 | 0 | 0 | 0 | 0 | 0 | 0 | 0 | 202.5407 | 406.0941 | 610.6653 | 0 | 0 | 0 | 202.5407 | 406.0941 | 610.6653 | 0 | 0 | 0 | 30972.5112 | 12522.2295 | 30972.5112 | 12488.8936 | 0 | 31127.3737 | 12866.1911 | 31127.3737 | 12832.6885 | 0 | 31283.0106 | 13172.4381 | 31283.0106 | 13138.768 | 0 | 32.263 | 32.4243 | 32.5865 | 0.0065 | 0.0064677 | 0.0064355 | 0 | 0 | 26.3303 | 0 | 26.3303 | 0 | 0 | 0 | 26.4619 | 0 | 26.4619 | 0 | 0 | 0 | 26.5943 | 0 | 26.5943 | 0 | 0 | 0 | 0 | 0 | 0 | 0 | 526.6059 | 529.2389 | 531.8851 | 0 | 0 | 0 | 526.6059 | 529.2389 | 531.8851 | 0 | 0 | 0 | 0 | 0 | 0 | 26.3303 | 52.7922 | 79.3865 | 0 | 0 | 0 | 26.3303 | 52.7922 | 79.3865 | 0 | 0 | 0
| 205 | Residential | Single Family | HVAC | Electric | 01-249 | 01-249.01 | Heat Pumps | [01-249]_Residential_HVAC_Mini-split Ductless Heat Pump (DMSHP)_NEEP_v3_NEW_Electric_per unit | HSPF of 7.1 | HSPF of 8.7 | ENGINEER | 337.0352 | 0 | 0 | 0 | 0.28571 | 0 | 358 | 18 | 0.28 | 0.433 | 0.544 | 0.007 | 0.016 | 1 | 1 | New Construction/Installs | 15.1778 | 0.059011 | 6066.6339 | 0 | 0 | 0 | 23.5871 | 370.5041 | 0 | 0 | 0 | 804.1937 | 0 | 0 | 1174.6978 | 218.9302 | 955.7676 | 5.3656 | 370.0743 | 0 | 0 | 0 | 804.615 | 0 | 0 | 1174.6892 | 218.9302 | 955.759 | 5.3656 | 371.0138 | 0 | 0 | 0 | 807.5552 | 0 | 0 | 1178.569 | 218.9302 | 959.6387 | 5.3833 | per unit | 0.004825 | 2038.6245 | 0.03 | 0 | 0 | 0 | 0 | 0 | 0 | 0 | 0 | 0 | 0 | 0 | 0 | 0 | 0 | 0 | 0 | 0 | 0 | 0 | 0 | 0 | 0 | 0 | 0 | 0 | 0 | 0 | 0 | 0 | 0 | 0 | 0 | 0 | 0 | 0 | 0 | 0 | 0 | 0 | 0 | 0 | 0 | 0 | 0 | 0 | 0 | 0 | 0 | 0 | 0 | 0 | 0 | 0 | 0 | 0 | 0 | 0 | 0 | 0 | 0 | 0 | 0 | 0 | 0 | 0 | 0 | 0 | 0 | 102738.1423 | 551254.4599 | 102738.1423 | 349796.6004 | 65261.7437 | 106395.1058 | 570872.196 | 106395.1058 | 365907.0881 | 67584.7351 | 110510.8202 | 594913.8196 | 110510.8202 | 386165.0837 | 70199.136 | 469.2734 | 485.9772 | 504.7764 | 0.22349 | 0.21698 | 0.21066 | 158161.6709 | 0 | 0 | 0 | 582.8435 | 37.5419 | 163791.4345 | 0 | 0 | 0 | 603.5899 | 38.8782 | 170127.4287 | 0 | 0 | 0 | 626.9387 | 40.3821 | 2846910.0769 | 2948245.8217 | 3062293.7172 | 0 | 0 | 0 | 0 | 0 | 0 | 0 | 0 | 0 | 10491.1839 | 10864.6175 | 11284.8968 | 158161.6709 | 76.4201 | 492080.5342 | 0 | 0 | 0 | 0 | 0 | 0 | 0 | 0 | 0 | 582.8435 | 1186.4334 | 1813.3721 | 37.5419 | 76.4201 | 116.8022 | 1 | 1 | 1 | 1 | 1 | 1 | 1 | 268.5 | 906.1978 | 4.375 | 268.5 | 906.1892 | 4.375 | 268.5 | 910.069 | 4.3895 | 0 | 0 | 0 | 0 | 0 | 0 | 0 | 0 | 0 | 0 | 0 | 0 | 0 | 0 | 0 | 0 | 0 | 0 | 0 | 0 | 0 | 0 | 0 | 0 | 0 | 0 | 0 | 0 | 0 | 0 | 0 | 0 | 0 | 0 | 176805.7716 | 773532.0336 | 176805.7716 | 490842.0618 | 58935.2572 | 182552.0146 | 798666.2434 | 182552.0146 | 511914.2982 | 60850.6715 | 188726.8586 | 828408.2673 | 188726.8586 | 537728.89 | 62908.9529 | 658.4945 | 679.8958 | 702.8933 | 0.3136 | 0.30447 | 0.2956 | 221935.8352 | 0 | 0 | 0 | 817.8585 | 52.6796 | 229148.8194 | 0 | 0 | 0 | 844.4392 | 54.3917 | 236899.806 | 0 | 0 | 0 | 873.0024 | 56.2315 | 3994845.0333 | 4124678.749 | 4264196.5081 | 0 | 0 | 0 | 0 | 0 | 0 | 0 | 0 | 0 | 14721.4534 | 15199.9052 | 15714.0438 | 221935.8352 | 107.0712 | 687984.4606 | 0 | 0 | 0 | 0 | 0 | 0 | 0 | 0 | 0 | 817.8585 | 1662.2977 | 2535.3001 | 52.6796 | 107.0712 | 163.3027 | 358 | 816.6978 | 3.2813 | 358 | 816.6892 | 3.2813 | 358 | 820.569 | 3.2921 | 0 | 0 | 0 | 0 | 0 | 0 | 0 | 0 | 0 | 0 | 0 | 0 | 0 | 0 | 0 | 0 | 0 | 0 | 0 | 0 | 0 | 0 | 0 | 0 | 0 | 0 | 0 | 0 | 0 | 0 | 0 | 0 | 0 | 0 | 310388.6106 | 1018471.5594 | 310388.6106 | 646267.5861 | 0 | 319700.269 | 1049018.057 | 319700.269 | 672380.1673 | 0 | 329291.277 | 1084057.212 | 329291.277 | 703673.4232 | 0 | 867.0073 | 893.0175 | 919.808 | 0.4129 | 0.40088 | 0.3892 | 292211.9917 | 0 | 0 | 0 | 1076.8341 | 69.3606 | 300978.3514 | 0 | 0 | 0 | 1109.1391 | 71.4414 | 310007.7019 | 0 | 0 | 0 | 1142.4133 | 73.5846 | 5259815.8498 | 5417610.3253 | 5580138.635 | 0 | 0 | 0 | 0 | 0 | 0 | 0 | 0 | 0 | 19383.0131 | 19964.5035 | 20563.4386 | 292211.9917 | 140.802 | 903198.045 | 0 | 0 | 0 | 0 | 0 | 0 | 0 | 0 | 0 | 1076.8341 | 2185.9731 | 3328.3864 | 69.3606 | 140.802 | 214.3866
| 206 | Residential | Multi-Family | HVAC | Electric | 01-249 | 01-249.02 | Heat Pumps | [01-249]_Residential_HVAC_Mini-split Ductless Heat Pump (DMSHP)_NEEP_v3_NEW_Electric_per unit | HSPF of 7.1 | HSPF of 8.7 | ENGINEER | 224.6901 | 0 | 0 | 0 | 0.19048 | 0 | 358 | 18 | 0.28 | 0.433 | 0.544 | 0.007 | 0.016 | 1 | 1 | New Construction/Installs | 22.7667 | 0.088517 | 4044.4226 | 0 | 0 | 0 | 15.7247 | 247.0028 | 0 | 0 | 0 | 536.1291 | 0 | 0 | 783.1319 | 218.9302 | 564.2016 | 3.5771 | 246.7162 | 0 | 0 | 0 | 536.41 | 0 | 0 | 783.1262 | 218.9302 | 564.1959 | 3.5771 | 247.3425 | 0 | 0 | 0 | 538.3701 | 0 | 0 | 785.7126 | 218.9302 | 566.7824 | 3.5889 | per unit | 0.0056865 | 364.0332 | 0.03 | 0 | 0 | 0 | 0 | 0 | 0 | 0 | 0 | 0 | 0 | 0 | 0 | 0 | 0 | 0 | 0 | 0 | 0 | 0 | 0 | 0 | 0 | 0 | 0 | 0 | 0 | 0 | 0 | 0 | 0 | 0 | 0 | 0 | 0 | 0 | 0 | 0 | 0 | 0 | 0 | 0 | 0 | 0 | 0 | 0 | 0 | 0 | 0 | 0 | 0 | 0 | 0 | 0 | 0 | 0 | 0 | 0 | 0 | 0 | 0 | 0 | 0 | 0 | 0 | 0 | 0 | 0 | 0 | 6556.1688 | 23451.967 | 6556.1688 | 14881.3641 | 4164.6364 | 6850.6297 | 24505.0999 | 6850.6297 | 15706.8251 | 4351.6851 | 7217.2969 | 25901.9565 | 7217.2969 | 16813.244 | 4584.6009 | 29.9464 | 31.2914 | 32.9662 | 0.079867 | 0.077541 | 0.075282 | 6728.6572 | 0 | 0 | 0 | 24.7959 | 1.5971 | 7030.8652 | 0 | 0 | 0 | 25.9095 | 1.6689 | 7407.1792 | 0 | 0 | 0 | 27.2963 | 1.7582 | 121115.8295 | 126555.5738 | 133329.2252 | 0 | 0 | 0 | 0 | 0 | 0 | 0 | 0 | 0 | 446.3255 | 466.3715 | 491.3332 | 6728.6572 | 3.266 | 21166.7016 | 0 | 0 | 0 | 0 | 0 | 0 | 0 | 0 | 0 | 24.7959 | 50.7054 | 78.0017 | 1.5971 | 3.266 | 5.0242 | 1 | 1 | 1 | 1 | 1 | 1 | 1 | 268.5 | 514.6319 | 2.9167 | 268.5 | 514.6262 | 2.9167 | 268.5 | 517.2126 | 2.9263 | 0 | 0 | 0 | 0 | 0 | 0 | 0 | 0 | 0 | 0 | 0 | 0 | 0 | 0 | 0 | 0 | 0 | 0 | 0 | 0 | 0 | 0 | 0 | 0 | 0 | 0 | 0 | 0 | 0 | 0 | 0 | 0 | 0 | 0 | 22923.4488 | 66860.6452 | 22923.4488 | 42426.1899 | 7641.1496 | 23733.2659 | 69222.1276 | 23733.2659 | 44368.7174 | 7911.0886 | 24645.5493 | 72120.3716 | 24645.5493 | 46814.124 | 8215.1831 | 85.376 | 88.3921 | 91.7898 | 0.2277 | 0.22107 | 0.21463 | 19183.1398 | 0 | 0 | 0 | 70.692 | 4.5534 | 19860.8229 | 0 | 0 | 0 | 73.1894 | 4.7142 | 20624.2534 | 0 | 0 | 0 | 76.0027 | 4.8955 | 345296.5163 | 357494.8124 | 371236.5615 | 0 | 0 | 0 | 0 | 0 | 0 | 0 | 0 | 0 | 1272.4565 | 1317.4086 | 1368.0485 | 19183.1398 | 9.2676 | 59668.2161 | 0 | 0 | 0 | 0 | 0 | 0 | 0 | 0 | 0 | 70.692 | 143.8814 | 219.8841 | 4.5534 | 9.2676 | 14.1631 | 358 | 425.1319 | 2.1875 | 358 | 425.1262 | 2.1875 | 358 | 427.7126 | 2.1947 | 0 | 0 | 0 | 0 | 0 | 0 | 0 | 0 | 0 | 0 | 0 | 0 | 0 | 0 | 0 | 0 | 0 | 0 | 0 | 0 | 0 | 0 | 0 | 0 | 0 | 0 | 0 | 0 | 0 | 0 | 0 | 0 | 0 | 0 | 52073.3858 | 113911.5302 | 52073.3858 | 72282.1653 | 0 | 53635.5873 | 117328.0206 | 53635.5873 | 75202.7418 | 0 | 55244.6549 | 121246.9948 | 55244.6549 | 78702.7538 | 0 | 145.4564 | 149.8201 | 154.3147 | 0.38793 | 0.37663 | 0.36566 | 32682.6162 | 0 | 0 | 0 | 120.4391 | 7.7577 | 33663.0947 | 0 | 0 | 0 | 124.0523 | 7.9904 | 34672.9876 | 0 | 0 | 0 | 127.7739 | 8.2301 | 588287.092 | 605935.7048 | 624113.7759 | 0 | 0 | 0 | 0 | 0 | 0 | 0 | 0 | 0 | 2167.9041 | 2232.9412 | 2299.9295 | 32682.6162 | 15.7481 | 101018.6985 | 0 | 0 | 0 | 0 | 0 | 0 | 0 | 0 | 0 | 120.4391 | 244.4914 | 372.2653 | 7.7577 | 15.7481 | 23.9782
| 207 | Residential | Low Income | HVAC | Electric | 01-249 | 01-249.03 | Heat Pumps | [01-249]_Residential_HVAC_Mini-split Ductless Heat Pump (DMSHP)_NEEP_v3_NEW_Electric_per unit | HSPF of 7.1 | HSPF of 8.7 | ENGINEER | 337.0352 | 0 | 0 | 0 | 0.28571 | 0 | 358 | 18 | 0.28 | 0.433 | 0.544 | 0.007 | 0.016 | 0.87 | 1 | New Construction/Installs | 17.4458 | 0.067829 | 5277.9715 | 0 | 0 | 0 | 20.5208 | 322.3386 | 0 | 0 | 0 | 804.1937 | 0 | 0 | 1351.8387 | 358 | 993.8387 | 3.7761 | 321.9646 | 0 | 0 | 0 | 804.615 | 0 | 0 | 1351.8955 | 358 | 993.8955 | 3.7762 | 322.782 | 0 | 0 | 0 | 807.5552 | 0 | 0 | 1356.4046 | 358 | 998.4046 | 3.7888 | per unit | 0.006 | 921.8462 | 0.03 | 0 | 0 | 0 | 0 | 0 | 0 | 0 | 0 | 0 | 0 | 0 | 0 | 0 | 0 | 0 | 0 | 0 | 0 | 0 | 0 | 0 | 0 | 0 | 0 | 0 | 0 | 0 | 0 | 0 | 0 | 0 | 0 | 0 | 0 | 0 | 0 | 0 | 0 | 0 | 0 | 0 | 0 | 0 | 0 | 0 | 0 | 0 | 0 | 0 | 0 | 0 | 0 | 0 | 0 | 0 | 0 | 0 | 0 | 0 | 0 | 0 | 0 | 0 | 0 | 0 | 0 | 0 | 0 | 20395.295 | 77014.3835 | 20395.295 | 27132.4186 | 0 | 21007.1538 | 79328.1469 | 21007.1538 | 28228.7098 | 0 | 21637.3684 | 81980.5208 | 21637.3684 | 29542.5026 | 0 | 56.9701 | 58.6792 | 60.4396 | 0.06 | 0.058252 | 0.056556 | 16704.8085 | 0 | 0 | 0 | 61.5591 | 4.5576 | 17205.9527 | 0 | 0 | 0 | 63.4059 | 4.6943 | 17722.1313 | 0 | 0 | 0 | 65.308 | 4.8352 | 300686.5523 | 309707.1489 | 318998.3634 | 0 | 0 | 0 | 0 | 0 | 0 | 0 | 0 | 0 | 1108.0638 | 1141.3057 | 1175.5449 | 16704.8085 | 9.2519 | 51632.8925 | 0 | 0 | 0 | 0 | 0 | 0 | 0 | 0 | 0 | 61.5591 | 124.965 | 190.273 | 4.5576 | 9.2519 | 14.0871 | 1 | 1 | 1 | 1 | 1 | 1 | 1 | 358 | 993.8387 | 3.7761 | 358 | 993.8955 | 3.7762 | 358 | 998.4046 | 3.7888 | 0 | 0 | 0 | 0 | 0 | 0 | 0 | 0 | 0 | 0 | 0 | 0 | 0 | 0 | 0 | 0 | 0 | 0 | 0 | 0 | 0 | 0 | 0 | 0 | 0 | 0 | 0 | 0 | 0 | 0 | 0 | 0 | 0 | 0 | 20395.295 | 77014.3835 | 20395.295 | 27132.4186 | 0 | 21007.1538 | 79328.1469 | 21007.1538 | 28228.7098 | 0 | 21637.3684 | 81980.5208 | 21637.3684 | 29542.5026 | 0 | 56.9701 | 58.6792 | 60.4396 | 0.06 | 0.058252 | 0.056556 | 16704.8085 | 0 | 0 | 0 | 61.5591 | 4.5576 | 17205.9527 | 0 | 0 | 0 | 63.4059 | 4.6943 | 17722.1313 | 0 | 0 | 0 | 65.308 | 4.8352 | 300686.5523 | 309707.1489 | 318998.3634 | 0 | 0 | 0 | 0 | 0 | 0 | 0 | 0 | 0 | 1108.0638 | 1141.3057 | 1175.5449 | 16704.8085 | 9.2519 | 51632.8925 | 0 | 0 | 0 | 0 | 0 | 0 | 0 | 0 | 0 | 61.5591 | 124.965 | 190.273 | 4.5576 | 9.2519 | 14.0871 | 358 | 993.8387 | 3.7761 | 358 | 993.8955 | 3.7762 | 358 | 998.4046 | 3.7888 | 0 | 0 | 0 | 0 | 0 | 0 | 0 | 0 | 0 | 0 | 0 | 0 | 0 | 0 | 0 | 0 | 0 | 0 | 0 | 0 | 0 | 0 | 0 | 0 | 0 | 0 | 0 | 0 | 0 | 0 | 0 | 0 | 0 | 0 | 20395.295 | 77014.3835 | 20395.295 | 27132.4186 | 0 | 21007.1538 | 79328.1469 | 21007.1538 | 28228.7098 | 0 | 21637.3684 | 81980.5208 | 21637.3684 | 29542.5026 | 0 | 56.9701 | 58.6792 | 60.4396 | 0.06 | 0.058252 | 0.056556 | 16704.8085 | 0 | 0 | 0 | 61.5591 | 4.5576 | 17205.9527 | 0 | 0 | 0 | 63.4059 | 4.6943 | 17722.1313 | 0 | 0 | 0 | 65.308 | 4.8352 | 300686.5523 | 309707.1489 | 318998.3634 | 0 | 0 | 0 | 0 | 0 | 0 | 0 | 0 | 0 | 1108.0638 | 1141.3057 | 1175.5449 | 16704.8085 | 9.2519 | 51632.8925 | 0 | 0 | 0 | 0 | 0 | 0 | 0 | 0 | 0 | 61.5591 | 124.965 | 190.273 | 4.5576 | 9.2519 | 14.0871
| 208 | Residential | Single Family | HVAC | Electric | 01-250 | 01-250.01 | Heat Pumps | [01-250]_Residential_HVAC_Mini-split Ductless Heat Pump (DMSHP)_NEEP_v4_NEW_Electric_per unit | HSPF of 7.1 | HSPF of 10.4 | ENGINEER | 581.388 | 0 | 0 | 0 | 0.46753 | 0 | 601.7264 | 18 | 0.28 | 0.433 | 0.544 | 0.007 | 0.016 | 1 | 1 | New Construction/Installs | 14.7888 | 0.057499 | 10464.9831 | 0 | 0 | 0 | 40.6879 | 639.1221 | 0 | 0 | 0 | 1315.9533 | 0 | 0 | 1955.0753 | 367.9779 | 1587.0974 | 5.313 | 638.3805 | 0 | 0 | 0 | 1316.6427 | 0 | 0 | 1955.0232 | 367.9779 | 1587.0453 | 5.3129 | 640.0012 | 0 | 0 | 0 | 1321.454 | 0 | 0 | 1961.4551 | 367.9779 | 1593.4772 | 5.3304 | per unit | 0.004825 | 2038.6245 | 1 | 2370463.4984 | 0 | 0 | 0 | 8735.4247 | 533.749 | 4740926.9968 | 0 | 0 | 0 | 1067.4979 | 9481853.9937 | 0 | 0 | 0 | 2134.9959 | 2370463.4984 | 7111390.4952 | 16593244.4889 | 0 | 0 | 0 | 0 | 0 | 0 | 0 | 0 | 0 | 8735.4247 | 26206.274 | 61147.9726 | 533.749 | 1601.2469 | 3736.2428 | 2370463.4984 | 0 | 0 | 0 | 8735.4247 | 533.749 | 4740926.9968 | 0 | 0 | 0 | 1067.4979 | 9481853.9937 | 0 | 0 | 0 | 2134.9959 | 2370463.4984 | 1601.2469 | 16593244.4889 | 0 | 0 | 0 | 0 | 0 | 0 | 0 | 0 | 0 | 8735.4247 | 26206.274 | 61147.9726 | 533.749 | 1601.2469 | 3736.2428 | 195763.7502 | 1040097.4141 | 195763.7502 | 684054.7913 | 124353.8515 | 395390.9903 | 2100665.6375 | 395390.9903 | 1395566.9568 | 251161.885 | 803229.1957 | 4281501.6204 | 803229.1957 | 2880596.4683 | 510230.5409 | 531.9986 | 1074.4965 | 2182.819 | 0.13048 | 0.06524 | 0.03262 | 309297.5995 | 0 | 0 | 0 | 1139.7964 | 69.6435 | 624699.3328 | 0 | 0 | 0 | 2302.0873 | 140.6614 | 1269064.6852 | 0 | 0 | 0 | 4676.6461 | 285.7509 | 5567356.7902 | 11244587.991 | 22843164.3344 | 0 | 0 | 0 | 0 | 0 | 0 | 0 | 0 | 0 | 20516.3361 | 41437.5717 | 84179.6303 | 309297.5995 | 210.3048 | 2203061.6175 | 0 | 0 | 0 | 0 | 0 | 0 | 0 | 0 | 0 | 1139.7964 | 3441.8838 | 8118.5299 | 69.6435 | 210.3048 | 496.0557 | 1 | 1 | 1 | 1 | 1 | 1 | 1 | 451.2948 | 1503.7806 | 4.3321 | 451.2948 | 1503.7284 | 4.332 | 451.2948 | 1510.1604 | 4.3463 | 2370463.4984 | 0 | 0 | 0 | 8735.4247 | 533.749 | 4740926.9968 | 0 | 0 | 0 | 1067.4979 | 9481853.9937 | 0 | 0 | 0 | 2134.9959 | 2370463.4984 | 1601.2469 | 16593244.4889 | 0 | 0 | 0 | 0 | 0 | 0 | 0 | 0 | 0 | 8735.4247 | 26206.274 | 61147.9726 | 533.749 | 1601.2469 | 3736.2428 | 469761.9911 | 2035078.065 | 469761.9911 | 1338437.0369 | 156587.3304 | 943220.9889 | 4086063.1736 | 943220.9889 | 2714556.1133 | 314406.9963 | 1898087.5014 | 8249627.0335 | 1898087.5014 | 5550353.265 | 632695.8338 | 1040.9205 | 2090.0331 | 4205.8709 | 0.2553 | 0.12765 | 0.063825 | 605178.6608 | 0 | 0 | 0 | 2230.1514 | 136.266 | 1215120.0519 | 0 | 0 | 0 | 4477.8541 | 273.6043 | 2445242.6422 | 0 | 0 | 0 | 9010.9942 | 550.5867 | 10893215.8947 | 21872160.9342 | 44014367.5593 | 0 | 0 | 0 | 0 | 0 | 0 | 0 | 0 | 0 | 40142.726 | 80601.3736 | 162197.8959 | 605178.6608 | 409.8703 | 4265541.3549 | 0 | 0 | 0 | 0 | 0 | 0 | 0 | 0 | 0 | 2230.1514 | 6708.0055 | 15718.9997 | 136.266 | 409.8703 | 960.457 | 601.7264 | 1353.349 | 3.2491 | 601.7264 | 1353.2968 | 3.249 | 601.7264 | 1359.7288 | 3.2597 | 2370463.4984 | 0 | 0 | 0 | 8735.4247 | 533.749 | 4740926.9968 | 0 | 0 | 0 | 1067.4979 | 9481853.9937 | 0 | 0 | 0 | 2134.9959 | 2370463.4984 | 1601.2469 | 16593244.4889 | 0 | 0 | 0 | 0 | 0 | 0 | 0 | 0 | 0 | 8735.4247 | 26206.274 | 61147.9726 | 533.749 | 1601.2469 | 3736.2428 | 949698.6698 | 3085675.7805 | 949698.6698 | 2029397.7021 | 0 | 1899397.3395 | 6171187.0378 | 1899397.3395 | 4099797.969 | 0 | 3798794.6791 | 12382979.943 | 3798794.6791 | 8331275.2053 | 0 | 1578.29 | 3156.5799 | 6313.1599 | 0.3871 | 0.19355 | 0.096774 | 917598.7736 | 0 | 0 | 0 | 3381.4547 | 206.6125 | 1835197.5472 | 0 | 0 | 0 | 6762.9094 | 413.225 | 3670395.0943 | 0 | 0 | 0 | 13525.8188 | 826.45 | 16516777.9244 | 33033555.8489 | 66067111.6977 | 0 | 0 | 0 | 0 | 0 | 0 | 0 | 0 | 0 | 60866.1847 | 121732.3694 | 243464.7389 | 917598.7736 | 619.8375 | 6423191.4151 | 0 | 0 | 0 | 0 | 0 | 0 | 0 | 0 | 0 | 3381.4547 | 10144.3641 | 23670.1829 | 206.6125 | 619.8375 | 1446.2875
| 209 | Residential | Multi-Family | HVAC | Electric | 01-250 | 01-250.02 | Heat Pumps | [01-250]_Residential_HVAC_Mini-split Ductless Heat Pump (DMSHP)_NEEP_v4_NEW_Electric_per unit | HSPF of 7.1 | HSPF of 10.4 | ENGINEER | 387.592 | 0 | 0 | 0 | 0.31169 | 0 | 601.7264 | 18 | 0.28 | 0.433 | 0.544 | 0.007 | 0.016 | 1 | 1 | New Construction/Installs | 22.1833 | 0.086249 | 6976.6554 | 0 | 0 | 0 | 27.1252 | 426.0814 | 0 | 0 | 0 | 877.3022 | 0 | 0 | 1303.3835 | 367.9779 | 935.4056 | 3.542 | 425.587 | 0 | 0 | 0 | 877.7618 | 0 | 0 | 1303.3488 | 367.9779 | 935.3709 | 3.5419 | 426.6675 | 0 | 0 | 0 | 880.9693 | 0 | 0 | 1307.6368 | 367.9779 | 939.6588 | 3.5536 | per unit | 0.0056865 | 364.0332 | 1 | 282192.7186 | 0 | 0 | 0 | 1039.9119 | 63.5403 | 564385.4371 | 0 | 0 | 0 | 127.0807 | 1128770.8742 | 0 | 0 | 0 | 254.1614 | 282192.7186 | 846578.1557 | 1975349.0299 | 0 | 0 | 0 | 0 | 0 | 0 | 0 | 0 | 0 | 1039.9119 | 3119.7357 | 7279.3834 | 63.5403 | 190.621 | 444.7824 | 282192.7186 | 0 | 0 | 0 | 1039.9119 | 63.5403 | 564385.4371 | 0 | 0 | 0 | 127.0807 | 1128770.8742 | 0 | 0 | 0 | 254.1614 | 282192.7186 | 190.621 | 1975349.0299 | 0 | 0 | 0 | 0 | 0 | 0 | 0 | 0 | 0 | 1039.9119 | 3119.7357 | 7279.3834 | 63.5403 | 190.621 | 444.7824 | 9406.9312 | 33319.4981 | 9406.9312 | 21913.6804 | 5975.5094 | 19165.2774 | 67881.9036 | 19165.2774 | 45097.0111 | 12174.246 | 39474.1407 | 140274.2813 | 39474.1407 | 94376.6078 | 25074.9254 | 25.5638 | 52.0827 | 107.2731 | 0.035112 | 0.017556 | 0.008778 | 9908.3419 | 0 | 0 | 0 | 36.5134 | 2.231 | 20186.8299 | 0 | 0 | 0 | 74.3907 | 4.5454 | 41578.2014 | 0 | 0 | 0 | 153.2203 | 9.362 | 178350.154 | 363362.9381 | 748407.6251 | 0 | 0 | 0 | 0 | 0 | 0 | 0 | 0 | 0 | 657.2404 | 1339.0333 | 2757.9663 | 9908.3419 | 6.7764 | 71673.3732 | 0 | 0 | 0 | 0 | 0 | 0 | 0 | 0 | 0 | 36.5134 | 110.9041 | 264.1244 | 2.231 | 6.7764 | 16.1384 | 1 | 1 | 1 | 1 | 1 | 1 | 1 | 451.2948 | 852.0888 | 2.8881 | 451.2948 | 852.054 | 2.888 | 451.2948 | 856.342 | 2.8975 | 282192.7186 | 0 | 0 | 0 | 1039.9119 | 63.5403 | 564385.4371 | 0 | 0 | 0 | 127.0807 | 1128770.8742 | 0 | 0 | 0 | 254.1614 | 282192.7186 | 190.621 | 1975349.0299 | 0 | 0 | 0 | 0 | 0 | 0 | 0 | 0 | 0 | 1039.9119 | 3119.7357 | 7279.3834 | 63.5403 | 190.621 | 444.7824 | 44367.3927 | 128137.3821 | 44367.3927 | 84273.8276 | 14789.1309 | 89595.2444 | 258752.9562 | 89595.2444 | 171901.2627 | 29865.0815 | 181896.7902 | 527050.0532 | 181896.7902 | 354599.5439 | 60632.2634 | 98.3113 | 198.5293 | 403.0554 | 0.13503 | 0.067515 | 0.033758 | 38104.6853 | 0 | 0 | 0 | 140.4201 | 8.5799 | 76948.3711 | 0 | 0 | 0 | 283.5634 | 17.3262 | 156221.0339 | 0 | 0 | 0 | 575.6921 | 35.1757 | 685884.3361 | 1385070.6802 | 2811978.6107 | 0 | 0 | 0 | 0 | 0 | 0 | 0 | 0 | 0 | 2527.5609 | 5104.1413 | 10362.4575 | 38104.6853 | 25.9061 | 271274.0904 | 0 | 0 | 0 | 0 | 0 | 0 | 0 | 0 | 0 | 140.4201 | 423.9835 | 999.6755 | 8.5799 | 25.9061 | 61.0818 | 601.7264 | 701.6572 | 2.1661 | 601.7264 | 701.6224 | 2.166 | 601.7264 | 705.9104 | 2.1731 | 282192.7186 | 0 | 0 | 0 | 1039.9119 | 63.5403 | 564385.4371 | 0 | 0 | 0 | 127.0807 | 1128770.8742 | 0 | 0 | 0 | 254.1614 | 282192.7186 | 190.621 | 1975349.0299 | 0 | 0 | 0 | 0 | 0 | 0 | 0 | 0 | 0 | 1039.9119 | 3119.7357 | 7279.3834 | 63.5403 | 190.621 | 444.7824 | 158621.2503 | 343585.2978 | 158621.2503 | 225970.3428 | 0 | 317242.5007 | 687152.2763 | 317242.5007 | 456506.2587 | 0 | 634485.0014 | 1378825.954 | 634485.0014 | 927674.8033 | 0 | 263.6103 | 527.2206 | 1054.4411 | 0.36207 | 0.18103 | 0.090517 | 102173.2257 | 0 | 0 | 0 | 376.5198 | 23.006 | 204346.4514 | 0 | 0 | 0 | 753.0397 | 46.012 | 408692.9027 | 0 | 0 | 0 | 1506.0793 | 92.024 | 1839118.0623 | 3678236.1247 | 7356472.2493 | 0 | 0 | 0 | 0 | 0 | 0 | 0 | 0 | 0 | 6777.357 | 13554.7139 | 27109.4278 | 102173.2257 | 69.018 | 715212.5798 | 0 | 0 | 0 | 0 | 0 | 0 | 0 | 0 | 0 | 376.5198 | 1129.5595 | 2635.6388 | 23.006 | 69.018 | 161.0419
| 210 | Residential | Low Income | HVAC | Electric | 01-250 | 01-250.03 | Heat Pumps | [01-250]_Residential_HVAC_Mini-split Ductless Heat Pump (DMSHP)_NEEP_v4_NEW_Electric_per unit | HSPF of 7.1 | HSPF of 10.4 | ENGINEER | 581.388 | 0 | 0 | 0 | 0.46753 | 0 | 601.7264 | 18 | 0.28 | 0.433 | 0.544 | 0.007 | 0.016 | 0.87 | 1 | New Construction/Installs | 16.9987 | 0.066091 | 9104.5353 | 0 | 0 | 0 | 35.3984 | 556.0362 | 0 | 0 | 0 | 1315.9533 | 0 | 0 | 2246.3873 | 601.7264 | 1644.661 | 3.7332 | 555.3911 | 0 | 0 | 0 | 1316.6427 | 0 | 0 | 2246.4405 | 601.7264 | 1644.7141 | 3.7333 | 556.801 | 0 | 0 | 0 | 1321.454 | 0 | 0 | 2253.906 | 601.7264 | 1652.1796 | 3.7457 | per unit | 0.006 | 921.8462 | 1 | 932553.5157 | 0 | 0 | 0 | 3436.5646 | 241.3561 | 1865107.0314 | 0 | 0 | 0 | 482.7122 | 3730214.0629 | 0 | 0 | 0 | 965.4244 | 932553.5157 | 2797660.5472 | 6527874.61 | 0 | 0 | 0 | 0 | 0 | 0 | 0 | 0 | 0 | 3436.5646 | 10309.6938 | 24055.9523 | 241.3561 | 724.0683 | 1689.4927 | 932553.5157 | 0 | 0 | 0 | 3436.5646 | 241.3561 | 1865107.0314 | 0 | 0 | 0 | 482.7122 | 3730214.0629 | 0 | 0 | 0 | 965.4244 | 932553.5157 | 724.0683 | 6527874.61 | 0 | 0 | 0 | 0 | 0 | 0 | 0 | 0 | 0 | 3436.5646 | 10309.6938 | 24055.9523 | 241.3561 | 724.0683 | 1689.4927 | 66563.9011 | 248498.8473 | 66563.9011 | 90880.775 | 0 | 133127.8022 | 497009.4497 | 133127.8022 | 183597.7328 | 0 | 266255.6044 | 997322.2842 | 266255.6044 | 373092.3451 | 0 | 110.6215 | 221.2431 | 442.4862 | 0.06 | 0.03 | 0.015 | 55953.2109 | 0 | 0 | 0 | 206.1939 | 14.4814 | 111906.4219 | 0 | 0 | 0 | 412.3878 | 28.9627 | 223812.8438 | 0 | 0 | 0 | 824.7755 | 57.9255 | 1007157.797 | 2014315.594 | 4028631.1879 | 0 | 0 | 0 | 0 | 0 | 0 | 0 | 0 | 0 | 3711.4898 | 7422.9796 | 14845.9591 | 55953.2109 | 43.4441 | 391672.4766 | 0 | 0 | 0 | 0 | 0 | 0 | 0 | 0 | 0 | 206.1939 | 618.5816 | 1443.3571 | 14.4814 | 43.4441 | 101.3696 | 1 | 1 | 1 | 1 | 1 | 1 | 1 | 601.7264 | 1644.661 | 3.7332 | 601.7264 | 1644.7141 | 3.7333 | 601.7264 | 1652.1796 | 3.7457 | 932553.5157 | 0 | 0 | 0 | 3436.5646 | 241.3561 | 1865107.0314 | 0 | 0 | 0 | 482.7122 | 3730214.0629 | 0 | 0 | 0 | 965.4244 | 932553.5157 | 724.0683 | 6527874.61 | 0 | 0 | 0 | 0 | 0 | 0 | 0 | 0 | 0 | 3436.5646 | 10309.6938 | 24055.9523 | 241.3561 | 724.0683 | 1689.4927 | 66563.9011 | 248498.8473 | 66563.9011 | 90880.775 | 0 | 133127.8022 | 497009.4497 | 133127.8022 | 183597.7328 | 0 | 266255.6044 | 997322.2842 | 266255.6044 | 373092.3451 | 0 | 110.6215 | 221.2431 | 442.4862 | 0.06 | 0.03 | 0.015 | 55953.2109 | 0 | 0 | 0 | 206.1939 | 14.4814 | 111906.4219 | 0 | 0 | 0 | 412.3878 | 28.9627 | 223812.8438 | 0 | 0 | 0 | 824.7755 | 57.9255 | 1007157.797 | 2014315.594 | 4028631.1879 | 0 | 0 | 0 | 0 | 0 | 0 | 0 | 0 | 0 | 3711.4898 | 7422.9796 | 14845.9591 | 55953.2109 | 43.4441 | 391672.4766 | 0 | 0 | 0 | 0 | 0 | 0 | 0 | 0 | 0 | 206.1939 | 618.5816 | 1443.3571 | 14.4814 | 43.4441 | 101.3696 | 601.7264 | 1644.661 | 3.7332 | 601.7264 | 1644.7141 | 3.7333 | 601.7264 | 1652.1796 | 3.7457 | 932553.5157 | 0 | 0 | 0 | 3436.5646 | 241.3561 | 1865107.0314 | 0 | 0 | 0 | 482.7122 | 3730214.0629 | 0 | 0 | 0 | 965.4244 | 932553.5157 | 724.0683 | 6527874.61 | 0 | 0 | 0 | 0 | 0 | 0 | 0 | 0 | 0 | 3436.5646 | 10309.6938 | 24055.9523 | 241.3561 | 724.0683 | 1689.4927 | 66563.9011 | 248498.8473 | 66563.9011 | 90880.775 | 0 | 133127.8022 | 497009.4497 | 133127.8022 | 183597.7328 | 0 | 266255.6044 | 997322.2842 | 266255.6044 | 373092.3451 | 0 | 110.6215 | 221.2431 | 442.4862 | 0.06 | 0.03 | 0.015 | 55953.2109 | 0 | 0 | 0 | 206.1939 | 14.4814 | 111906.4219 | 0 | 0 | 0 | 412.3878 | 28.9627 | 223812.8438 | 0 | 0 | 0 | 824.7755 | 57.9255 | 1007157.797 | 2014315.594 | 4028631.1879 | 0 | 0 | 0 | 0 | 0 | 0 | 0 | 0 | 0 | 3711.4898 | 7422.9796 | 14845.9591 | 55953.2109 | 43.4441 | 391672.4766 | 0 | 0 | 0 | 0 | 0 | 0 | 0 | 0 | 0 | 206.1939 | 618.5816 | 1443.3571 | 14.4814 | 43.4441 | 101.3696
| 211 | Residential | Single Family | HVAC | Electric | 01-181 | 01-181.01 | Heat Pumps | [01-181]_Residential_HVAC_Mini-split Ductless Heat Pump (DMSHP)_NEEP_v3_ROB_Electric_per unit | HSPF of 7.1 | HSPF of 8.7 | ENGINEER | 337.0352 | 0 | 0 | 0 | 0.28571 | 0 | 358 | 18 | 0.28 | 0.433 | 0.544 | 0.007 | 0.016 | 1 | 1 | Replace on Burnout | 15.1778 | 0.059011 | 6066.6339 | 0 | 0 | 0 | 23.5871 | 370.5041 | 0 | 0 | 0 | 804.1937 | 0 | 0 | 1174.6978 | 218.9302 | 955.7676 | 5.3656 | 370.0743 | 0 | 0 | 0 | 804.615 | 0 | 0 | 1174.6892 | 218.9302 | 955.759 | 5.3656 | 371.0138 | 0 | 0 | 0 | 807.5552 | 0 | 0 | 1178.569 | 218.9302 | 959.6387 | 5.3833 | per unit | 0.004825 | 2038.6245 | 0.03 | 0 | 0 | 0 | 0 | 0 | 0 | 0 | 0 | 0 | 0 | 0 | 0 | 0 | 0 | 0 | 0 | 0 | 0 | 0 | 0 | 0 | 0 | 0 | 0 | 0 | 0 | 0 | 0 | 0 | 0 | 0 | 0 | 0 | 0 | 0 | 0 | 0 | 0 | 0 | 0 | 0 | 0 | 0 | 0 | 0 | 0 | 0 | 0 | 0 | 0 | 0 | 0 | 0 | 0 | 0 | 0 | 0 | 0 | 0 | 0 | 0 | 0 | 0 | 0 | 0 | 0 | 0 | 0 | 5707.6746 | 30625.2478 | 5707.6746 | 19433.1445 | 3625.6524 | 5910.8392 | 31715.122 | 5910.8392 | 20328.1716 | 3754.7075 | 6139.49 | 33050.7678 | 6139.49 | 21453.6158 | 3899.952 | 26.0707 | 26.9987 | 28.0431 | 0.012416 | 0.012054 | 0.011703 | 8786.7595 | 0 | 0 | 0 | 32.3802 | 2.0857 | 9099.5241 | 0 | 0 | 0 | 33.5328 | 2.1599 | 9451.5238 | 0 | 0 | 0 | 34.8299 | 2.2435 | 158161.6709 | 163791.4345 | 170127.4287 | 0 | 0 | 0 | 0 | 0 | 0 | 0 | 0 | 0 | 582.8435 | 603.5899 | 626.9387 | 8786.7595 | 4.2456 | 27337.8075 | 0 | 0 | 0 | 0 | 0 | 0 | 0 | 0 | 0 | 32.3802 | 65.913 | 100.7429 | 2.0857 | 4.2456 | 6.489 | 1 | 1 | 1 | 1 | 1 | 1 | 1 | 268.5 | 906.1978 | 4.375 | 268.5 | 906.1892 | 4.375 | 268.5 | 910.069 | 4.3895 | 0 | 0 | 0 | 0 | 0 | 0 | 0 | 0 | 0 | 0 | 0 | 0 | 0 | 0 | 0 | 0 | 0 | 0 | 0 | 0 | 0 | 0 | 0 | 0 | 0 | 0 | 0 | 0 | 0 | 0 | 0 | 0 | 0 | 0 | 9822.5429 | 42974.0019 | 9822.5429 | 27269.0034 | 3274.181 | 10141.7786 | 44370.3469 | 10141.7786 | 28439.6832 | 3380.5929 | 10484.8255 | 46022.6815 | 10484.8255 | 29873.8272 | 3494.9418 | 36.583 | 37.772 | 39.0496 | 0.017422 | 0.016915 | 0.016422 | 12329.7686 | 0 | 0 | 0 | 45.4366 | 2.9266 | 12730.49 | 0 | 0 | 0 | 46.9133 | 3.0218 | 13161.1003 | 0 | 0 | 0 | 48.5001 | 3.124 | 221935.8352 | 229148.8194 | 236899.806 | 0 | 0 | 0 | 0 | 0 | 0 | 0 | 0 | 0 | 817.8585 | 844.4392 | 873.0024 | 12329.7686 | 5.9484 | 38221.3589 | 0 | 0 | 0 | 0 | 0 | 0 | 0 | 0 | 0 | 45.4366 | 92.3499 | 140.85 | 2.9266 | 5.9484 | 9.0724 | 358 | 816.6978 | 3.2813 | 358 | 816.6892 | 3.2813 | 358 | 820.569 | 3.2921 | 0 | 0 | 0 | 0 | 0 | 0 | 0 | 0 | 0 | 0 | 0 | 0 | 0 | 0 | 0 | 0 | 0 | 0 | 0 | 0 | 0 | 0 | 0 | 0 | 0 | 0 | 0 | 0 | 0 | 0 | 0 | 0 | 0 | 0 | 17243.8117 | 56581.7533 | 17243.8117 | 35903.7548 | 0 | 17761.1261 | 58278.7809 | 17761.1261 | 37354.4537 | 0 | 18293.9598 | 60225.4007 | 18293.9598 | 39092.968 | 0 | 48.1671 | 49.6121 | 51.1004 | 0.022939 | 0.022271 | 0.021622 | 16233.9995 | 0 | 0 | 0 | 59.8241 | 3.8534 | 16721.0195 | 0 | 0 | 0 | 61.6188 | 3.969 | 17222.6501 | 0 | 0 | 0 | 63.4674 | 4.088 | 292211.9917 | 300978.3514 | 310007.7019 | 0 | 0 | 0 | 0 | 0 | 0 | 0 | 0 | 0 | 1076.8341 | 1109.1391 | 1142.4133 | 16233.9995 | 7.8223 | 50177.6692 | 0 | 0 | 0 | 0 | 0 | 0 | 0 | 0 | 0 | 59.8241 | 121.443 | 184.9104 | 3.8534 | 7.8223 | 11.9104
| 212 | Residential | Multi-Family | HVAC | Electric | 01-181 | 01-181.02 | Heat Pumps | [01-181]_Residential_HVAC_Mini-split Ductless Heat Pump (DMSHP)_NEEP_v3_ROB_Electric_per unit | HSPF of 7.1 | HSPF of 8.7 | ENGINEER | 224.6901 | 0 | 0 | 0 | 0.19048 | 0 | 358 | 18 | 0.28 | 0.433 | 0.544 | 0.007 | 0.016 | 1 | 1 | Replace on Burnout | 22.7667 | 0.088517 | 4044.4226 | 0 | 0 | 0 | 15.7247 | 247.0028 | 0 | 0 | 0 | 536.1291 | 0 | 0 | 783.1319 | 218.9302 | 564.2016 | 3.5771 | 246.7162 | 0 | 0 | 0 | 536.41 | 0 | 0 | 783.1262 | 218.9302 | 564.1959 | 3.5771 | 247.3425 | 0 | 0 | 0 | 538.3701 | 0 | 0 | 785.7126 | 218.9302 | 566.7824 | 3.5889 | per unit | 0.0056865 | 364.0332 | 0.03 | 0 | 0 | 0 | 0 | 0 | 0 | 0 | 0 | 0 | 0 | 0 | 0 | 0 | 0 | 0 | 0 | 0 | 0 | 0 | 0 | 0 | 0 | 0 | 0 | 0 | 0 | 0 | 0 | 0 | 0 | 0 | 0 | 0 | 0 | 0 | 0 | 0 | 0 | 0 | 0 | 0 | 0 | 0 | 0 | 0 | 0 | 0 | 0 | 0 | 0 | 0 | 0 | 0 | 0 | 0 | 0 | 0 | 0 | 0 | 0 | 0 | 0 | 0 | 0 | 0 | 0 | 0 | 0 | 364.2316 | 1302.8871 | 364.2316 | 826.7424 | 231.3687 | 380.5905 | 1361.3944 | 380.5905 | 872.6014 | 241.7603 | 400.9609 | 1438.9976 | 400.9609 | 934.0691 | 254.7001 | 1.6637 | 1.7384 | 1.8315 | 0.004437 | 0.0043078 | 0.0041823 | 373.8143 | 0 | 0 | 0 | 1.3775 | 0.08873 | 390.6036 | 0 | 0 | 0 | 1.4394 | 0.092715 | 411.51 | 0 | 0 | 0 | 1.5165 | 0.097678 | 6728.6572 | 7030.8652 | 7407.1792 | 0 | 0 | 0 | 0 | 0 | 0 | 0 | 0 | 0 | 24.7959 | 25.9095 | 27.2963 | 373.8143 | 0.18145 | 1175.9279 | 0 | 0 | 0 | 0 | 0 | 0 | 0 | 0 | 0 | 1.3775 | 2.817 | 4.3334 | 0.08873 | 0.18145 | 0.27912 | 1 | 1 | 1 | 1 | 1 | 1 | 1 | 268.5 | 514.6319 | 2.9167 | 268.5 | 514.6262 | 2.9167 | 268.5 | 517.2126 | 2.9263 | 0 | 0 | 0 | 0 | 0 | 0 | 0 | 0 | 0 | 0 | 0 | 0 | 0 | 0 | 0 | 0 | 0 | 0 | 0 | 0 | 0 | 0 | 0 | 0 | 0 | 0 | 0 | 0 | 0 | 0 | 0 | 0 | 0 | 0 | 1273.5249 | 3714.4803 | 1273.5249 | 2357.0105 | 424.5083 | 1318.5148 | 3845.6738 | 1318.5148 | 2464.9287 | 439.5049 | 1369.1972 | 4006.6873 | 1369.1972 | 2600.7847 | 456.3991 | 4.7431 | 4.9107 | 5.0994 | 0.01265 | 0.012281 | 0.011924 | 1065.73 | 0 | 0 | 0 | 3.9273 | 0.25297 | 1103.3791 | 0 | 0 | 0 | 4.0661 | 0.2619 | 1145.7919 | 0 | 0 | 0 | 4.2224 | 0.27197 | 19183.1398 | 19860.8229 | 20624.2534 | 0 | 0 | 0 | 0 | 0 | 0 | 0 | 0 | 0 | 70.692 | 73.1894 | 76.0027 | 1065.73 | 0.51487 | 3314.9009 | 0 | 0 | 0 | 0 | 0 | 0 | 0 | 0 | 0 | 3.9273 | 7.9934 | 12.2158 | 0.25297 | 0.51487 | 0.78684 | 358 | 425.1319 | 2.1875 | 358 | 425.1262 | 2.1875 | 358 | 427.7126 | 2.1947 | 0 | 0 | 0 | 0 | 0 | 0 | 0 | 0 | 0 | 0 | 0 | 0 | 0 | 0 | 0 | 0 | 0 | 0 | 0 | 0 | 0 | 0 | 0 | 0 | 0 | 0 | 0 | 0 | 0 | 0 | 0 | 0 | 0 | 0 | 2892.9659 | 6328.4183 | 2892.9659 | 4015.6759 | 0 | 2979.7549 | 6518.2234 | 2979.7549 | 4177.9301 | 0 | 3069.1475 | 6735.9442 | 3069.1475 | 4372.3752 | 0 | 8.0809 | 8.3233 | 8.573 | 0.021552 | 0.020924 | 0.020315 | 1815.7009 | 0 | 0 | 0 | 6.6911 | 0.43098 | 1870.1719 | 0 | 0 | 0 | 6.8918 | 0.44391 | 1926.2771 | 0 | 0 | 0 | 7.0985 | 0.45723 | 32682.6162 | 33663.0947 | 34672.9876 | 0 | 0 | 0 | 0 | 0 | 0 | 0 | 0 | 0 | 120.4391 | 124.0523 | 127.7739 | 1815.7009 | 0.87489 | 5612.1499 | 0 | 0 | 0 | 0 | 0 | 0 | 0 | 0 | 0 | 6.6911 | 13.5829 | 20.6814 | 0.43098 | 0.87489 | 1.3321
| 213 | Residential | Low Income | HVAC | Electric | 01-181 | 01-181.03 | Heat Pumps | [01-181]_Residential_HVAC_Mini-split Ductless Heat Pump (DMSHP)_NEEP_v3_ROB_Electric_per unit | HSPF of 7.1 | HSPF of 8.7 | ENGINEER | 337.0352 | 0 | 0 | 0 | 0.28571 | 0 | 358 | 18 | 0.28 | 0.433 | 0.544 | 0.007 | 0.016 | 0.87 | 1 | Replace on Burnout | 17.4458 | 0.067829 | 5277.9715 | 0 | 0 | 0 | 20.5208 | 322.3386 | 0 | 0 | 0 | 804.1937 | 0 | 0 | 1351.8387 | 358 | 993.8387 | 3.7761 | 321.9646 | 0 | 0 | 0 | 804.615 | 0 | 0 | 1351.8955 | 358 | 993.8955 | 3.7762 | 322.782 | 0 | 0 | 0 | 807.5552 | 0 | 0 | 1356.4046 | 358 | 998.4046 | 3.7888 | per unit | 0.006 | 921.8462 | 0.03 | 0 | 0 | 0 | 0 | 0 | 0 | 0 | 0 | 0 | 0 | 0 | 0 | 0 | 0 | 0 | 0 | 0 | 0 | 0 | 0 | 0 | 0 | 0 | 0 | 0 | 0 | 0 | 0 | 0 | 0 | 0 | 0 | 0 | 0 | 0 | 0 | 0 | 0 | 0 | 0 | 0 | 0 | 0 | 0 | 0 | 0 | 0 | 0 | 0 | 0 | 0 | 0 | 0 | 0 | 0 | 0 | 0 | 0 | 0 | 0 | 0 | 0 | 0 | 0 | 0 | 0 | 0 | 0 | 1133.0719 | 4278.5769 | 1133.0719 | 1507.3566 | 0 | 1167.0641 | 4407.1193 | 1167.0641 | 1568.2617 | 0 | 1202.076 | 4554.4734 | 1202.076 | 1641.2501 | 0 | 3.165 | 3.26 | 3.3578 | 0.0033333 | 0.0032362 | 0.003142 | 928.0449 | 0 | 0 | 0 | 3.4199 | 0.2532 | 955.8863 | 0 | 0 | 0 | 3.5225 | 0.2608 | 984.5628 | 0 | 0 | 0 | 3.6282 | 0.26862 | 16704.8085 | 17205.9527 | 17722.1313 | 0 | 0 | 0 | 0 | 0 | 0 | 0 | 0 | 0 | 61.5591 | 63.4059 | 65.308 | 928.0449 | 0.514 | 2868.494 | 0 | 0 | 0 | 0 | 0 | 0 | 0 | 0 | 0 | 3.4199 | 6.9425 | 10.5707 | 0.2532 | 0.514 | 0.78262 | 1 | 1 | 1 | 1 | 1 | 1 | 1 | 358 | 993.8387 | 3.7761 | 358 | 993.8955 | 3.7762 | 358 | 998.4046 | 3.7888 | 0 | 0 | 0 | 0 | 0 | 0 | 0 | 0 | 0 | 0 | 0 | 0 | 0 | 0 | 0 | 0 | 0 | 0 | 0 | 0 | 0 | 0 | 0 | 0 | 0 | 0 | 0 | 0 | 0 | 0 | 0 | 0 | 0 | 0 | 1133.0719 | 4278.5769 | 1133.0719 | 1507.3566 | 0 | 1167.0641 | 4407.1193 | 1167.0641 | 1568.2617 | 0 | 1202.076 | 4554.4734 | 1202.076 | 1641.2501 | 0 | 3.165 | 3.26 | 3.3578 | 0.0033333 | 0.0032362 | 0.003142 | 928.0449 | 0 | 0 | 0 | 3.4199 | 0.2532 | 955.8863 | 0 | 0 | 0 | 3.5225 | 0.2608 | 984.5628 | 0 | 0 | 0 | 3.6282 | 0.26862 | 16704.8085 | 17205.9527 | 17722.1313 | 0 | 0 | 0 | 0 | 0 | 0 | 0 | 0 | 0 | 61.5591 | 63.4059 | 65.308 | 928.0449 | 0.514 | 2868.494 | 0 | 0 | 0 | 0 | 0 | 0 | 0 | 0 | 0 | 3.4199 | 6.9425 | 10.5707 | 0.2532 | 0.514 | 0.78262 | 358 | 993.8387 | 3.7761 | 358 | 993.8955 | 3.7762 | 358 | 998.4046 | 3.7888 | 0 | 0 | 0 | 0 | 0 | 0 | 0 | 0 | 0 | 0 | 0 | 0 | 0 | 0 | 0 | 0 | 0 | 0 | 0 | 0 | 0 | 0 | 0 | 0 | 0 | 0 | 0 | 0 | 0 | 0 | 0 | 0 | 0 | 0 | 1133.0719 | 4278.5769 | 1133.0719 | 1507.3566 | 0 | 1167.0641 | 4407.1193 | 1167.0641 | 1568.2617 | 0 | 1202.076 | 4554.4734 | 1202.076 | 1641.2501 | 0 | 3.165 | 3.26 | 3.3578 | 0.0033333 | 0.0032362 | 0.003142 | 928.0449 | 0 | 0 | 0 | 3.4199 | 0.2532 | 955.8863 | 0 | 0 | 0 | 3.5225 | 0.2608 | 984.5628 | 0 | 0 | 0 | 3.6282 | 0.26862 | 16704.8085 | 17205.9527 | 17722.1313 | 0 | 0 | 0 | 0 | 0 | 0 | 0 | 0 | 0 | 61.5591 | 63.4059 | 65.308 | 928.0449 | 0.514 | 2868.494 | 0 | 0 | 0 | 0 | 0 | 0 | 0 | 0 | 0 | 3.4199 | 6.9425 | 10.5707 | 0.2532 | 0.514 | 0.78262
| 214 | Residential | Single Family | HVAC | Electric | 01-184 | 01-184.01 | Heat Pumps | [01-184]_Residential_HVAC_Mini-split Ductless Heat Pump (DMSHP)_NEEP_v4_ROB_Electric_per unit | HSPF of 7.1 | HSPF of 10.4 | ENGINEER | 581.388 | 0 | 0 | 0 | 0.46753 | 0 | 601.7264 | 18 | 0.28 | 0.433 | 0.544 | 0.007 | 0.016 | 1 | 1 | Replace on Burnout | 14.7888 | 0.057499 | 10464.9831 | 0 | 0 | 0 | 40.6879 | 639.1221 | 0 | 0 | 0 | 1315.9533 | 0 | 0 | 1955.0753 | 367.9779 | 1587.0974 | 5.313 | 638.3805 | 0 | 0 | 0 | 1316.6427 | 0 | 0 | 1955.0232 | 367.9779 | 1587.0453 | 5.3129 | 640.0012 | 0 | 0 | 0 | 1321.454 | 0 | 0 | 1961.4551 | 367.9779 | 1593.4772 | 5.3304 | per unit | 0.004825 | 2038.6245 | 0.03 | 67821.5945 | 0 | 0 | 0 | 249.9302 | 15.2712 | 69856.2424 | 0 | 0 | 0 | 15.7293 | 71951.9296 | 0 | 0 | 0 | 16.2012 | 67821.5945 | 137677.8369 | 209629.7666 | 0 | 0 | 0 | 0 | 0 | 0 | 0 | 0 | 0 | 249.9302 | 507.3583 | 772.5093 | 15.2712 | 31.0004 | 47.2016 | 67821.5945 | 0 | 0 | 0 | 249.9302 | 15.2712 | 69856.2424 | 0 | 0 | 0 | 15.7293 | 71951.9296 | 0 | 0 | 0 | 16.2012 | 67821.5945 | 31.0004 | 209629.7666 | 0 | 0 | 0 | 0 | 0 | 0 | 0 | 0 | 0 | 249.9302 | 507.3583 | 772.5093 | 15.2712 | 31.0004 | 47.2016 | 5601.0184 | 29758.3427 | 5601.0184 | 19571.5676 | 3557.9019 | 5825.9764 | 30952.7247 | 5825.9764 | 20563.2915 | 3700.8006 | 6095.2099 | 32489.6696 | 6095.2099 | 21859.0662 | 3871.8242 | 15.2211 | 15.8324 | 16.5641 | 0.0072489 | 0.0070377 | 0.0068328 | 8849.348 | 0 | 0 | 0 | 32.6108 | 1.9926 | 9204.7711 | 0 | 0 | 0 | 33.9206 | 2.0726 | 9630.1475 | 0 | 0 | 0 | 35.4882 | 2.1684 | 159288.2637 | 165685.8806 | 173342.6558 | 0 | 0 | 0 | 0 | 0 | 0 | 0 | 0 | 0 | 586.9952 | 610.5711 | 638.7872 | 8849.348 | 4.0652 | 27684.2667 | 0 | 0 | 0 | 0 | 0 | 0 | 0 | 0 | 0 | 32.6108 | 66.5315 | 102.0196 | 1.9926 | 4.0652 | 6.2336 | 1 | 1 | 1 | 1 | 1 | 1 | 1 | 451.2948 | 1503.7806 | 4.3321 | 451.2948 | 1503.7284 | 4.332 | 451.2948 | 1510.1604 | 4.3463 | 67821.5945 | 0 | 0 | 0 | 249.9302 | 15.2712 | 69856.2424 | 0 | 0 | 0 | 15.7293 | 71951.9296 | 0 | 0 | 0 | 16.2012 | 67821.5945 | 31.0004 | 209629.7666 | 0 | 0 | 0 | 0 | 0 | 0 | 0 | 0 | 0 | 249.9302 | 507.3583 | 772.5093 | 15.2712 | 31.0004 | 47.2016 | 13440.4125 | 58225.8446 | 13440.4125 | 38294.1708 | 4480.1375 | 13898.0993 | 60207.0058 | 13898.0993 | 39998.2303 | 4632.6998 | 14403.4129 | 62601.3208 | 14403.4129 | 42118.2005 | 4801.1376 | 29.7819 | 30.7961 | 31.9158 | 0.014183 | 0.01377 | 0.013369 | 17314.8339 | 0 | 0 | 0 | 63.8071 | 3.8987 | 17904.4564 | 0 | 0 | 0 | 65.9799 | 4.0315 | 18555.4351 | 0 | 0 | 0 | 68.3789 | 4.1781 | 311667.0103 | 322280.2158 | 333997.8321 | 0 | 0 | 0 | 0 | 0 | 0 | 0 | 0 | 0 | 1148.528 | 1187.6389 | 1230.8196 | 17314.8339 | 7.9302 | 53774.7255 | 0 | 0 | 0 | 0 | 0 | 0 | 0 | 0 | 0 | 63.8071 | 129.787 | 198.1659 | 3.8987 | 7.9302 | 12.1083 | 601.7264 | 1353.349 | 3.2491 | 601.7264 | 1353.2968 | 3.249 | 601.7264 | 1359.7288 | 3.2597 | 67821.5945 | 0 | 0 | 0 | 249.9302 | 15.2712 | 69856.2424 | 0 | 0 | 0 | 15.7293 | 71951.9296 | 0 | 0 | 0 | 16.2012 | 67821.5945 | 31.0004 | 209629.7666 | 0 | 0 | 0 | 0 | 0 | 0 | 0 | 0 | 0 | 249.9302 | 507.3583 | 772.5093 | 15.2712 | 31.0004 | 47.2016 | 27171.9342 | 88284.6126 | 27171.9342 | 58063.3231 | 0 | 27987.0922 | 90930.7268 | 27987.0922 | 60409.3842 | 0 | 28826.705 | 93966.7814 | 28826.705 | 63220.8983 | 0 | 45.1566 | 46.5113 | 47.9067 | 0.021505 | 0.020879 | 0.020271 | 26253.5205 | 0 | 0 | 0 | 96.7472 | 5.9114 | 27041.1261 | 0 | 0 | 0 | 99.6496 | 6.0888 | 27852.3599 | 0 | 0 | 0 | 102.6391 | 6.2714 | 472563.3684 | 486740.2694 | 501342.4775 | 0 | 0 | 0 | 0 | 0 | 0 | 0 | 0 | 0 | 1741.4492 | 1793.6926 | 1847.5034 | 26253.5205 | 12.0002 | 81147.0064 | 0 | 0 | 0 | 0 | 0 | 0 | 0 | 0 | 0 | 96.7472 | 196.3968 | 299.0358 | 5.9114 | 12.0002 | 18.2716
| 215 | Residential | Multi-Family | HVAC | Electric | 01-184 | 01-184.02 | Heat Pumps | [01-184]_Residential_HVAC_Mini-split Ductless Heat Pump (DMSHP)_NEEP_v4_ROB_Electric_per unit | HSPF of 7.1 | HSPF of 10.4 | ENGINEER | 387.592 | 0 | 0 | 0 | 0.31169 | 0 | 601.7264 | 18 | 0.28 | 0.433 | 0.544 | 0.007 | 0.016 | 1 | 1 | Replace on Burnout | 22.1833 | 0.086249 | 6976.6554 | 0 | 0 | 0 | 27.1252 | 426.0814 | 0 | 0 | 0 | 877.3022 | 0 | 0 | 1303.3835 | 367.9779 | 935.4056 | 3.542 | 425.587 | 0 | 0 | 0 | 877.7618 | 0 | 0 | 1303.3488 | 367.9779 | 935.3709 | 3.5419 | 426.6675 | 0 | 0 | 0 | 880.9693 | 0 | 0 | 1307.6368 | 367.9779 | 939.6588 | 3.5536 | per unit | 0.0056865 | 364.0332 | 0.03 | 8073.8472 | 0 | 0 | 0 | 29.753 | 1.818 | 8316.0626 | 0 | 0 | 0 | 1.8725 | 8565.5445 | 0 | 0 | 0 | 1.9287 | 8073.8472 | 16389.9099 | 24955.4544 | 0 | 0 | 0 | 0 | 0 | 0 | 0 | 0 | 0 | 29.753 | 60.3987 | 91.9637 | 1.818 | 3.6905 | 5.6191 | 8073.8472 | 0 | 0 | 0 | 29.753 | 1.818 | 8316.0626 | 0 | 0 | 0 | 1.8725 | 8565.5445 | 0 | 0 | 0 | 1.9287 | 8073.8472 | 3.6905 | 24955.4544 | 0 | 0 | 0 | 0 | 0 | 0 | 0 | 0 | 0 | 29.753 | 60.3987 | 91.9637 | 1.818 | 3.6905 | 5.6191 | 269.1428 | 953.3079 | 269.1428 | 626.9747 | 170.966 | 282.395 | 1000.221 | 282.395 | 664.4919 | 179.3841 | 299.5449 | 1064.4548 | 299.5449 | 716.1657 | 190.2781 | 0.73141 | 0.76742 | 0.81403 | 0.0019507 | 0.0018938 | 0.0018387 | 283.4887 | 0 | 0 | 0 | 1.0447 | 0.063832 | 297.4473 | 0 | 0 | 0 | 1.0961 | 0.066975 | 315.5113 | 0 | 0 | 0 | 1.1627 | 0.071043 | 5102.7961 | 5354.052 | 5679.2029 | 0 | 0 | 0 | 0 | 0 | 0 | 0 | 0 | 0 | 18.8044 | 19.7303 | 20.9285 | 283.4887 | 0.13081 | 896.4473 | 0 | 0 | 0 | 0 | 0 | 0 | 0 | 0 | 0 | 1.0447 | 2.1408 | 3.3035 | 0.063832 | 0.13081 | 0.20185 | 1 | 1 | 1 | 1 | 1 | 1 | 1 | 451.2948 | 852.0888 | 2.8881 | 451.2948 | 852.054 | 2.888 | 451.2948 | 856.342 | 2.8975 | 8073.8472 | 0 | 0 | 0 | 29.753 | 1.818 | 8316.0626 | 0 | 0 | 0 | 1.8725 | 8565.5445 | 0 | 0 | 0 | 1.9287 | 8073.8472 | 3.6905 | 24955.4544 | 0 | 0 | 0 | 0 | 0 | 0 | 0 | 0 | 0 | 29.753 | 60.3987 | 91.9637 | 1.818 | 3.6905 | 5.6191 | 1269.4004 | 3666.1529 | 1269.4004 | 2411.1678 | 423.1335 | 1320.161 | 3812.6529 | 1320.161 | 2532.9174 | 440.0537 | 1380.3023 | 3999.4571 | 1380.3023 | 2690.8368 | 460.1008 | 2.8128 | 2.9253 | 3.0585 | 0.0075017 | 0.0072832 | 0.0070711 | 1090.2174 | 0 | 0 | 0 | 4.0176 | 0.24548 | 1133.8129 | 0 | 0 | 0 | 4.1782 | 0.2553 | 1185.4649 | 0 | 0 | 0 | 4.3686 | 0.26693 | 19623.9129 | 20408.6317 | 21338.3677 | 0 | 0 | 0 | 0 | 0 | 0 | 0 | 0 | 0 | 72.3163 | 75.2081 | 78.6343 | 1090.2174 | 0.50078 | 3409.4951 | 0 | 0 | 0 | 0 | 0 | 0 | 0 | 0 | 0 | 4.0176 | 8.1958 | 12.5644 | 0.24548 | 0.50078 | 0.7677 | 601.7264 | 701.6572 | 2.1661 | 601.7264 | 701.6224 | 2.166 | 601.7264 | 705.9104 | 2.1731 | 8073.8472 | 0 | 0 | 0 | 29.753 | 1.818 | 8316.0626 | 0 | 0 | 0 | 1.8725 | 8565.5445 | 0 | 0 | 0 | 1.9287 | 8073.8472 | 3.6905 | 24955.4544 | 0 | 0 | 0 | 0 | 0 | 0 | 0 | 0 | 0 | 29.753 | 60.3987 | 91.9637 | 1.818 | 3.6905 | 5.6191 | 4538.3302 | 9830.3571 | 4538.3302 | 6465.2626 | 0 | 4674.4801 | 10124.9979 | 4674.4801 | 6726.4929 | 0 | 4814.7145 | 10463.058 | 4814.7145 | 7039.5507 | 0 | 7.5422 | 7.7684 | 8.0015 | 0.020115 | 0.019529 | 0.01896 | 2923.2895 | 0 | 0 | 0 | 10.7727 | 0.65823 | 3010.9882 | 0 | 0 | 0 | 11.0958 | 0.67797 | 3101.3178 | 0 | 0 | 0 | 11.4287 | 0.69831 | 52619.2112 | 54197.7876 | 55823.7212 | 0 | 0 | 0 | 0 | 0 | 0 | 0 | 0 | 0 | 193.9077 | 199.7249 | 205.7167 | 2923.2895 | 1.3362 | 9035.5956 | 0 | 0 | 0 | 0 | 0 | 0 | 0 | 0 | 0 | 10.7727 | 21.8685 | 33.2972 | 0.65823 | 1.3362 | 2.0345
| 216 | Residential | Low Income | HVAC | Electric | 01-184 | 01-184.03 | Heat Pumps | [01-184]_Residential_HVAC_Mini-split Ductless Heat Pump (DMSHP)_NEEP_v4_ROB_Electric_per unit | HSPF of 7.1 | HSPF of 10.4 | ENGINEER | 581.388 | 0 | 0 | 0 | 0.46753 | 0 | 601.7264 | 18 | 0.28 | 0.433 | 0.544 | 0.007 | 0.016 | 0.87 | 1 | Replace on Burnout | 16.9987 | 0.066091 | 9104.5353 | 0 | 0 | 0 | 35.3984 | 556.0362 | 0 | 0 | 0 | 1315.9533 | 0 | 0 | 2246.3873 | 601.7264 | 1644.661 | 3.7332 | 555.3911 | 0 | 0 | 0 | 1316.6427 | 0 | 0 | 2246.4405 | 601.7264 | 1644.7141 | 3.7333 | 556.801 | 0 | 0 | 0 | 1321.454 | 0 | 0 | 2253.906 | 601.7264 | 1652.1796 | 3.7457 | per unit | 0.006 | 921.8462 | 0.03 | 26681.3923 | 0 | 0 | 0 | 98.3239 | 6.9055 | 27481.834 | 0 | 0 | 0 | 7.1126 | 28306.289 | 0 | 0 | 0 | 7.326 | 26681.3923 | 54163.2263 | 82469.5153 | 0 | 0 | 0 | 0 | 0 | 0 | 0 | 0 | 0 | 98.3239 | 199.5976 | 303.9094 | 6.9055 | 14.0181 | 21.3441 | 26681.3923 | 0 | 0 | 0 | 98.3239 | 6.9055 | 27481.834 | 0 | 0 | 0 | 7.1126 | 28306.289 | 0 | 0 | 0 | 7.326 | 26681.3923 | 14.0181 | 82469.5153 | 0 | 0 | 0 | 0 | 0 | 0 | 0 | 0 | 0 | 98.3239 | 199.5976 | 303.9094 | 6.9055 | 14.0181 | 21.3441 | 1904.4672 | 7109.8281 | 1904.4672 | 2600.2 | 0 | 1961.6012 | 7323.2962 | 1961.6012 | 2705.2616 | 0 | 2020.4492 | 7568.0624 | 2020.4492 | 2831.1672 | 0 | 3.165 | 3.26 | 3.3578 | 0.0033333 | 0.0032362 | 0.003142 | 1600.8835 | 0 | 0 | 0 | 5.8994 | 0.41433 | 1648.91 | 0 | 0 | 0 | 6.0764 | 0.42676 | 1698.3773 | 0 | 0 | 0 | 6.2587 | 0.43956 | 28815.9036 | 29680.3807 | 30570.7922 | 0 | 0 | 0 | 0 | 0 | 0 | 0 | 0 | 0 | 106.1898 | 109.3755 | 112.6568 | 1600.8835 | 0.84109 | 4948.1709 | 0 | 0 | 0 | 0 | 0 | 0 | 0 | 0 | 0 | 5.8994 | 11.9759 | 18.2346 | 0.41433 | 0.84109 | 1.2806 | 1 | 1 | 1 | 1 | 1 | 1 | 1 | 601.7264 | 1644.661 | 3.7332 | 601.7264 | 1644.7141 | 3.7333 | 601.7264 | 1652.1796 | 3.7457 | 26681.3923 | 0 | 0 | 0 | 98.3239 | 6.9055 | 27481.834 | 0 | 0 | 0 | 7.1126 | 28306.289 | 0 | 0 | 0 | 7.326 | 26681.3923 | 14.0181 | 82469.5153 | 0 | 0 | 0 | 0 | 0 | 0 | 0 | 0 | 0 | 98.3239 | 199.5976 | 303.9094 | 6.9055 | 14.0181 | 21.3441 | 1904.4672 | 7109.8281 | 1904.4672 | 2600.2 | 0 | 1961.6012 | 7323.2962 | 1961.6012 | 2705.2616 | 0 | 2020.4492 | 7568.0624 | 2020.4492 | 2831.1672 | 0 | 3.165 | 3.26 | 3.3578 | 0.0033333 | 0.0032362 | 0.003142 | 1600.8835 | 0 | 0 | 0 | 5.8994 | 0.41433 | 1648.91 | 0 | 0 | 0 | 6.0764 | 0.42676 | 1698.3773 | 0 | 0 | 0 | 6.2587 | 0.43956 | 28815.9036 | 29680.3807 | 30570.7922 | 0 | 0 | 0 | 0 | 0 | 0 | 0 | 0 | 0 | 106.1898 | 109.3755 | 112.6568 | 1600.8835 | 0.84109 | 4948.1709 | 0 | 0 | 0 | 0 | 0 | 0 | 0 | 0 | 0 | 5.8994 | 11.9759 | 18.2346 | 0.41433 | 0.84109 | 1.2806 | 601.7264 | 1644.661 | 3.7332 | 601.7264 | 1644.7141 | 3.7333 | 601.7264 | 1652.1796 | 3.7457 | 26681.3923 | 0 | 0 | 0 | 98.3239 | 6.9055 | 27481.834 | 0 | 0 | 0 | 7.1126 | 28306.289 | 0 | 0 | 0 | 7.326 | 26681.3923 | 14.0181 | 82469.5153 | 0 | 0 | 0 | 0 | 0 | 0 | 0 | 0 | 0 | 98.3239 | 199.5976 | 303.9094 | 6.9055 | 14.0181 | 21.3441 | 1904.4672 | 7109.8281 | 1904.4672 | 2600.2 | 0 | 1961.6012 | 7323.2962 | 1961.6012 | 2705.2616 | 0 | 2020.4492 | 7568.0624 | 2020.4492 | 2831.1672 | 0 | 3.165 | 3.26 | 3.3578 | 0.0033333 | 0.0032362 | 0.003142 | 1600.8835 | 0 | 0 | 0 | 5.8994 | 0.41433 | 1648.91 | 0 | 0 | 0 | 6.0764 | 0.42676 | 1698.3773 | 0 | 0 | 0 | 6.2587 | 0.43956 | 28815.9036 | 29680.3807 | 30570.7922 | 0 | 0 | 0 | 0 | 0 | 0 | 0 | 0 | 0 | 106.1898 | 109.3755 | 112.6568 | 1600.8835 | 0.84109 | 4948.1709 | 0 | 0 | 0 | 0 | 0 | 0 | 0 | 0 | 0 | 5.8994 | 11.9759 | 18.2346 | 0.41433 | 0.84109 | 1.2806
| 217 | Residential | Single Family | HVAC | Electric | 01-077 | 01-077.01 | Air Conditioners | [01-077]_Residential_HVAC_RAC Recycling_ADD_Electric_per unit | CEER_small = 9.0 | CEER_small = 10.0 | ENGINEER | 77.8481 | 0 | 0 | 0 | 0.23678 | 0 | 234 | 3 | 0.24 | 0.0167 | 0.0788 | 0.6114 | 0.2931 | 1 | 1 | Additions on Existing | 257.7034 | 1.002 | 233.5444 | 0 | 0 | 0 | 0.90802 | 15.6184 | 0 | 0 | 0 | 42.0069 | 0 | 0 | 57.6254 | 143.0997 | -85.4743 | 0.40269 | 15.2349 | 0 | 0 | 0 | 41.5393 | 0 | 0 | 56.7741 | 143.0997 | -86.3255 | 0.39675 | 15.1075 | 0 | 0 | 0 | 42.0141 | 0 | 0 | 57.1216 | 143.0997 | -85.9781 | 0.39917 | per unit | 0.08815 | 37244.5086 | 0.005 | 786635.8669 | 0 | 0 | 0 | 2898.8417 | 574.226 | 730999.1803 | 0 | 0 | 0 | 533.6125 | 609760.4673 | 0 | 0 | 0 | 445.1111 | 786635.8669 | 1517635.0472 | 2127395.5144 | 0 | 0 | 0 | 0 | 0 | 0 | 0 | 0 | 0 | 2898.8417 | 5592.6559 | 7839.6918 | 574.226 | 1107.8385 | 1552.9496 | 786635.8669 | 0 | 0 | 0 | 2898.8417 | 574.226 | 730999.1803 | 0 | 0 | 0 | 533.6125 | 609760.4673 | 0 | 0 | 0 | 445.1111 | 786635.8669 | 1107.8385 | 2127395.5144 | 0 | 0 | 0 | 0 | 0 | 0 | 0 | 0 | 0 | 2898.8417 | 5592.6559 | 7839.6918 | 574.226 | 1107.8385 | 1552.9496 | 46504.118 | 18726.9234 | 46504.118 | 11318.7136 | 29540.5364 | 42497.7533 | 16860.7911 | 42497.7533 | 10271.1557 | 26995.597 | 35847.7861 | 14309.4869 | 35847.7861 | 8699.6138 | 22771.3776 | 324.9772 | 296.9801 | 250.5092 | 0.0086821 | 0.0086389 | 0.0085959 | 25298.8676 | 0 | 0 | 0 | 93.2292 | 18.4676 | 23119.3512 | 0 | 0 | 0 | 85.1974 | 16.8766 | 19501.6793 | 0 | 0 | 0 | 71.8659 | 14.2358 | 75896.6029 | 69358.0536 | 58505.0379 | 0 | 0 | 0 | 0 | 0 | 0 | 0 | 0 | 0 | 279.6875 | 255.5922 | 215.5976 | 25298.8676 | 35.3442 | 67919.8981 | 0 | 0 | 0 | 0 | 0 | 0 | 0 | 0 | 0 | 93.2292 | 178.4266 | 250.2925 | 18.4676 | 35.3442 | 49.58 | 1 | 1 | 1 | 1 | 1 | 1 | 1 | 175.5 | -117.8746 | 0.32835 | 175.5 | -118.7259 | 0.3235 | 175.5 | -118.3784 | 0.32548 | 786635.8669 | 0 | 0 | 0 | 2898.8417 | 574.226 | 730999.1803 | 0 | 0 | 0 | 533.6125 | 609760.4673 | 0 | 0 | 0 | 445.1111 | 786635.8669 | 1107.8385 | 2127395.5144 | 0 | 0 | 0 | 0 | 0 | 0 | 0 | 0 | 0 | 2898.8417 | 5592.6559 | 7839.6918 | 574.226 | 1107.8385 | 1552.9496 | 340665.9807 | 111857.5358 | 340665.9807 | 67607.6567 | 113555.3269 | 313994.483 | 101577.016 | 313994.483 | 61878.0784 | 104664.8277 | 263530.4035 | 85773.653 | 263530.4035 | 52147.0588 | 87843.4678 | 1941.1167 | 1789.1424 | 1501.5977 | 0.051859 | 0.051601 | 0.051344 | 151112.3277 | 0 | 0 | 0 | 556.8659 | 110.3085 | 139281.4073 | 0 | 0 | 0 | 513.2677 | 101.6722 | 116896.5936 | 0 | 0 | 0 | 430.7771 | 85.3318 | 453336.983 | 417844.2218 | 350689.7807 | 0 | 0 | 0 | 0 | 0 | 0 | 0 | 0 | 0 | 1670.5978 | 1539.803 | 1292.3313 | 151112.3277 | 211.9807 | 407290.3285 | 0 | 0 | 0 | 0 | 0 | 0 | 0 | 0 | 0 | 556.8659 | 1070.1336 | 1500.9107 | 110.3085 | 211.9807 | 297.3125 | 234 | -176.3746 | 0.24626 | 234 | -177.2259 | 0.24262 | 234 | -176.8784 | 0.24411 | 786635.8669 | 0 | 0 | 0 | 2898.8417 | 574.226 | 730999.1803 | 0 | 0 | 0 | 533.6125 | 609760.4673 | 0 | 0 | 0 | 445.1111 | 786635.8669 | 1107.8385 | 2127395.5144 | 0 | 0 | 0 | 0 | 0 | 0 | 0 | 0 | 0 | 2898.8417 | 5592.6559 | 7839.6918 | 574.226 | 1107.8385 | 1552.9496 | 1773383.305 | 436717.2634 | 1773383.305 | 263955.6702 | 0 | 1647956.5664 | 399834.6778 | 1647956.5664 | 243568.895 | 0 | 1374637.3362 | 335561.8487 | 1374637.3362 | 204008.6068 | 0 | 7578.5611 | 7042.5494 | 5874.5185 | 0.20247 | 0.20146 | 0.20046 | 589976.9002 | 0 | 0 | 0 | 2174.1312 | 430.6695 | 548249.3852 | 0 | 0 | 0 | 2020.3607 | 400.2094 | 457320.3504 | 0 | 0 | 0 | 1685.2769 | 333.8333 | 1769930.7005 | 1644748.1556 | 1371961.0513 | 0 | 0 | 0 | 0 | 0 | 0 | 0 | 0 | 0 | 6522.3937 | 6061.082 | 5055.8308 | 589976.9002 | 830.8789 | 1595546.6358 | 0 | 0 | 0 | 0 | 0 | 0 | 0 | 0 | 0 | 2174.1312 | 4194.4919 | 5879.7688 | 430.6695 | 830.8789 | 1164.7122
| 218 | Residential | Multi-Family | HVAC | Electric | 01-077 | 01-077.02 | Air Conditioners | [01-077]_Residential_HVAC_RAC Recycling_ADD_Electric_per unit | CEER_small = 9.0 | CEER_small = 10.0 | ENGINEER | 77.8481 | 0 | 0 | 0 | 0.23678 | 0 | 234 | 3 | 0.24 | 0.0167 | 0.0788 | 0.6114 | 0.2931 | 1 | 1 | Additions on Existing | 257.7034 | 1.002 | 233.5444 | 0 | 0 | 0 | 0.90802 | 15.6184 | 0 | 0 | 0 | 42.0069 | 0 | 0 | 57.6254 | 143.0997 | -85.4743 | 0.40269 | 15.2349 | 0 | 0 | 0 | 41.5393 | 0 | 0 | 56.7741 | 143.0997 | -86.3255 | 0.39675 | 15.1075 | 0 | 0 | 0 | 42.0141 | 0 | 0 | 57.1216 | 143.0997 | -85.9781 | 0.39917 | per unit | 0.138 | 8834.3598 | 0.005 | 186589.2326 | 0 | 0 | 0 | 687.6023 | 136.2058 | 173392.2668 | 0 | 0 | 0 | 126.5723 | 144634.5666 | 0 | 0 | 0 | 105.5799 | 186589.2326 | 359981.4994 | 504616.0659 | 0 | 0 | 0 | 0 | 0 | 0 | 0 | 0 | 0 | 687.6023 | 1326.5723 | 1859.567 | 136.2058 | 262.7782 | 368.3581 | 186589.2326 | 0 | 0 | 0 | 687.6023 | 136.2058 | 173392.2668 | 0 | 0 | 0 | 126.5723 | 144634.5666 | 0 | 0 | 0 | 105.5799 | 186589.2326 | 262.7782 | 504616.0659 | 0 | 0 | 0 | 0 | 0 | 0 | 0 | 0 | 0 | 687.6023 | 1326.5723 | 1859.567 | 136.2058 | 262.7782 | 368.3581 | 3681.6274 | 1482.5688 | 3681.6274 | 896.0773 | 2338.6584 | 3358.5056 | 1332.4719 | 3358.5056 | 811.7072 | 2133.4037 | 2836.3153 | 1132.1819 | 2836.3153 | 688.3228 | 1801.6958 | 25.7277 | 23.4697 | 19.8206 | 0.0028977 | 0.0028833 | 0.002869 | 2002.855 | 0 | 0 | 0 | 7.3807 | 1.462 | 1827.0723 | 0 | 0 | 0 | 6.733 | 1.3337 | 1542.9938 | 0 | 0 | 0 | 5.6861 | 1.1263 | 6008.5649 | 5481.217 | 4628.9813 | 0 | 0 | 0 | 0 | 0 | 0 | 0 | 0 | 0 | 22.1422 | 20.1989 | 17.0583 | 2002.855 | 2.7958 | 5372.9211 | 0 | 0 | 0 | 0 | 0 | 0 | 0 | 0 | 0 | 7.3807 | 14.1137 | 19.7998 | 1.462 | 2.7958 | 3.9221 | 1 | 1 | 1 | 1 | 1 | 1 | 1 | 175.5 | -117.8746 | 0.32835 | 175.5 | -118.7259 | 0.3235 | 175.5 | -118.3784 | 0.32548 | 186589.2326 | 0 | 0 | 0 | 687.6023 | 136.2058 | 173392.2668 | 0 | 0 | 0 | 126.5723 | 144634.5666 | 0 | 0 | 0 | 105.5799 | 186589.2326 | 262.7782 | 504616.0659 | 0 | 0 | 0 | 0 | 0 | 0 | 0 | 0 | 0 | 687.6023 | 1326.5723 | 1859.567 | 136.2058 | 262.7782 | 368.3581 | 32152.6608 | 10557.313 | 32152.6608 | 6380.9308 | 10717.5536 | 29519.8737 | 9549.6604 | 29519.8737 | 5817.4049 | 9839.9579 | 24848.2596 | 8087.5905 | 24848.2596 | 4916.9418 | 8282.7532 | 183.206 | 168.2044 | 141.5855 | 0.020635 | 0.020532 | 0.02043 | 14262.2501 | 0 | 0 | 0 | 52.558 | 10.4111 | 13094.4006 | 0 | 0 | 0 | 48.2543 | 9.5586 | 11022.17 | 0 | 0 | 0 | 40.6179 | 8.0459 | 42786.7502 | 39283.2018 | 33066.51 | 0 | 0 | 0 | 0 | 0 | 0 | 0 | 0 | 0 | 157.674 | 144.763 | 121.8538 | 14262.2501 | 19.9697 | 38378.8207 | 0 | 0 | 0 | 0 | 0 | 0 | 0 | 0 | 0 | 52.558 | 100.8123 | 141.4303 | 10.4111 | 19.9697 | 28.0157 | 234 | -176.3746 | 0.24626 | 234 | -177.2259 | 0.24262 | 234 | -176.8784 | 0.24411 | 186589.2326 | 0 | 0 | 0 | 687.6023 | 136.2058 | 173392.2668 | 0 | 0 | 0 | 126.5723 | 144634.5666 | 0 | 0 | 0 | 105.5799 | 186589.2326 | 262.7782 | 504616.0659 | 0 | 0 | 0 | 0 | 0 | 0 | 0 | 0 | 0 | 687.6023 | 1326.5723 | 1859.567 | 136.2058 | 262.7782 | 368.3581 | 392601.7458 | 96682.9673 | 392601.7458 | 58436.017 | 0 | 364834.0565 | 88517.6894 | 364834.0565 | 53922.676 | 0 | 304325.0811 | 74288.6026 | 304325.0811 | 45164.593 | 0 | 1677.7852 | 1559.1199 | 1300.5345 | 0.18897 | 0.18803 | 0.1871 | 130612.4628 | 0 | 0 | 0 | 481.3216 | 95.3441 | 121374.5867 | 0 | 0 | 0 | 447.279 | 88.6006 | 101244.1966 | 0 | 0 | 0 | 373.0963 | 73.9059 | 391837.3885 | 364123.7602 | 303732.5898 | 0 | 0 | 0 | 0 | 0 | 0 | 0 | 0 | 0 | 1443.9649 | 1341.837 | 1119.2888 | 130612.4628 | 183.9447 | 353231.2461 | 0 | 0 | 0 | 0 | 0 | 0 | 0 | 0 | 0 | 481.3216 | 928.6006 | 1301.6969 | 95.3441 | 183.9447 | 257.8506
| 219 | Residential | Low Income | HVAC | Electric | 01-077 | 01-077.03 | Air Conditioners | [01-077]_Residential_HVAC_RAC Recycling_ADD_Electric_per unit | CEER_small = 9.0 | CEER_small = 10.0 | ENGINEER | 77.8481 | 0 | 0 | 0 | 0.23678 | 0 | 234 | 3 | 0.24 | 0.0167 | 0.0788 | 0.6114 | 0.2931 | 1 | 1 | Additions on Existing | 257.7034 | 1.002 | 233.5444 | 0 | 0 | 0 | 0.90802 | 15.6184 | 0 | 0 | 0 | 42.0069 | 0 | 0 | 69.1504 | 234 | -164.8496 | 0.29551 | 15.2349 | 0 | 0 | 0 | 41.5393 | 0 | 0 | 68.129 | 234 | -165.871 | 0.29115 | 15.1075 | 0 | 0 | 0 | 42.0141 | 0 | 0 | 68.5459 | 234 | -165.4541 | 0.29293 | per unit | 0.11335 | 17415.2119 | 0.005 | 367824.1655 | 0 | 0 | 0 | 1355.4734 | 268.5031 | 341808.9293 | 0 | 0 | 0 | 249.5126 | 285118.7499 | 0 | 0 | 0 | 208.1301 | 367824.1655 | 709633.0948 | 994751.8447 | 0 | 0 | 0 | 0 | 0 | 0 | 0 | 0 | 0 | 1355.4734 | 2615.0778 | 3665.7725 | 268.5031 | 518.0158 | 726.1459 | 367824.1655 | 0 | 0 | 0 | 1355.4734 | 268.5031 | 341808.9293 | 0 | 0 | 0 | 249.5126 | 285118.7499 | 0 | 0 | 0 | 208.1301 | 367824.1655 | 518.0158 | 994751.8447 | 0 | 0 | 0 | 0 | 0 | 0 | 0 | 0 | 0 | 1355.4734 | 2615.0778 | 3665.7725 | 268.5031 | 518.0158 | 726.1459 | 132675.0049 | 39207.4053 | 132675.0049 | 14502.7433 | 0 | 123291.2506 | 35896.1772 | 123291.2506 | 13382.6152 | 0 | 102842.9752 | 30125.9202 | 102842.9752 | 11209.0203 | 0 | 566.9872 | 526.8857 | 439.4999 | 0.032395 | 0.032234 | 0.032073 | 44138.8999 | 0 | 0 | 0 | 162.6568 | 32.2204 | 41017.0715 | 0 | 0 | 0 | 151.1525 | 29.9415 | 34214.25 | 0 | 0 | 0 | 126.0834 | 24.9756 | 132416.6996 | 123051.2146 | 102642.75 | 0 | 0 | 0 | 0 | 0 | 0 | 0 | 0 | 0 | 487.9704 | 453.4576 | 378.2501 | 44138.8999 | 62.1619 | 119370.2214 | 0 | 0 | 0 | 0 | 0 | 0 | 0 | 0 | 0 | 162.6568 | 313.8093 | 439.8927 | 32.2204 | 62.1619 | 87.1375 | 1 | 1 | 1 | 1 | 1 | 1 | 1 | 234 | -164.8496 | 0.29551 | 234 | -165.871 | 0.29115 | 234 | -165.4541 | 0.29293 | 367824.1655 | 0 | 0 | 0 | 1355.4734 | 268.5031 | 341808.9293 | 0 | 0 | 0 | 249.5126 | 285118.7499 | 0 | 0 | 0 | 208.1301 | 367824.1655 | 518.0158 | 994751.8447 | 0 | 0 | 0 | 0 | 0 | 0 | 0 | 0 | 0 | 1355.4734 | 2615.0778 | 3665.7725 | 268.5031 | 518.0158 | 726.1459 | 132675.0049 | 39207.4053 | 132675.0049 | 14502.7433 | 0 | 123291.2506 | 35896.1772 | 123291.2506 | 13382.6152 | 0 | 102842.9752 | 30125.9202 | 102842.9752 | 11209.0203 | 0 | 566.9872 | 526.8857 | 439.4999 | 0.032395 | 0.032234 | 0.032073 | 44138.8999 | 0 | 0 | 0 | 162.6568 | 32.2204 | 41017.0715 | 0 | 0 | 0 | 151.1525 | 29.9415 | 34214.25 | 0 | 0 | 0 | 126.0834 | 24.9756 | 132416.6996 | 123051.2146 | 102642.75 | 0 | 0 | 0 | 0 | 0 | 0 | 0 | 0 | 0 | 487.9704 | 453.4576 | 378.2501 | 44138.8999 | 62.1619 | 119370.2214 | 0 | 0 | 0 | 0 | 0 | 0 | 0 | 0 | 0 | 162.6568 | 313.8093 | 439.8927 | 32.2204 | 62.1619 | 87.1375 | 234 | -164.8496 | 0.29551 | 234 | -165.871 | 0.29115 | 234 | -165.4541 | 0.29293 | 367824.1655 | 0 | 0 | 0 | 1355.4734 | 268.5031 | 341808.9293 | 0 | 0 | 0 | 249.5126 | 285118.7499 | 0 | 0 | 0 | 208.1301 | 367824.1655 | 518.0158 | 994751.8447 | 0 | 0 | 0 | 0 | 0 | 0 | 0 | 0 | 0 | 1355.4734 | 2615.0778 | 3665.7725 | 268.5031 | 518.0158 | 726.1459 | 132675.0049 | 39207.4053 | 132675.0049 | 14502.7433 | 0 | 123291.2506 | 35896.1772 | 123291.2506 | 13382.6152 | 0 | 102842.9752 | 30125.9202 | 102842.9752 | 11209.0203 | 0 | 566.9872 | 526.8857 | 439.4999 | 0.032395 | 0.032234 | 0.032073 | 44138.8999 | 0 | 0 | 0 | 162.6568 | 32.2204 | 41017.0715 | 0 | 0 | 0 | 151.1525 | 29.9415 | 34214.25 | 0 | 0 | 0 | 126.0834 | 24.9756 | 132416.6996 | 123051.2146 | 102642.75 | 0 | 0 | 0 | 0 | 0 | 0 | 0 | 0 | 0 | 487.9704 | 453.4576 | 378.2501 | 44138.8999 | 62.1619 | 119370.2214 | 0 | 0 | 0 | 0 | 0 | 0 | 0 | 0 | 0 | 162.6568 | 313.8093 | 439.8927 | 32.2204 | 62.1619 | 87.1375
| 220 | Residential | Single Family | HVAC | Electric | 01-076 | 01-076.01 | Air Conditioners | [01-076]_Residential_HVAC_Room Air Conditioner (RAC)_Large_ROB_Electric_per unit | CEER_Base = 9.6 | CEER_EE = 12.0 | ENGINEER | 20.174 | 0 | 0 | 0 | 0.061361 | 0 | 40 | 8 | 0.24 | 0.0167 | 0.0788 | 0.6114 | 0.2931 | 1 | 1 | Replace on Burnout | 63.7458 | 0.24784 | 161.392 | 0 | 0 | 0 | 0.62749 | 9.8031 | 0 | 0 | 0 | 28.0134 | 0 | 0 | 37.8165 | 24.4615 | 13.355 | 1.546 | 9.6979 | 0 | 0 | 0 | 28.7611 | 0 | 0 | 38.4589 | 24.4615 | 13.9975 | 1.5722 | 9.6951 | 0 | 0 | 0 | 29.7596 | 0 | 0 | 39.4548 | 24.4615 | 14.9933 | 1.6129 | per unit | 0.034281 | 14483.9756 | 0.005 | 36707.5807 | 0 | 0 | 0 | 135.2716 | 26.7957 | 36891.1186 | 0 | 0 | 0 | 26.9297 | 37075.5742 | 0 | 0 | 0 | 27.0643 | 36707.5807 | 73598.6993 | 110674.2736 | 0 | 0 | 0 | 0 | 0 | 0 | 0 | 0 | 0 | 135.2716 | 271.2195 | 407.8471 | 26.7957 | 53.7253 | 80.7897 | 36707.5807 | 0 | 0 | 0 | 135.2716 | 26.7957 | 36891.1186 | 0 | 0 | 0 | 26.9297 | 37075.5742 | 0 | 0 | 0 | 27.0643 | 36707.5807 | 53.7253 | 110674.2736 | 0 | 0 | 0 | 0 | 0 | 0 | 0 | 0 | 0 | 135.2716 | 271.2195 | 407.8471 | 26.7957 | 53.7253 | 80.7897 | 14811.3188 | 22897.7362 | 14811.3188 | 13555.5124 | 9408.5066 | 14900.1557 | 23426.3933 | 14900.1557 | 13656.7446 | 9464.938 | 15078.0522 | 24319.9084 | 15078.0522 | 13953.0467 | 9577.9421 | 605.4956 | 609.1273 | 616.3999 | 0.041597 | 0.04139 | 0.041184 | 12215.2658 | 0 | 0 | 0 | 45.0146 | 8.9169 | 12288.5318 | 0 | 0 | 0 | 45.2846 | 8.9703 | 12435.2475 | 0 | 0 | 0 | 45.8253 | 9.0774 | 97722.1265 | 98308.2547 | 99481.9801 | 0 | 0 | 0 | 0 | 0 | 0 | 0 | 0 | 0 | 360.117 | 362.277 | 366.6023 | 12215.2658 | 17.8872 | 36939.0452 | 0 | 0 | 0 | 0 | 0 | 0 | 0 | 0 | 0 | 45.0146 | 90.2993 | 136.1245 | 8.9169 | 17.8872 | 26.9646 | 1 | 1 | 1 | 1 | 1 | 1 | 1 | 30 | 7.8165 | 1.2606 | 30 | 8.4589 | 1.282 | 30 | 9.4548 | 1.3152 | 36707.5807 | 0 | 0 | 0 | 135.2716 | 26.7957 | 36891.1186 | 0 | 0 | 0 | 26.9297 | 37075.5742 | 0 | 0 | 0 | 27.0643 | 36707.5807 | 53.7253 | 110674.2736 | 0 | 0 | 0 | 0 | 0 | 0 | 0 | 0 | 0 | 135.2716 | 271.2195 | 407.8471 | 26.7957 | 53.7253 | 80.7897 | 32176.9457 | 40560.6674 | 32176.9457 | 24012.0082 | 10725.6486 | 32353.4337 | 41475.9613 | 32353.4337 | 24178.9934 | 10784.4779 | 32629.3277 | 42912.7429 | 32629.3277 | 24620.3027 | 10876.4426 | 1072.5649 | 1078.4478 | 1087.6443 | 0.073683 | 0.073317 | 0.072952 | 21637.9178 | 0 | 0 | 0 | 79.7382 | 15.7952 | 21756.6001 | 0 | 0 | 0 | 80.1755 | 15.8818 | 21942.1295 | 0 | 0 | 0 | 80.8592 | 16.0172 | 173103.3425 | 174052.8008 | 175537.0363 | 0 | 0 | 0 | 0 | 0 | 0 | 0 | 0 | 0 | 637.9053 | 641.4042 | 646.8737 | 21637.9178 | 31.677 | 65336.6475 | 0 | 0 | 0 | 0 | 0 | 0 | 0 | 0 | 0 | 79.7382 | 159.9137 | 240.7729 | 15.7952 | 31.677 | 47.6942 | 40 | -2.1835 | 0.94541 | 40 | -1.5411 | 0.96147 | 40 | -0.54524 | 0.98637 | 36707.5807 | 0 | 0 | 0 | 135.2716 | 26.7957 | 36891.1186 | 0 | 0 | 0 | 26.9297 | 37075.5742 | 0 | 0 | 0 | 27.0643 | 36707.5807 | 53.7253 | 110674.2736 | 0 | 0 | 0 | 0 | 0 | 0 | 0 | 0 | 0 | 135.2716 | 271.2195 | 407.8471 | 26.7957 | 53.7253 | 80.7897 | 65503.7795 | 61928.1202 | 65503.7795 | 36661.5893 | 0 | 65831.2984 | 63295.0526 | 65831.2984 | 36898.7387 | 0 | 66160.4549 | 65258.6215 | 66160.4549 | 37440.7905 | 0 | 1637.5945 | 1645.7825 | 1654.0114 | 0.1125 | 0.11194 | 0.11138 | 33036.8227 | 0 | 0 | 0 | 121.7444 | 24.1161 | 33202.0068 | 0 | 0 | 0 | 122.3531 | 24.2367 | 33368.0168 | 0 | 0 | 0 | 122.9649 | 24.3579 | 264294.5812 | 265616.0541 | 266944.1344 | 0 | 0 | 0 | 0 | 0 | 0 | 0 | 0 | 0 | 973.9553 | 978.825 | 983.7192 | 33036.8227 | 48.3528 | 99606.8462 | 0 | 0 | 0 | 0 | 0 | 0 | 0 | 0 | 0 | 121.7444 | 244.0975 | 367.0624 | 24.1161 | 48.3528 | 72.7107
| 221 | Residential | Multi-Family | HVAC | Electric | 01-076 | 01-076.02 | Air Conditioners | [01-076]_Residential_HVAC_Room Air Conditioner (RAC)_Large_ROB_Electric_per unit | CEER_Base = 9.6 | CEER_EE = 12.0 | ENGINEER | 20.174 | 0 | 0 | 0 | 0.061361 | 0 | 40 | 8 | 0.24 | 0.0167 | 0.0788 | 0.6114 | 0.2931 | 1 | 1 | Replace on Burnout | 63.7458 | 0.24784 | 161.392 | 0 | 0 | 0 | 0.62749 | 9.8031 | 0 | 0 | 0 | 28.0134 | 0 | 0 | 37.8165 | 24.4615 | 13.355 | 1.546 | 9.6979 | 0 | 0 | 0 | 28.7611 | 0 | 0 | 38.4589 | 24.4615 | 13.9975 | 1.5722 | 9.6951 | 0 | 0 | 0 | 29.7596 | 0 | 0 | 39.4548 | 24.4615 | 14.9933 | 1.6129 | per unit | 0.026833 | 1717.7922 | 0.005 | 4353.5005 | 0 | 0 | 0 | 16.0431 | 3.178 | 4375.268 | 0 | 0 | 0 | 3.1938 | 4397.1444 | 0 | 0 | 0 | 3.2098 | 4353.5005 | 8728.7686 | 13125.9129 | 0 | 0 | 0 | 0 | 0 | 0 | 0 | 0 | 0 | 16.0431 | 32.1665 | 48.3705 | 3.178 | 6.3718 | 9.5816 | 4353.5005 | 0 | 0 | 0 | 16.0431 | 3.178 | 4375.268 | 0 | 0 | 0 | 3.1938 | 4397.1444 | 0 | 0 | 0 | 3.2098 | 4353.5005 | 6.3718 | 13125.9129 | 0 | 0 | 0 | 0 | 0 | 0 | 0 | 0 | 0 | 16.0431 | 32.1665 | 48.3705 | 3.178 | 6.3718 | 9.5816 | 998.1495 | 1543.1013 | 998.1495 | 913.5195 | 634.0486 | 1004.839 | 1579.8327 | 1004.839 | 920.9856 | 638.2979 | 1021.7785 | 1648.0616 | 1021.7785 | 945.5414 | 649.0583 | 40.805 | 41.0784 | 41.7709 | 0.023636 | 0.023519 | 0.023402 | 823.1989 | 0 | 0 | 0 | 3.0336 | 0.60092 | 828.7159 | 0 | 0 | 0 | 3.0539 | 0.60494 | 842.6863 | 0 | 0 | 0 | 3.1054 | 0.61514 | 6585.5916 | 6629.727 | 6741.4907 | 0 | 0 | 0 | 0 | 0 | 0 | 0 | 0 | 0 | 24.2686 | 24.4313 | 24.8432 | 823.1989 | 1.2059 | 2494.6012 | 0 | 0 | 0 | 0 | 0 | 0 | 0 | 0 | 0 | 3.0336 | 6.0875 | 9.1929 | 0.60092 | 1.2059 | 1.821 | 1 | 1 | 1 | 1 | 1 | 1 | 1 | 30 | 7.8165 | 1.2606 | 30 | 8.4589 | 1.282 | 30 | 9.4548 | 1.3152 | 4353.5005 | 0 | 0 | 0 | 16.0431 | 3.178 | 4375.268 | 0 | 0 | 0 | 3.1938 | 4397.1444 | 0 | 0 | 0 | 3.2098 | 4353.5005 | 6.3718 | 13125.9129 | 0 | 0 | 0 | 0 | 0 | 0 | 0 | 0 | 0 | 16.0431 | 32.1665 | 48.3705 | 3.178 | 6.3718 | 9.5816 | 2819.9278 | 3554.6616 | 2819.9278 | 2104.3678 | 939.9759 | 2835.9842 | 3635.6317 | 2835.9842 | 2119.4425 | 945.3281 | 2864.4859 | 3767.2535 | 2864.4859 | 2161.3841 | 954.8286 | 93.9976 | 94.5328 | 95.4829 | 0.054448 | 0.054177 | 0.053907 | 1896.3069 | 0 | 0 | 0 | 6.9881 | 1.3843 | 1907.1043 | 0 | 0 | 0 | 7.0279 | 1.3921 | 1926.2708 | 0 | 0 | 0 | 7.0985 | 1.4061 | 15170.4556 | 15256.8346 | 15410.1665 | 0 | 0 | 0 | 0 | 0 | 0 | 0 | 0 | 0 | 55.9048 | 56.2232 | 56.7882 | 1896.3069 | 2.7764 | 5729.6821 | 0 | 0 | 0 | 0 | 0 | 0 | 0 | 0 | 0 | 6.9881 | 14.016 | 21.1145 | 1.3843 | 2.7764 | 4.1825 | 40 | -2.1835 | 0.94541 | 40 | -1.5411 | 0.96147 | 40 | -0.54524 | 0.98637 | 4353.5005 | 0 | 0 | 0 | 16.0431 | 3.178 | 4375.268 | 0 | 0 | 0 | 3.1938 | 4397.1444 | 0 | 0 | 0 | 3.2098 | 4353.5005 | 6.3718 | 13125.9129 | 0 | 0 | 0 | 0 | 0 | 0 | 0 | 0 | 0 | 16.0431 | 32.1665 | 48.3705 | 3.178 | 6.3718 | 9.5816 | 6905.5246 | 6528.5722 | 6905.5246 | 3864.9297 | 0 | 6940.0522 | 6672.6767 | 6940.0522 | 3889.9305 | 0 | 6974.7525 | 6879.6796 | 6974.7525 | 3947.0745 | 0 | 172.6381 | 173.5013 | 174.3688 | 0.1 | 0.099502 | 0.099007 | 3482.8004 | 0 | 0 | 0 | 12.8345 | 2.5424 | 3500.2144 | 0 | 0 | 0 | 12.8987 | 2.5551 | 3517.7155 | 0 | 0 | 0 | 12.9632 | 2.5679 | 27862.4034 | 28001.7154 | 28141.7239 | 0 | 0 | 0 | 0 | 0 | 0 | 0 | 0 | 0 | 102.6761 | 103.1895 | 103.7054 | 3482.8004 | 5.0974 | 10500.7303 | 0 | 0 | 0 | 0 | 0 | 0 | 0 | 0 | 0 | 12.8345 | 25.7332 | 38.6964 | 2.5424 | 5.0974 | 7.6653
| 222 | Residential | Low Income | HVAC | Electric | 01-076 | 01-076.03 | Air Conditioners | [01-076]_Residential_HVAC_Room Air Conditioner (RAC)_Large_ROB_Electric_per unit | CEER_Base = 9.6 | CEER_EE = 12.0 | ENGINEER | 20.174 | 0 | 0 | 0 | 0.061361 | 0 | 40 | 8 | 0.24 | 0.0167 | 0.0788 | 0.6114 | 0.2931 | 0.87 | 1 | Replace on Burnout | 73.2711 | 0.28488 | 140.411 | 0 | 0 | 0 | 0.54592 | 8.5287 | 0 | 0 | 0 | 28.0134 | 0 | 0 | 43.8505 | 40 | 3.8505 | 1.0963 | 8.4372 | 0 | 0 | 0 | 28.7611 | 0 | 0 | 44.6379 | 40 | 4.6379 | 1.1159 | 8.4348 | 0 | 0 | 0 | 29.7596 | 0 | 0 | 45.8333 | 40 | 5.8333 | 1.1458 | per unit | 0.044081 | 6772.5824 | 0.005 | 14932.8096 | 0 | 0 | 0 | 55.0291 | 12.5294 | 15007.4737 | 0 | 0 | 0 | 12.5921 | 15082.5111 | 0 | 0 | 0 | 12.655 | 14932.8096 | 29940.2833 | 45022.7944 | 0 | 0 | 0 | 0 | 0 | 0 | 0 | 0 | 0 | 55.0291 | 110.3333 | 165.9141 | 12.5294 | 25.1215 | 37.7766 | 14932.8096 | 0 | 0 | 0 | 55.0291 | 12.5294 | 15007.4737 | 0 | 0 | 0 | 12.5921 | 15082.5111 | 0 | 0 | 0 | 12.655 | 14932.8096 | 25.1215 | 45022.7944 | 0 | 0 | 0 | 0 | 0 | 0 | 0 | 0 | 0 | 55.0291 | 110.3333 | 165.9141 | 12.5294 | 25.1215 | 37.7766 | 4424.1895 | 4850.0774 | 4424.1895 | 1582.0877 | 0 | 4446.3104 | 4961.8447 | 4446.3104 | 1592.3216 | 0 | 4468.542 | 5120.1976 | 4468.542 | 1615.7133 | 0 | 110.6047 | 111.1578 | 111.7135 | 0.01625 | 0.016169 | 0.016089 | 1941.2653 | 0 | 0 | 0 | 7.1538 | 1.6288 | 1950.9716 | 0 | 0 | 0 | 7.1895 | 1.637 | 1960.7264 | 0 | 0 | 0 | 7.2255 | 1.6452 | 15530.122 | 15607.7726 | 15685.8115 | 0 | 0 | 0 | 0 | 0 | 0 | 0 | 0 | 0 | 57.2302 | 57.5164 | 57.804 | 1941.2653 | 3.2658 | 5852.9633 | 0 | 0 | 0 | 0 | 0 | 0 | 0 | 0 | 0 | 7.1538 | 14.3433 | 21.5688 | 1.6288 | 3.2658 | 4.911 | 1 | 1 | 1 | 1 | 1 | 1 | 1 | 40 | 3.8505 | 1.0963 | 40 | 4.6379 | 1.1159 | 40 | 5.8333 | 1.1458 | 14932.8096 | 0 | 0 | 0 | 55.0291 | 12.5294 | 15007.4737 | 0 | 0 | 0 | 12.5921 | 15082.5111 | 0 | 0 | 0 | 12.655 | 14932.8096 | 25.1215 | 45022.7944 | 0 | 0 | 0 | 0 | 0 | 0 | 0 | 0 | 0 | 55.0291 | 110.3333 | 165.9141 | 12.5294 | 25.1215 | 37.7766 | 4424.1895 | 4850.0774 | 4424.1895 | 1582.0877 | 0 | 4446.3104 | 4961.8447 | 4446.3104 | 1592.3216 | 0 | 4468.542 | 5120.1976 | 4468.542 | 1615.7133 | 0 | 110.6047 | 111.1578 | 111.7135 | 0.01625 | 0.016169 | 0.016089 | 1941.2653 | 0 | 0 | 0 | 7.1538 | 1.6288 | 1950.9716 | 0 | 0 | 0 | 7.1895 | 1.637 | 1960.7264 | 0 | 0 | 0 | 7.2255 | 1.6452 | 15530.122 | 15607.7726 | 15685.8115 | 0 | 0 | 0 | 0 | 0 | 0 | 0 | 0 | 0 | 57.2302 | 57.5164 | 57.804 | 1941.2653 | 3.2658 | 5852.9633 | 0 | 0 | 0 | 0 | 0 | 0 | 0 | 0 | 0 | 7.1538 | 14.3433 | 21.5688 | 1.6288 | 3.2658 | 4.911 | 40 | 3.8505 | 1.0963 | 40 | 4.6379 | 1.1159 | 40 | 5.8333 | 1.1458 | 14932.8096 | 0 | 0 | 0 | 55.0291 | 12.5294 | 15007.4737 | 0 | 0 | 0 | 12.5921 | 15082.5111 | 0 | 0 | 0 | 12.655 | 14932.8096 | 25.1215 | 45022.7944 | 0 | 0 | 0 | 0 | 0 | 0 | 0 | 0 | 0 | 55.0291 | 110.3333 | 165.9141 | 12.5294 | 25.1215 | 37.7766 | 4424.1895 | 4850.0774 | 4424.1895 | 1582.0877 | 0 | 4446.3104 | 4961.8447 | 4446.3104 | 1592.3216 | 0 | 4468.542 | 5120.1976 | 4468.542 | 1615.7133 | 0 | 110.6047 | 111.1578 | 111.7135 | 0.01625 | 0.016169 | 0.016089 | 1941.2653 | 0 | 0 | 0 | 7.1538 | 1.6288 | 1950.9716 | 0 | 0 | 0 | 7.1895 | 1.637 | 1960.7264 | 0 | 0 | 0 | 7.2255 | 1.6452 | 15530.122 | 15607.7726 | 15685.8115 | 0 | 0 | 0 | 0 | 0 | 0 | 0 | 0 | 0 | 57.2302 | 57.5164 | 57.804 | 1941.2653 | 3.2658 | 5852.9633 | 0 | 0 | 0 | 0 | 0 | 0 | 0 | 0 | 0 | 7.1538 | 14.3433 | 21.5688 | 1.6288 | 3.2658 | 4.911
| 223 | Residential | Single Family | HVAC | Electric | 01-075 | 01-075.01 | Air Conditioners | [01-075]_Residential_HVAC_Room Air Conditioner (RAC)_Medium_ROB_Electric_per unit | CEER_Base = 10.0 | CEER_EE = 12.1 | ENGINEER | 10.684 | 0 | 0 | 0 | 0.032496 | 0 | 40 | 8 | 0.24 | 0.0167 | 0.0788 | 0.6114 | 0.2931 | 1 | 1 | Replace on Burnout | 120.3675 | 0.46799 | 85.4722 | 0 | 0 | 0 | 0.33232 | 5.1916 | 0 | 0 | 0 | 14.8357 | 0 | 0 | 20.0274 | 24.4615 | -4.4341 | 0.81873 | 5.1359 | 0 | 0 | 0 | 15.2317 | 0 | 0 | 20.3676 | 24.4615 | -4.0939 | 0.83264 | 5.1345 | 0 | 0 | 0 | 15.7605 | 0 | 0 | 20.895 | 24.4615 | -3.5665 | 0.8542 | per unit | 0.11264 | 47590.2054 | 0.005 | 63874.6217 | 0 | 0 | 0 | 235.3852 | 46.627 | 64193.9948 | 0 | 0 | 0 | 46.8601 | 64514.9648 | 0 | 0 | 0 | 47.0944 | 63874.6217 | 128068.6165 | 192583.5812 | 0 | 0 | 0 | 0 | 0 | 0 | 0 | 0 | 0 | 235.3852 | 471.9473 | 709.6922 | 46.627 | 93.4871 | 140.5816 | 63874.6217 | 0 | 0 | 0 | 235.3852 | 46.627 | 64193.9948 | 0 | 0 | 0 | 46.8601 | 64514.9648 | 0 | 0 | 0 | 47.0944 | 63874.6217 | 93.4871 | 192583.5812 | 0 | 0 | 0 | 0 | 0 | 0 | 0 | 0 | 0 | 235.3852 | 471.9473 | 709.6922 | 46.627 | 93.4871 | 140.5816 | 27315.4095 | 22363.9913 | 27315.4095 | 13239.5342 | 17351.4064 | 27492.5335 | 22891.3902 | 27492.5335 | 13344.857 | 17463.9198 | 27954.9191 | 23879.0868 | 27954.9191 | 13700.1344 | 17757.6383 | 1116.6704 | 1123.9113 | 1142.8139 | 0.023348 | 0.023231 | 0.023116 | 11930.5287 | 0 | 0 | 0 | 43.9653 | 8.709 | 12007.891 | 0 | 0 | 0 | 44.2504 | 8.7655 | 12209.8468 | 0 | 0 | 0 | 44.9947 | 8.9129 | 95444.2296 | 96063.1279 | 97678.7741 | 0 | 0 | 0 | 0 | 0 | 0 | 0 | 0 | 0 | 351.7227 | 354.0034 | 359.9573 | 11930.5287 | 17.4745 | 36148.2665 | 0 | 0 | 0 | 0 | 0 | 0 | 0 | 0 | 0 | 43.9653 | 88.2158 | 133.2104 | 8.709 | 17.4745 | 26.3874 | 1 | 1 | 1 | 1 | 1 | 1 | 1 | 30 | -9.9726 | 0.66758 | 30 | -9.6324 | 0.67892 | 30 | -9.105 | 0.6965 | 63874.6217 | 0 | 0 | 0 | 235.3852 | 46.627 | 64193.9948 | 0 | 0 | 0 | 46.8601 | 64514.9648 | 0 | 0 | 0 | 47.0944 | 63874.6217 | 93.4871 | 192583.5812 | 0 | 0 | 0 | 0 | 0 | 0 | 0 | 0 | 0 | 235.3852 | 471.9473 | 709.6922 | 46.627 | 93.4871 | 140.5816 | 79333.9651 | 52961.7367 | 79333.9651 | 31353.4697 | 26444.655 | 79767.703 | 54155.9214 | 79767.703 | 31570.954 | 26589.2343 | 80610.9919 | 56145.5315 | 80610.9919 | 32212.3427 | 26870.3306 | 2644.4655 | 2658.9234 | 2687.0331 | 0.055291 | 0.055016 | 0.054742 | 28253.5219 | 0 | 0 | 0 | 104.1174 | 20.6244 | 28407.9907 | 0 | 0 | 0 | 104.6866 | 20.7372 | 28708.3146 | 0 | 0 | 0 | 105.7934 | 20.9564 | 226028.1755 | 227263.9259 | 229666.5169 | 0 | 0 | 0 | 0 | 0 | 0 | 0 | 0 | 0 | 832.9393 | 837.4931 | 846.347 | 28253.5219 | 41.3616 | 85369.8273 | 0 | 0 | 0 | 0 | 0 | 0 | 0 | 0 | 0 | 104.1174 | 208.804 | 314.5974 | 20.6244 | 41.3616 | 62.318 | 40 | -19.9726 | 0.50068 | 40 | -19.6324 | 0.50919 | 40 | -19.105 | 0.52237 | 63874.6217 | 0 | 0 | 0 | 235.3852 | 46.627 | 64193.9948 | 0 | 0 | 0 | 46.8601 | 64514.9648 | 0 | 0 | 0 | 47.0944 | 63874.6217 | 93.4871 | 192583.5812 | 0 | 0 | 0 | 0 | 0 | 0 | 0 | 0 | 0 | 235.3852 | 471.9473 | 709.6922 | 46.627 | 93.4871 | 140.5816 | 215226.7041 | 107760.7178 | 215226.7041 | 63794.5923 | 0 | 216302.8376 | 110139.308 | 216302.8376 | 64207.2544 | 0 | 217384.3518 | 113556.1015 | 217384.3518 | 65150.4752 | 0 | 5380.6676 | 5407.5709 | 5434.6088 | 0.1125 | 0.11194 | 0.11138 | 57487.1595 | 0 | 0 | 0 | 211.8466 | 41.9643 | 57774.5953 | 0 | 0 | 0 | 212.9059 | 42.1741 | 58063.4683 | 0 | 0 | 0 | 213.9704 | 42.385 | 459897.276 | 462196.7624 | 464507.7462 | 0 | 0 | 0 | 0 | 0 | 0 | 0 | 0 | 0 | 1694.7732 | 1703.2471 | 1711.7633 | 57487.1595 | 84.1384 | 173325.2231 | 0 | 0 | 0 | 0 | 0 | 0 | 0 | 0 | 0 | 211.8466 | 424.7525 | 638.7229 | 41.9643 | 84.1384 | 126.5234
| 224 | Residential | Multi-Family | HVAC | Electric | 01-075 | 01-075.02 | Air Conditioners | [01-075]_Residential_HVAC_Room Air Conditioner (RAC)_Medium_ROB_Electric_per unit | CEER_Base = 10.0 | CEER_EE = 12.1 | ENGINEER | 10.684 | 0 | 0 | 0 | 0.032496 | 0 | 40 | 8 | 0.24 | 0.0167 | 0.0788 | 0.6114 | 0.2931 | 1 | 1 | Replace on Burnout | 120.3675 | 0.46799 | 85.4722 | 0 | 0 | 0 | 0.33232 | 5.1916 | 0 | 0 | 0 | 14.8357 | 0 | 0 | 20.0274 | 24.4615 | -4.4341 | 0.81873 | 5.1359 | 0 | 0 | 0 | 15.2317 | 0 | 0 | 20.3676 | 24.4615 | -4.0939 | 0.83264 | 5.1345 | 0 | 0 | 0 | 15.7605 | 0 | 0 | 20.895 | 24.4615 | -3.5665 | 0.8542 | per unit | 0.088167 | 5644.1743 | 0.005 | 7575.4979 | 0 | 0 | 0 | 27.9166 | 5.5299 | 7613.3753 | 0 | 0 | 0 | 5.5576 | 7651.4422 | 0 | 0 | 0 | 5.5854 | 7575.4979 | 15188.8732 | 22840.3154 | 0 | 0 | 0 | 0 | 0 | 0 | 0 | 0 | 0 | 27.9166 | 55.9727 | 84.1691 | 5.5299 | 11.0875 | 16.6729 | 7575.4979 | 0 | 0 | 0 | 27.9166 | 5.5299 | 7613.3753 | 0 | 0 | 0 | 5.5576 | 7651.4422 | 0 | 0 | 0 | 5.5854 | 7575.4979 | 11.0875 | 22840.3154 | 0 | 0 | 0 | 0 | 0 | 0 | 0 | 0 | 0 | 27.9166 | 55.9727 | 84.1691 | 5.5299 | 11.0875 | 16.6729 | 1250.9098 | 1024.1595 | 1250.9098 | 606.3048 | 794.608 | 1260.1425 | 1049.2454 | 1260.1425 | 611.6723 | 800.4729 | 1290.433 | 1102.2876 | 1290.433 | 632.4148 | 819.7141 | 51.1379 | 51.5154 | 52.7537 | 0.0090152 | 0.0089704 | 0.0089257 | 546.3588 | 0 | 0 | 0 | 2.0134 | 0.39883 | 550.3914 | 0 | 0 | 0 | 2.0283 | 0.40177 | 563.6213 | 0 | 0 | 0 | 2.077 | 0.41143 | 4370.8706 | 4403.1312 | 4508.9708 | 0 | 0 | 0 | 0 | 0 | 0 | 0 | 0 | 0 | 16.1071 | 16.226 | 16.6161 | 546.3588 | 0.8006 | 1660.3716 | 0 | 0 | 0 | 0 | 0 | 0 | 0 | 0 | 0 | 2.0134 | 4.0416 | 6.1187 | 0.39883 | 0.8006 | 1.212 | 1 | 1 | 1 | 1 | 1 | 1 | 1 | 30 | -9.9726 | 0.66758 | 30 | -9.6324 | 0.67892 | 30 | -9.105 | 0.6965 | 7575.4979 | 0 | 0 | 0 | 27.9166 | 5.5299 | 7613.3753 | 0 | 0 | 0 | 5.5576 | 7651.4422 | 0 | 0 | 0 | 5.5854 | 7575.4979 | 11.0875 | 22840.3154 | 0 | 0 | 0 | 0 | 0 | 0 | 0 | 0 | 0 | 27.9166 | 55.9727 | 84.1691 | 5.5299 | 11.0875 | 16.6729 | 6093.6647 | 4068.0062 | 6093.6647 | 2408.269 | 2031.2216 | 6128.3915 | 4160.6901 | 6128.3915 | 2425.5326 | 2042.7972 | 6210.1394 | 4325.3602 | 6210.1394 | 2481.5864 | 2070.0465 | 203.1222 | 204.2797 | 207.0046 | 0.035809 | 0.035631 | 0.035453 | 2170.1612 | 0 | 0 | 0 | 7.9973 | 1.5842 | 2182.5286 | 0 | 0 | 0 | 8.0429 | 1.5932 | 2211.6418 | 0 | 0 | 0 | 8.1501 | 1.6144 | 17361.2892 | 17460.2285 | 17693.1341 | 0 | 0 | 0 | 0 | 0 | 0 | 0 | 0 | 0 | 63.9783 | 64.3429 | 65.2012 | 2170.1612 | 3.1774 | 6564.3315 | 0 | 0 | 0 | 0 | 0 | 0 | 0 | 0 | 0 | 7.9973 | 16.0402 | 24.1903 | 1.5842 | 3.1774 | 4.7918 | 40 | -19.9726 | 0.50068 | 40 | -19.6324 | 0.50919 | 40 | -19.105 | 0.52237 | 7575.4979 | 0 | 0 | 0 | 27.9166 | 5.5299 | 7613.3753 | 0 | 0 | 0 | 5.5576 | 7651.4422 | 0 | 0 | 0 | 5.5854 | 7575.4979 | 11.0875 | 22840.3154 | 0 | 0 | 0 | 0 | 0 | 0 | 0 | 0 | 0 | 27.9166 | 55.9727 | 84.1691 | 5.5299 | 11.0875 | 16.6729 | 22689.5808 | 11360.3259 | 22689.5808 | 6725.339 | 0 | 22803.0287 | 11611.0811 | 22803.0287 | 6768.8426 | 0 | 22917.0438 | 11971.2856 | 22917.0438 | 6868.2786 | 0 | 567.2395 | 570.0757 | 572.9261 | 0.1 | 0.099502 | 0.099007 | 6060.3983 | 0 | 0 | 0 | 22.3332 | 4.424 | 6090.7003 | 0 | 0 | 0 | 22.4449 | 4.4461 | 6121.1538 | 0 | 0 | 0 | 22.5571 | 4.4683 | 48483.1863 | 48725.6022 | 48969.2302 | 0 | 0 | 0 | 0 | 0 | 0 | 0 | 0 | 0 | 178.666 | 179.5593 | 180.4571 | 6060.3983 | 8.87 | 18272.2523 | 0 | 0 | 0 | 0 | 0 | 0 | 0 | 0 | 0 | 22.3332 | 44.7782 | 67.3353 | 4.424 | 8.87 | 13.3383
| 225 | Residential | Low Income | HVAC | Electric | 01-075 | 01-075.03 | Air Conditioners | [01-075]_Residential_HVAC_Room Air Conditioner (RAC)_Medium_ROB_Electric_per unit | CEER_Base = 10.0 | CEER_EE = 12.1 | ENGINEER | 10.684 | 0 | 0 | 0 | 0.032496 | 0 | 40 | 8 | 0.24 | 0.0167 | 0.0788 | 0.6114 | 0.2931 | 0.87 | 1 | Replace on Burnout | 138.3534 | 0.53792 | 74.3608 | 0 | 0 | 0 | 0.28911 | 4.5167 | 0 | 0 | 0 | 14.8357 | 0 | 0 | 23.223 | 40 | -16.777 | 0.58057 | 4.4683 | 0 | 0 | 0 | 15.2317 | 0 | 0 | 23.6399 | 40 | -16.3601 | 0.591 | 4.467 | 0 | 0 | 0 | 15.7605 | 0 | 0 | 24.273 | 40 | -15.727 | 0.60683 | per unit | 0.14484 | 22252.7707 | 0.005 | 25984.4846 | 0 | 0 | 0 | 95.7557 | 21.8024 | 26114.407 | 0 | 0 | 0 | 21.9114 | 26244.9791 | 0 | 0 | 0 | 22.021 | 25984.4846 | 52098.8917 | 78343.8708 | 0 | 0 | 0 | 0 | 0 | 0 | 0 | 0 | 0 | 95.7557 | 191.9903 | 288.706 | 21.8024 | 43.7138 | 65.7347 | 25984.4846 | 0 | 0 | 0 | 95.7557 | 21.8024 | 26114.407 | 0 | 0 | 0 | 21.9114 | 26244.9791 | 0 | 0 | 0 | 22.021 | 25984.4846 | 43.7138 | 78343.8708 | 0 | 0 | 0 | 0 | 0 | 0 | 0 | 0 | 0 | 95.7557 | 191.9903 | 288.706 | 21.8024 | 43.7138 | 65.7347 | 14536.6225 | 8439.5881 | 14536.6225 | 2752.9806 | 0 | 14609.3056 | 8634.0736 | 14609.3056 | 2770.7885 | 0 | 14682.3521 | 8909.6224 | 14682.3521 | 2811.4921 | 0 | 363.4156 | 365.2326 | 367.0588 | 0.01625 | 0.016169 | 0.016089 | 3377.983 | 0 | 0 | 0 | 12.4482 | 2.8343 | 3394.8729 | 0 | 0 | 0 | 12.5105 | 2.8485 | 3411.8473 | 0 | 0 | 0 | 12.573 | 2.8627 | 27023.864 | 27158.9833 | 27294.7782 | 0 | 0 | 0 | 0 | 0 | 0 | 0 | 0 | 0 | 99.586 | 100.0839 | 100.5843 | 3377.983 | 5.6828 | 10184.7032 | 0 | 0 | 0 | 0 | 0 | 0 | 0 | 0 | 0 | 12.4482 | 24.9587 | 37.5318 | 2.8343 | 5.6828 | 8.5455 | 1 | 1 | 1 | 1 | 1 | 1 | 1 | 40 | -16.777 | 0.58057 | 40 | -16.3601 | 0.591 | 40 | -15.727 | 0.60683 | 25984.4846 | 0 | 0 | 0 | 95.7557 | 21.8024 | 26114.407 | 0 | 0 | 0 | 21.9114 | 26244.9791 | 0 | 0 | 0 | 22.021 | 25984.4846 | 43.7138 | 78343.8708 | 0 | 0 | 0 | 0 | 0 | 0 | 0 | 0 | 0 | 95.7557 | 191.9903 | 288.706 | 21.8024 | 43.7138 | 65.7347 | 14536.6225 | 8439.5881 | 14536.6225 | 2752.9806 | 0 | 14609.3056 | 8634.0736 | 14609.3056 | 2770.7885 | 0 | 14682.3521 | 8909.6224 | 14682.3521 | 2811.4921 | 0 | 363.4156 | 365.2326 | 367.0588 | 0.01625 | 0.016169 | 0.016089 | 3377.983 | 0 | 0 | 0 | 12.4482 | 2.8343 | 3394.8729 | 0 | 0 | 0 | 12.5105 | 2.8485 | 3411.8473 | 0 | 0 | 0 | 12.573 | 2.8627 | 27023.864 | 27158.9833 | 27294.7782 | 0 | 0 | 0 | 0 | 0 | 0 | 0 | 0 | 0 | 99.586 | 100.0839 | 100.5843 | 3377.983 | 5.6828 | 10184.7032 | 0 | 0 | 0 | 0 | 0 | 0 | 0 | 0 | 0 | 12.4482 | 24.9587 | 37.5318 | 2.8343 | 5.6828 | 8.5455 | 40 | -16.777 | 0.58057 | 40 | -16.3601 | 0.591 | 40 | -15.727 | 0.60683 | 25984.4846 | 0 | 0 | 0 | 95.7557 | 21.8024 | 26114.407 | 0 | 0 | 0 | 21.9114 | 26244.9791 | 0 | 0 | 0 | 22.021 | 25984.4846 | 43.7138 | 78343.8708 | 0 | 0 | 0 | 0 | 0 | 0 | 0 | 0 | 0 | 95.7557 | 191.9903 | 288.706 | 21.8024 | 43.7138 | 65.7347 | 14536.6225 | 8439.5881 | 14536.6225 | 2752.9806 | 0 | 14609.3056 | 8634.0736 | 14609.3056 | 2770.7885 | 0 | 14682.3521 | 8909.6224 | 14682.3521 | 2811.4921 | 0 | 363.4156 | 365.2326 | 367.0588 | 0.01625 | 0.016169 | 0.016089 | 3377.983 | 0 | 0 | 0 | 12.4482 | 2.8343 | 3394.8729 | 0 | 0 | 0 | 12.5105 | 2.8485 | 3411.8473 | 0 | 0 | 0 | 12.573 | 2.8627 | 27023.864 | 27158.9833 | 27294.7782 | 0 | 0 | 0 | 0 | 0 | 0 | 0 | 0 | 0 | 99.586 | 100.0839 | 100.5843 | 3377.983 | 5.6828 | 10184.7032 | 0 | 0 | 0 | 0 | 0 | 0 | 0 | 0 | 0 | 12.4482 | 24.9587 | 37.5318 | 2.8343 | 5.6828 | 8.5455
| 226 | Residential | Single Family | HVAC | Electric | 01-074 | 01-074.01 | Air Conditioners | [01-074]_Residential_HVAC_Room Air Conditioner (RAC)_Small_ROB_Electric_per unit | CEER_Base = 10.0 | CEER_EE = 12.1 | ENGINEER | 9.1292 | 0 | 0 | 0 | 0.027767 | 0 | 40 | 12 | 0.24 | 0.0167 | 0.0788 | 0.6114 | 0.2931 | 1 | 1 | Replace on Burnout | 93.912 | 0.36513 | 109.5501 | 0 | 0 | 0 | 0.42593 | 6.1594 | 0 | 0 | 0 | 19.0737 | 0 | 0 | 25.2331 | 24.4615 | 0.77163 | 1.0315 | 6.0851 | 0 | 0 | 0 | 19.4251 | 0 | 0 | 25.5103 | 24.4615 | 1.0488 | 1.0429 | 6.0506 | 0 | 0 | 0 | 19.7991 | 0 | 0 | 25.8498 | 24.4615 | 1.3883 | 1.0568 | per unit | 0.029383 | 12414.8362 | 0.005 | 9491.9932 | 0 | 0 | 0 | 34.9791 | 6.9289 | 9539.4531 | 0 | 0 | 0 | 6.9636 | 9587.1504 | 0 | 0 | 0 | 6.9984 | 9491.9932 | 19031.4463 | 28618.5967 | 0 | 0 | 0 | 0 | 0 | 0 | 0 | 0 | 0 | 34.9791 | 70.133 | 105.4627 | 6.9289 | 13.8925 | 20.8909 | 9491.9932 | 0 | 0 | 0 | 34.9791 | 6.9289 | 9539.4531 | 0 | 0 | 0 | 6.9636 | 9587.1504 | 0 | 0 | 0 | 6.9984 | 9491.9932 | 13.8925 | 28618.5967 | 0 | 0 | 0 | 0 | 0 | 0 | 0 | 0 | 0 | 34.9791 | 70.133 | 105.4627 | 6.9289 | 13.8925 | 20.8909 | 3974.749 | 4100.1319 | 3974.749 | 2331.5867 | 2524.8564 | 3989.2225 | 4160.2591 | 3989.2225 | 2336.9619 | 2534.0503 | 4030.8631 | 4259.6281 | 4030.8631 | 2371.847 | 2560.5014 | 162.4901 | 163.0818 | 164.7841 | 0.013023 | 0.012958 | 0.012894 | 1483.4011 | 0 | 0 | 0 | 5.4665 | 1.0828 | 1488.8027 | 0 | 0 | 0 | 5.4864 | 1.0868 | 1504.3433 | 0 | 0 | 0 | 5.5437 | 1.0981 | 17800.8136 | 17865.6326 | 18052.1191 | 0 | 0 | 0 | 0 | 0 | 0 | 0 | 0 | 0 | 65.598 | 65.8369 | 66.5241 | 1483.4011 | 2.1696 | 4476.5471 | 0 | 0 | 0 | 0 | 0 | 0 | 0 | 0 | 0 | 5.4665 | 10.9529 | 16.4966 | 1.0828 | 2.1696 | 3.2678 | 1 | 1 | 1 | 1 | 1 | 1 | 1 | 30 | -4.7669 | 0.8411 | 30 | -4.4897 | 0.85034 | 30 | -4.1502 | 0.86166 | 9491.9932 | 0 | 0 | 0 | 34.9791 | 6.9289 | 9539.4531 | 0 | 0 | 0 | 6.9636 | 9587.1504 | 0 | 0 | 0 | 6.9984 | 9491.9932 | 13.8925 | 28618.5967 | 0 | 0 | 0 | 0 | 0 | 0 | 0 | 0 | 0 | 34.9791 | 70.133 | 105.4627 | 6.9289 | 13.8925 | 20.8909 | 12652.1354 | 10641.7586 | 12652.1354 | 6051.5574 | 4217.3785 | 12704.6874 | 10803.3279 | 12704.6874 | 6068.6041 | 4234.8958 | 12800.4532 | 11029.6172 | 12800.4532 | 6141.5136 | 4266.8177 | 421.7378 | 423.4896 | 426.6818 | 0.033801 | 0.033633 | 0.033466 | 3850.1193 | 0 | 0 | 0 | 14.1881 | 2.8105 | 3866.1112 | 0 | 0 | 0 | 14.2471 | 2.8222 | 3895.2532 | 0 | 0 | 0 | 14.3544 | 2.8434 | 46201.4314 | 46393.334 | 46743.039 | 0 | 0 | 0 | 0 | 0 | 0 | 0 | 0 | 0 | 170.2575 | 170.9647 | 172.2534 | 3850.1193 | 5.6327 | 11611.4837 | 0 | 0 | 0 | 0 | 0 | 0 | 0 | 0 | 0 | 14.1881 | 28.4352 | 42.7896 | 2.8105 | 5.6327 | 8.4761 | 40 | -14.7669 | 0.63083 | 40 | -14.4897 | 0.63776 | 40 | -14.1502 | 0.64624 | 9491.9932 | 0 | 0 | 0 | 34.9791 | 6.9289 | 9539.4531 | 0 | 0 | 0 | 6.9636 | 9587.1504 | 0 | 0 | 0 | 6.9984 | 9491.9932 | 13.8925 | 28618.5967 | 0 | 0 | 0 | 0 | 0 | 0 | 0 | 0 | 0 | 34.9791 | 70.133 | 105.4627 | 6.9289 | 13.8925 | 20.8909 | 37430.7312 | 23612.3464 | 37430.7312 | 13427.43 | 0 | 37617.8848 | 23991.0475 | 37617.8848 | 13476.6037 | 0 | 37805.9742 | 24431.8747 | 37805.9742 | 13604.1612 | 0 | 935.7683 | 940.4471 | 945.1494 | 0.075 | 0.074627 | 0.074256 | 8542.7938 | 0 | 0 | 0 | 31.4812 | 6.236 | 8585.5078 | 0 | 0 | 0 | 31.6386 | 6.2672 | 8628.4354 | 0 | 0 | 0 | 31.7968 | 6.2986 | 102513.5261 | 103026.0938 | 103541.2242 | 0 | 0 | 0 | 0 | 0 | 0 | 0 | 0 | 0 | 377.7739 | 379.6627 | 381.5611 | 8542.7938 | 12.5033 | 25756.737 | 0 | 0 | 0 | 0 | 0 | 0 | 0 | 0 | 0 | 31.4812 | 63.1197 | 94.9165 | 6.236 | 12.5033 | 18.8018
| 227 | Residential | Multi-Family | HVAC | Electric | 01-074 | 01-074.02 | Air Conditioners | [01-074]_Residential_HVAC_Room Air Conditioner (RAC)_Small_ROB_Electric_per unit | CEER_Base = 10.0 | CEER_EE = 12.1 | ENGINEER | 9.1292 | 0 | 0 | 0 | 0.027767 | 0 | 40 | 12 | 0.24 | 0.0167 | 0.0788 | 0.6114 | 0.2931 | 1 | 1 | Replace on Burnout | 93.912 | 0.36513 | 109.5501 | 0 | 0 | 0 | 0.42593 | 6.1594 | 0 | 0 | 0 | 19.0737 | 0 | 0 | 25.2331 | 24.4615 | 0.77163 | 1.0315 | 6.0851 | 0 | 0 | 0 | 19.4251 | 0 | 0 | 25.5103 | 24.4615 | 1.0488 | 1.0429 | 6.0506 | 0 | 0 | 0 | 19.7991 | 0 | 0 | 25.8498 | 24.4615 | 1.3883 | 1.0568 | per unit | 0.023 | 1472.3933 | 0.005 | 1125.7456 | 0 | 0 | 0 | 4.1485 | 0.82177 | 1131.3743 | 0 | 0 | 0 | 0.82588 | 1137.0312 | 0 | 0 | 0 | 0.83001 | 1125.7456 | 2257.1199 | 3394.1511 | 0 | 0 | 0 | 0 | 0 | 0 | 0 | 0 | 0 | 4.1485 | 8.3177 | 12.5078 | 0.82177 | 1.6476 | 2.4777 | 1125.7456 | 0 | 0 | 0 | 4.1485 | 0.82177 | 1131.3743 | 0 | 0 | 0 | 0.82588 | 1137.0312 | 0 | 0 | 0 | 0.83001 | 1125.7456 | 1.6476 | 3394.1511 | 0 | 0 | 0 | 0 | 0 | 0 | 0 | 0 | 0 | 4.1485 | 8.3177 | 12.5078 | 0.82177 | 1.6476 | 2.4777 | 164.2496 | 169.4308 | 164.2496 | 96.3488 | 104.3353 | 164.7253 | 171.7878 | 164.7253 | 96.4992 | 104.6375 | 166.9392 | 176.4136 | 166.9392 | 98.2306 | 106.0438 | 6.7146 | 6.7341 | 6.8246 | 0.0045377 | 0.0045151 | 0.0044926 | 61.299 | 0 | 0 | 0 | 0.22589 | 0.044747 | 61.4765 | 0 | 0 | 0 | 0.22655 | 0.044876 | 62.3028 | 0 | 0 | 0 | 0.22959 | 0.04548 | 735.5876 | 737.718 | 747.633 | 0 | 0 | 0 | 0 | 0 | 0 | 0 | 0 | 0 | 2.7107 | 2.7186 | 2.7551 | 61.299 | 0.089623 | 185.0782 | 0 | 0 | 0 | 0 | 0 | 0 | 0 | 0 | 0 | 0.22589 | 0.45244 | 0.68203 | 0.044747 | 0.089623 | 0.1351 | 1 | 1 | 1 | 1 | 1 | 1 | 1 | 30 | -4.7669 | 0.8411 | 30 | -4.4897 | 0.85034 | 30 | -4.1502 | 0.86166 | 1125.7456 | 0 | 0 | 0 | 4.1485 | 0.82177 | 1131.3743 | 0 | 0 | 0 | 0.82588 | 1137.0312 | 0 | 0 | 0 | 0.83001 | 1125.7456 | 1.6476 | 3394.1511 | 0 | 0 | 0 | 0 | 0 | 0 | 0 | 0 | 0 | 4.1485 | 8.3177 | 12.5078 | 0.82177 | 1.6476 | 2.4777 | 929.9168 | 782.1565 | 929.9168 | 444.7822 | 309.9723 | 933.3687 | 793.6825 | 933.3687 | 445.839 | 311.1229 | 941.6427 | 811.3743 | 941.6427 | 451.7896 | 313.8809 | 30.9972 | 31.1123 | 31.3881 | 0.020948 | 0.020843 | 0.02074 | 282.9792 | 0 | 0 | 0 | 1.0428 | 0.20657 | 284.0296 | 0 | 0 | 0 | 1.0467 | 0.20734 | 286.5474 | 0 | 0 | 0 | 1.056 | 0.20917 | 3395.75 | 3408.355 | 3438.569 | 0 | 0 | 0 | 0 | 0 | 0 | 0 | 0 | 0 | 12.5137 | 12.5602 | 12.6715 | 282.9792 | 0.4139 | 853.5562 | 0 | 0 | 0 | 0 | 0 | 0 | 0 | 0 | 0 | 1.0428 | 2.0895 | 3.1455 | 0.20657 | 0.4139 | 0.62308 | 40 | -14.7669 | 0.63083 | 40 | -14.4897 | 0.63776 | 40 | -14.1502 | 0.64624 | 1125.7456 | 0 | 0 | 0 | 4.1485 | 0.82177 | 1131.3743 | 0 | 0 | 0 | 0.82588 | 1137.0312 | 0 | 0 | 0 | 0.83001 | 1125.7456 | 1.6476 | 3394.1511 | 0 | 0 | 0 | 0 | 0 | 0 | 0 | 0 | 0 | 4.1485 | 8.3177 | 12.5078 | 0.82177 | 1.6476 | 2.4777 | 3946.014 | 2489.2554 | 3946.014 | 1415.5435 | 0 | 3965.7441 | 2529.1788 | 3965.7441 | 1420.7275 | 0 | 3985.5728 | 2575.6515 | 3985.5728 | 1434.1748 | 0 | 98.6504 | 99.1436 | 99.6393 | 0.066667 | 0.066335 | 0.066005 | 900.5965 | 0 | 0 | 0 | 3.3188 | 0.65741 | 905.0995 | 0 | 0 | 0 | 3.3354 | 0.6607 | 909.625 | 0 | 0 | 0 | 3.3521 | 0.66401 | 10807.1577 | 10861.1935 | 10915.4994 | 0 | 0 | 0 | 0 | 0 | 0 | 0 | 0 | 0 | 39.8256 | 40.0247 | 40.2248 | 900.5965 | 1.3181 | 2715.3209 | 0 | 0 | 0 | 0 | 0 | 0 | 0 | 0 | 0 | 3.3188 | 6.6542 | 10.0063 | 0.65741 | 1.3181 | 1.9821
| 228 | Residential | Low Income | HVAC | Electric | 01-074 | 01-074.03 | Air Conditioners | [01-074]_Residential_HVAC_Room Air Conditioner (RAC)_Small_ROB_Electric_per unit | CEER_Base = 10.0 | CEER_EE = 12.1 | ENGINEER | 9.1292 | 0 | 0 | 0 | 0.027767 | 0 | 40 | 12 | 0.24 | 0.0167 | 0.0788 | 0.6114 | 0.2931 | 0.87 | 1 | Replace on Burnout | 107.9448 | 0.41969 | 95.3086 | 0 | 0 | 0 | 0.37056 | 5.3587 | 0 | 0 | 0 | 19.0737 | 0 | 0 | 29.3189 | 40 | -10.6811 | 0.73297 | 5.2941 | 0 | 0 | 0 | 19.4251 | 0 | 0 | 29.663 | 40 | -10.337 | 0.74158 | 5.264 | 0 | 0 | 0 | 19.7991 | 0 | 0 | 30.0758 | 40 | -9.9242 | 0.7519 | per unit | 0.037783 | 5805.0706 | 0.005 | 3861.3857 | 0 | 0 | 0 | 14.2296 | 3.2399 | 3880.6926 | 0 | 0 | 0 | 3.2561 | 3900.0961 | 0 | 0 | 0 | 3.2724 | 3861.3857 | 7742.0783 | 11642.1744 | 0 | 0 | 0 | 0 | 0 | 0 | 0 | 0 | 0 | 14.2296 | 28.5304 | 42.9027 | 3.2399 | 6.496 | 9.7684 | 3861.3857 | 0 | 0 | 0 | 14.2296 | 3.2399 | 3880.6926 | 0 | 0 | 0 | 3.2561 | 3900.0961 | 0 | 0 | 0 | 3.2724 | 3861.3857 | 6.496 | 11642.1744 | 0 | 0 | 0 | 0 | 0 | 0 | 0 | 0 | 0 | 14.2296 | 28.5304 | 42.9027 | 3.2399 | 6.496 | 9.7684 | 2528.1083 | 1853.0321 | 2528.1083 | 579.4449 | 0 | 2540.7488 | 1884.1576 | 2540.7488 | 581.567 | 0 | 2553.4525 | 1919.9283 | 2553.4525 | 587.0716 | 0 | 63.2027 | 63.5187 | 63.8363 | 0.010833 | 0.010779 | 0.010726 | 501.9801 | 0 | 0 | 0 | 1.8499 | 0.42119 | 504.49 | 0 | 0 | 0 | 1.8591 | 0.42329 | 507.0125 | 0 | 0 | 0 | 1.8684 | 0.42541 | 6023.7617 | 6053.8805 | 6084.1499 | 0 | 0 | 0 | 0 | 0 | 0 | 0 | 0 | 0 | 22.1982 | 22.3092 | 22.4208 | 501.9801 | 0.84448 | 1513.4827 | 0 | 0 | 0 | 0 | 0 | 0 | 0 | 0 | 0 | 1.8499 | 3.709 | 5.5774 | 0.42119 | 0.84448 | 1.2699 | 1 | 1 | 1 | 1 | 1 | 1 | 1 | 40 | -10.6811 | 0.73297 | 40 | -10.337 | 0.74158 | 40 | -9.9242 | 0.7519 | 3861.3857 | 0 | 0 | 0 | 14.2296 | 3.2399 | 3880.6926 | 0 | 0 | 0 | 3.2561 | 3900.0961 | 0 | 0 | 0 | 3.2724 | 3861.3857 | 6.496 | 11642.1744 | 0 | 0 | 0 | 0 | 0 | 0 | 0 | 0 | 0 | 14.2296 | 28.5304 | 42.9027 | 3.2399 | 6.496 | 9.7684 | 2528.1083 | 1853.0321 | 2528.1083 | 579.4449 | 0 | 2540.7488 | 1884.1576 | 2540.7488 | 581.567 | 0 | 2553.4525 | 1919.9283 | 2553.4525 | 587.0716 | 0 | 63.2027 | 63.5187 | 63.8363 | 0.010833 | 0.010779 | 0.010726 | 501.9801 | 0 | 0 | 0 | 1.8499 | 0.42119 | 504.49 | 0 | 0 | 0 | 1.8591 | 0.42329 | 507.0125 | 0 | 0 | 0 | 1.8684 | 0.42541 | 6023.7617 | 6053.8805 | 6084.1499 | 0 | 0 | 0 | 0 | 0 | 0 | 0 | 0 | 0 | 22.1982 | 22.3092 | 22.4208 | 501.9801 | 0.84448 | 1513.4827 | 0 | 0 | 0 | 0 | 0 | 0 | 0 | 0 | 0 | 1.8499 | 3.709 | 5.5774 | 0.42119 | 0.84448 | 1.2699 | 40 | -10.6811 | 0.73297 | 40 | -10.337 | 0.74158 | 40 | -9.9242 | 0.7519 | 3861.3857 | 0 | 0 | 0 | 14.2296 | 3.2399 | 3880.6926 | 0 | 0 | 0 | 3.2561 | 3900.0961 | 0 | 0 | 0 | 3.2724 | 3861.3857 | 6.496 | 11642.1744 | 0 | 0 | 0 | 0 | 0 | 0 | 0 | 0 | 0 | 14.2296 | 28.5304 | 42.9027 | 3.2399 | 6.496 | 9.7684 | 2528.1083 | 1853.0321 | 2528.1083 | 579.4449 | 0 | 2540.7488 | 1884.1576 | 2540.7488 | 581.567 | 0 | 2553.4525 | 1919.9283 | 2553.4525 | 587.0716 | 0 | 63.2027 | 63.5187 | 63.8363 | 0.010833 | 0.010779 | 0.010726 | 501.9801 | 0 | 0 | 0 | 1.8499 | 0.42119 | 504.49 | 0 | 0 | 0 | 1.8591 | 0.42329 | 507.0125 | 0 | 0 | 0 | 1.8684 | 0.42541 | 6023.7617 | 6053.8805 | 6084.1499 | 0 | 0 | 0 | 0 | 0 | 0 | 0 | 0 | 0 | 22.1982 | 22.3092 | 22.4208 | 501.9801 | 0.84448 | 1513.4827 | 0 | 0 | 0 | 0 | 0 | 0 | 0 | 0 | 0 | 1.8499 | 3.709 | 5.5774 | 0.42119 | 0.84448 | 1.2699
| 229 | Residential | Single Family | HVAC | Electric | 01-217 | 01-217.01 | HVAC Control | [01-217]_Residential_HVAC_Thermostat Wi-Fi_Baseboards_ADD_Electric_per unit | Programmable Thermostat | Wifi Thermostat | ENGINEER | 237.58 | 0 | 0 | 0 | 0 | 0 | 136.6667 | 15 | 0 | 0.4905 | 0.4894 | 0.0074 | 0.0127 | 1 | 1 | Additions on Existing | 9.8636 | 0.03835 | 3563.6999 | 0 | 0 | 0 | 13.8557 | 229.2496 | 0 | 0 | 0 | 0 | 0 | 0 | 229.2496 | 83.5767 | 145.6729 | 2.743 | 228.4244 | 0 | 0 | 0 | 0 | 0 | 0 | 228.4244 | 83.5767 | 144.8476 | 2.7331 | 228.5284 | 0 | 0 | 0 | 0 | 0 | 0 | 228.5284 | 83.5767 | 144.9517 | 2.7344 | per unit | 0.18677 | 78912.5297 | 0.005 | 2646995.0308 | 0 | 0 | 0 | 9754.4745 | 0 | 2625580.0181 | 0 | 0 | 0 | 0 | 2574474.0854 | 0 | 0 | 0 | 0 | 2646995.0308 | 5272575.0489 | 7847049.1343 | 0 | 0 | 0 | 0 | 0 | 0 | 0 | 0 | 0 | 9754.4745 | 19430.0322 | 28917.2588 | 0 | 0 | 0 | 2646995.0308 | 0 | 0 | 0 | 9754.4745 | 0 | 2625580.0181 | 0 | 0 | 0 | 0 | 2574474.0854 | 0 | 0 | 0 | 0 | 2646995.0308 | 0 | 7847049.1343 | 0 | 0 | 0 | 0 | 0 | 0 | 0 | 0 | 0 | 9754.4745 | 19430.0322 | 28917.2588 | 0 | 0 | 0 | 101732.052 | 279049.4163 | 101732.052 | 545955.9481 | 64622.6509 | 101911.6228 | 278535.667 | 101911.6228 | 550311.0982 | 64736.7186 | 101987.6183 | 278870.2922 | 101987.6183 | 557897.487 | 64784.9928 | 1217.2295 | 1219.3781 | 1220.2874 | 0.015348 | 0.015272 | 0.015196 | 289189.3815 | 0 | 0 | 0 | 1065.6954 | 0 | 289699.8398 | 0 | 0 | 0 | 1067.5765 | 0 | 289915.869 | 0 | 0 | 0 | 1068.3726 | 0 | 4337840.7224 | 4345497.5968 | 4348738.035 | 0 | 0 | 0 | 0 | 0 | 0 | 0 | 0 | 0 | 15985.4311 | 16013.6475 | 16025.5889 | 289189.3815 | 0 | 868805.0903 | 0 | 0 | 0 | 0 | 0 | 0 | 0 | 0 | 0 | 1065.6954 | 2133.2719 | 3201.6445 | 0 | 0 | 0 | 1 | 1 | 1 | 1 | 1 | 1 | 1 | 102.5 | 126.7496 | 2.2366 | 102.5 | 125.9244 | 2.2285 | 102.5 | 126.0284 | 2.2295 | 2646995.0308 | 0 | 0 | 0 | 9754.4745 | 0 | 2625580.0181 | 0 | 0 | 0 | 0 | 2574474.0854 | 0 | 0 | 0 | 0 | 2646995.0308 | 0 | 7847049.1343 | 0 | 0 | 0 | 0 | 0 | 0 | 0 | 0 | 0 | 9754.4745 | 19430.0322 | 28917.2588 | 0 | 0 | 0 | 390429.6153 | 873227.7424 | 390429.6153 | 1708456.8258 | 130143.2051 | 388996.9926 | 866891.6104 | 388996.9926 | 1712743.2165 | 129665.6642 | 384974.1099 | 858317.1365 | 384974.1099 | 1717117.1936 | 128324.7033 | 3809.0694 | 3795.0926 | 3755.845 | 0.048029 | 0.04779 | 0.047553 | 904958.6775 | 0 | 0 | 0 | 3334.8745 | 0 | 901638.068 | 0 | 0 | 0 | 3322.6377 | 0 | 892313.6149 | 0 | 0 | 0 | 3288.2761 | 0 | 13574380.1628 | 13524571.0202 | 13384704.2231 | 0 | 0 | 0 | 0 | 0 | 0 | 0 | 0 | 0 | 50023.118 | 49839.5657 | 49324.1408 | 904958.6775 | 0 | 2698910.3604 | 0 | 0 | 0 | 0 | 0 | 0 | 0 | 0 | 0 | 3334.8745 | 6657.5122 | 9945.7883 | 0 | 0 | 0 | 136.6667 | 92.583 | 1.6774 | 136.6667 | 91.7577 | 1.6714 | 136.6667 | 91.8617 | 1.6722 | 2646995.0308 | 0 | 0 | 0 | 9754.4745 | 0 | 2625580.0181 | 0 | 0 | 0 | 0 | 2574474.0854 | 0 | 0 | 0 | 0 | 2646995.0308 | 0 | 7847049.1343 | 0 | 0 | 0 | 0 | 0 | 0 | 0 | 0 | 0 | 9754.4745 | 19430.0322 | 28917.2588 | 0 | 0 | 0 | 989735.6717 | 1660218.537 | 989735.6717 | 3248192.372 | 0 | 981728.4025 | 1640858.6672 | 981728.4025 | 3241892.6631 | 0 | 962619.4264 | 1609652.5619 | 962619.4264 | 3220210.7733 | 0 | 7241.9683 | 7183.3786 | 7043.5568 | 0.091316 | 0.090861 | 0.090409 | 1720546.77 | 0 | 0 | 0 | 6340.4084 | 0 | 1706627.0118 | 0 | 0 | 0 | 6289.1125 | 0 | 1673408.1555 | 0 | 0 | 0 | 6166.6973 | 0 | 25808201.5506 | 25599405.1766 | 25101122.3326 | 0 | 0 | 0 | 0 | 0 | 0 | 0 | 0 | 0 | 95106.126 | 94336.6879 | 92500.4596 | 1720546.77 | 0 | 5100581.9373 | 0 | 0 | 0 | 0 | 0 | 0 | 0 | 0 | 0 | 6340.4084 | 12629.5209 | 18796.2182 | 0 | 0 | 0
| 230 | Residential | Multi-Family | HVAC | Electric | 01-217 | 01-217.02 | HVAC Control | [01-217]_Residential_HVAC_Thermostat Wi-Fi_Baseboards_ADD_Electric_per unit | Programmable Thermostat | Wifi Thermostat | ENGINEER | 251.1896 | 0 | 0 | 0 | 0 | 0 | 136.6667 | 15 | 0 | 0.4905 | 0.4894 | 0.0074 | 0.0127 | 1 | 1 | Additions on Existing | 9.3292 | 0.036272 | 3767.8434 | 0 | 0 | 0 | 14.6494 | 242.382 | 0 | 0 | 0 | 0 | 0 | 0 | 242.382 | 83.5767 | 158.8053 | 2.9001 | 241.5095 | 0 | 0 | 0 | 0 | 0 | 0 | 241.5095 | 83.5767 | 157.9327 | 2.8897 | 241.6194 | 0 | 0 | 0 | 0 | 0 | 0 | 241.6194 | 83.5767 | 158.0427 | 2.891 | per unit | 0.14651 | 9379.3409 | 0.005 | 332637.4931 | 0 | 0 | 0 | 1225.8066 | 0 | 329946.3524 | 0 | 0 | 0 | 0 | 323524.0701 | 0 | 0 | 0 | 0 | 332637.4931 | 662583.8455 | 986107.9156 | 0 | 0 | 0 | 0 | 0 | 0 | 0 | 0 | 0 | 1225.8066 | 2441.696 | 3633.9186 | 0 | 0 | 0 | 332637.4931 | 0 | 0 | 0 | 1225.8066 | 0 | 329946.3524 | 0 | 0 | 0 | 0 | 323524.0701 | 0 | 0 | 0 | 0 | 332637.4931 | 0 | 986107.9156 | 0 | 0 | 0 | 0 | 0 | 0 | 0 | 0 | 0 | 1225.8066 | 2441.696 | 3633.9186 | 0 | 0 | 0 | 7723.2077 | 22398.1808 | 7723.2077 | 43821.7008 | 4905.9676 | 7744.0597 | 22377.8062 | 7744.0597 | 44212.4891 | 4919.2133 | 7764.5641 | 22447.2736 | 7764.5641 | 44907.1769 | 4932.2382 | 92.4086 | 92.6581 | 92.9034 | 0.0098033 | 0.0097546 | 0.009706 | 23212.0753 | 0 | 0 | 0 | 85.5391 | 0 | 23274.7459 | 0 | 0 | 0 | 85.7701 | 0 | 23336.3719 | 0 | 0 | 0 | 85.9972 | 0 | 348181.1288 | 349121.1892 | 350045.5782 | 0 | 0 | 0 | 0 | 0 | 0 | 0 | 0 | 0 | 1283.0866 | 1286.5509 | 1289.9573 | 23212.0753 | 0 | 69823.1931 | 0 | 0 | 0 | 0 | 0 | 0 | 0 | 0 | 0 | 85.5391 | 171.3092 | 257.3063 | 0 | 0 | 0 | 1 | 1 | 1 | 1 | 1 | 1 | 1 | 102.5 | 139.882 | 2.3647 | 102.5 | 139.0095 | 2.3562 | 102.5 | 139.1194 | 2.3573 | 332637.4931 | 0 | 0 | 0 | 1225.8066 | 0 | 329946.3524 | 0 | 0 | 0 | 0 | 323524.0701 | 0 | 0 | 0 | 0 | 332637.4931 | 0 | 986107.9156 | 0 | 0 | 0 | 0 | 0 | 0 | 0 | 0 | 0 | 1225.8066 | 2441.696 | 3633.9186 | 0 | 0 | 0 | 29160.8024 | 68956.619 | 29160.8024 | 134912.5786 | 9720.2675 | 29127.6167 | 68630.1938 | 29127.6167 | 135594.6897 | 9709.2056 | 28978.5559 | 68310.0679 | 28978.5559 | 136658.5695 | 9659.5186 | 284.4956 | 284.1719 | 282.7176 | 0.030181 | 0.030031 | 0.029882 | 71462.3319 | 0 | 0 | 0 | 263.3467 | 0 | 71381.0062 | 0 | 0 | 0 | 263.047 | 0 | 71015.7132 | 0 | 0 | 0 | 261.7009 | 0 | 1071934.9785 | 1070715.0925 | 1065235.6982 | 0 | 0 | 0 | 0 | 0 | 0 | 0 | 0 | 0 | 3950.201 | 3945.7056 | 3925.5134 | 71462.3319 | 0 | 213859.0513 | 0 | 0 | 0 | 0 | 0 | 0 | 0 | 0 | 0 | 263.3467 | 526.3938 | 788.0947 | 0 | 0 | 0 | 136.6667 | 105.7153 | 1.7735 | 136.6667 | 104.8428 | 1.7671 | 136.6667 | 104.9528 | 1.7679 | 332637.4931 | 0 | 0 | 0 | 1225.8066 | 0 | 329946.3524 | 0 | 0 | 0 | 0 | 323524.0701 | 0 | 0 | 0 | 0 | 332637.4931 | 0 | 986107.9156 | 0 | 0 | 0 | 0 | 0 | 0 | 0 | 0 | 0 | 1225.8066 | 2441.696 | 3633.9186 | 0 | 0 | 0 | 108588.4094 | 192584.4534 | 108588.4094 | 376788.5605 | 0 | 107709.8954 | 190338.719 | 107709.8954 | 376057.7976 | 0 | 105613.3626 | 186718.8276 | 105613.3626 | 373542.7101 | 0 | 794.5493 | 788.1212 | 772.7807 | 0.084291 | 0.083872 | 0.083455 | 199582.4959 | 0 | 0 | 0 | 735.4839 | 0 | 197967.8114 | 0 | 0 | 0 | 729.5337 | 0 | 194114.4421 | 0 | 0 | 0 | 715.3336 | 0 | 2993737.4382 | 2969517.1716 | 2911716.6309 | 0 | 0 | 0 | 0 | 0 | 0 | 0 | 0 | 0 | 11032.2592 | 10943.0048 | 10730.0033 | 199582.4959 | 0 | 591664.7494 | 0 | 0 | 0 | 0 | 0 | 0 | 0 | 0 | 0 | 735.4839 | 1465.0176 | 2180.3512 | 0 | 0 | 0
| 231 | Residential | Low Income | HVAC | Electric | 01-217 | 01-217.03 | HVAC Control | [01-217]_Residential_HVAC_Thermostat Wi-Fi_Baseboards_ADD_Electric_per unit | Programmable Thermostat | Wifi Thermostat | ENGINEER | 281.0538 | 0 | 0 | 0 | 0 | 0 | 136.6667 | 15 | 0 | 0.4905 | 0.4894 | 0.0074 | 0.0127 | 0.87 | 1 | Additions on Existing | 9.5838 | 0.037262 | 3667.7514 | 0 | 0 | 0 | 14.2602 | 235.9432 | 0 | 0 | 0 | 0 | 0 | 0 | 283.1318 | 136.6667 | 146.4651 | 2.0717 | 235.0938 | 0 | 0 | 0 | 0 | 0 | 0 | 282.1126 | 136.6667 | 145.4459 | 2.0642 | 235.2009 | 0 | 0 | 0 | 0 | 0 | 0 | 282.241 | 136.6667 | 145.5744 | 2.0652 | per unit | 0.34364 | 52797.6078 | 0.005 | 1822720.933 | 0 | 0 | 0 | 6716.9317 | 0 | 1807974.554 | 0 | 0 | 0 | 0 | 1772783.0058 | 0 | 0 | 0 | 0 | 1822720.933 | 3630695.4871 | 5403478.4928 | 0 | 0 | 0 | 0 | 0 | 0 | 0 | 0 | 0 | 6716.9317 | 13379.5213 | 19912.4261 | 0 | 0 | 0 | 1822720.933 | 0 | 0 | 0 | 6716.9317 | 0 | 1807974.554 | 0 | 0 | 0 | 0 | 1772783.0058 | 0 | 0 | 0 | 0 | 1822720.933 | 0 | 5403478.4928 | 0 | 0 | 0 | 0 | 0 | 0 | 0 | 0 | 0 | 6716.9317 | 13379.5213 | 19912.4261 | 0 | 0 | 0 | 101876.5305 | 211057.2151 | 101876.5305 | 252713.3058 | 0 | 101052.3177 | 208596.0691 | 101052.3177 | 252223.1808 | 0 | 99085.3721 | 204628.9566 | 99085.3721 | 250536.3035 | 0 | 745.438 | 739.4072 | 725.0149 | 0.014049 | 0.013979 | 0.013909 | 182272.0933 | 0 | 0 | 0 | 671.6932 | 0 | 180797.4554 | 0 | 0 | 0 | 666.259 | 0 | 177278.3006 | 0 | 0 | 0 | 653.2905 | 0 | 2734081.3995 | 2711961.831 | 2659174.5086 | 0 | 0 | 0 | 0 | 0 | 0 | 0 | 0 | 0 | 10075.3975 | 9993.8844 | 9799.3572 | 182272.0933 | 0 | 540347.8493 | 0 | 0 | 0 | 0 | 0 | 0 | 0 | 0 | 0 | 671.6932 | 1337.9521 | 1991.2426 | 0 | 0 | 0 | 1 | 1 | 1 | 1 | 1 | 1 | 1 | 136.6667 | 146.4651 | 2.0717 | 136.6667 | 145.4459 | 2.0642 | 136.6667 | 145.5744 | 2.0652 | 1822720.933 | 0 | 0 | 0 | 6716.9317 | 0 | 1807974.554 | 0 | 0 | 0 | 0 | 1772783.0058 | 0 | 0 | 0 | 0 | 1822720.933 | 0 | 5403478.4928 | 0 | 0 | 0 | 0 | 0 | 0 | 0 | 0 | 0 | 6716.9317 | 13379.5213 | 19912.4261 | 0 | 0 | 0 | 101876.5305 | 211057.2151 | 101876.5305 | 252713.3058 | 0 | 101052.3177 | 208596.0691 | 101052.3177 | 252223.1808 | 0 | 99085.3721 | 204628.9566 | 99085.3721 | 250536.3035 | 0 | 745.438 | 739.4072 | 725.0149 | 0.014049 | 0.013979 | 0.013909 | 182272.0933 | 0 | 0 | 0 | 671.6932 | 0 | 180797.4554 | 0 | 0 | 0 | 666.259 | 0 | 177278.3006 | 0 | 0 | 0 | 653.2905 | 0 | 2734081.3995 | 2711961.831 | 2659174.5086 | 0 | 0 | 0 | 0 | 0 | 0 | 0 | 0 | 0 | 10075.3975 | 9993.8844 | 9799.3572 | 182272.0933 | 0 | 540347.8493 | 0 | 0 | 0 | 0 | 0 | 0 | 0 | 0 | 0 | 671.6932 | 1337.9521 | 1991.2426 | 0 | 0 | 0 | 136.6667 | 146.4651 | 2.0717 | 136.6667 | 145.4459 | 2.0642 | 136.6667 | 145.5744 | 2.0652 | 1822720.933 | 0 | 0 | 0 | 6716.9317 | 0 | 1807974.554 | 0 | 0 | 0 | 0 | 1772783.0058 | 0 | 0 | 0 | 0 | 1822720.933 | 0 | 5403478.4928 | 0 | 0 | 0 | 0 | 0 | 0 | 0 | 0 | 0 | 6716.9317 | 13379.5213 | 19912.4261 | 0 | 0 | 0 | 101876.5305 | 211057.2151 | 101876.5305 | 252713.3058 | 0 | 101052.3177 | 208596.0691 | 101052.3177 | 252223.1808 | 0 | 99085.3721 | 204628.9566 | 99085.3721 | 250536.3035 | 0 | 745.438 | 739.4072 | 725.0149 | 0.014049 | 0.013979 | 0.013909 | 182272.0933 | 0 | 0 | 0 | 671.6932 | 0 | 180797.4554 | 0 | 0 | 0 | 666.259 | 0 | 177278.3006 | 0 | 0 | 0 | 653.2905 | 0 | 2734081.3995 | 2711961.831 | 2659174.5086 | 0 | 0 | 0 | 0 | 0 | 0 | 0 | 0 | 0 | 10075.3975 | 9993.8844 | 9799.3572 | 182272.0933 | 0 | 540347.8493 | 0 | 0 | 0 | 0 | 0 | 0 | 0 | 0 | 0 | 671.6932 | 1337.9521 | 1991.2426 | 0 | 0 | 0
| 232 | Residential | Single Family | HVAC | Electric | 01-092 | 01-092.01 | HVAC Control | [01-092]_Residential_HVAC_Thermostat Wi-Fi_Central_electric_ADD_Electric_per unit | Manual Thermostat | Wifi Thermostat | ENGINEER | 588.4051 | 0 | 0 | 0 | 0.049221 | 0 | 300 | 15 | 0 | 0.4905 | 0.4894 | 0.0074 | 0.0127 | 1 | 1 | Additions on Existing | 8.7423 | 0.03399 | 8826.0763 | 0 | 0 | 0 | 34.3158 | 567.7736 | 0 | 0 | 0 | 119.5661 | 0 | 0 | 687.3397 | 183.4611 | 503.8786 | 3.7465 | 565.7297 | 0 | 0 | 0 | 119.3548 | 0 | 0 | 685.0845 | 183.4611 | 501.6234 | 3.7342 | 565.9873 | 0 | 0 | 0 | 119.3961 | 0 | 0 | 685.3834 | 183.4611 | 501.9223 | 3.7359 | per unit | 0.016541 | 6988.9138 | 0.005 | 580608.5127 | 0 | 0 | 0 | 2139.6077 | 0 | 575911.2093 | 0 | 0 | 0 | 0 | 564701.3131 | 0 | 0 | 0 | 0 | 580608.5127 | 1156519.722 | 1721221.0351 | 0 | 0 | 0 | 0 | 0 | 0 | 0 | 0 | 0 | 2139.6077 | 4261.9053 | 6342.8931 | 0 | 0 | 0 | 580608.5127 | 0 | 0 | 0 | 2139.6077 | 0 | 575911.2093 | 0 | 0 | 0 | 0 | 564701.3131 | 0 | 0 | 0 | 0 | 580608.5127 | 0 | 1721221.0351 | 0 | 0 | 0 | 0 | 0 | 0 | 0 | 0 | 0 | 2139.6077 | 4261.9053 | 6342.8931 | 0 | 0 | 0 | 47077.5628 | 176376.7744 | 47077.5628 | 285050.4117 | 29904.8023 | 46982.643 | 175443.6221 | 46982.643 | 286239.723 | 29844.507 | 46656.9177 | 174303.3205 | 46656.9177 | 287959.1639 | 29637.5984 | 256.6079 | 256.0905 | 254.3151 | 0.036534 | 0.036352 | 0.036171 | 150989.3839 | 0 | 0 | 0 | 556.4129 | 0 | 150684.9528 | 0 | 0 | 0 | 555.291 | 0 | 149640.2712 | 0 | 0 | 0 | 551.4412 | 0 | 2264840.7588 | 2260274.2927 | 2244604.0677 | 0 | 0 | 0 | 0 | 0 | 0 | 0 | 0 | 0 | 8346.193 | 8329.365 | 8271.6185 | 150989.3839 | 0 | 451314.6079 | 0 | 0 | 0 | 0 | 0 | 0 | 0 | 0 | 0 | 556.4129 | 1111.7039 | 1663.1451 | 0 | 0 | 0 | 1 | 1 | 1 | 1 | 1 | 1 | 1 | 225 | 462.3397 | 3.0548 | 225 | 460.0845 | 3.0448 | 225 | 460.3834 | 3.0461 | 580608.5127 | 0 | 0 | 0 | 2139.6077 | 0 | 575911.2093 | 0 | 0 | 0 | 0 | 564701.3131 | 0 | 0 | 0 | 0 | 580608.5127 | 0 | 1721221.0351 | 0 | 0 | 0 | 0 | 0 | 0 | 0 | 0 | 0 | 2139.6077 | 4261.9053 | 6342.8931 | 0 | 0 | 0 | 104295.2285 | 318605.5399 | 104295.2285 | 514912.6952 | 34765.0762 | 103710.2058 | 315778.8905 | 103710.2058 | 515199.4758 | 34570.0686 | 102218.412 | 311372.4643 | 102218.412 | 514405.3152 | 34072.804 | 463.5343 | 460.9342 | 454.3041 | 0.065994 | 0.065666 | 0.065339 | 272745.9686 | 0 | 0 | 0 | 1005.0996 | 0 | 271216.0559 | 0 | 0 | 0 | 999.4617 | 0 | 267314.8158 | 0 | 0 | 0 | 985.0852 | 0 | 4091189.5287 | 4068240.839 | 4009722.2368 | 0 | 0 | 0 | 0 | 0 | 0 | 0 | 0 | 0 | 15076.4937 | 14991.9252 | 14776.2775 | 272745.9686 | 0 | 811276.8403 | 0 | 0 | 0 | 0 | 0 | 0 | 0 | 0 | 0 | 1005.0996 | 2004.5613 | 2989.6464 | 0 | 0 | 0 | 300 | 387.3397 | 2.2911 | 300 | 385.0845 | 2.2836 | 300 | 385.3834 | 2.2846 | 580608.5127 | 0 | 0 | 0 | 2139.6077 | 0 | 575911.2093 | 0 | 0 | 0 | 0 | 564701.3131 | 0 | 0 | 0 | 0 | 580608.5127 | 0 | 1721221.0351 | 0 | 0 | 0 | 0 | 0 | 0 | 0 | 0 | 0 | 2139.6077 | 4261.9053 | 6342.8931 | 0 | 0 | 0 | 207217.4264 | 474762.5152 | 207217.4264 | 767284.9831 | 0 | 205540.973 | 469376.4219 | 205540.973 | 765796.8718 | 0 | 201540.1949 | 460441.0244 | 201540.1949 | 760675.1959 | 0 | 690.7248 | 685.1366 | 671.8006 | 0.09834 | 0.097851 | 0.097364 | 406425.9589 | 0 | 0 | 0 | 1497.7254 | 0 | 403137.8465 | 0 | 0 | 0 | 1485.6083 | 0 | 395290.9192 | 0 | 0 | 0 | 1456.6915 | 0 | 6096389.3834 | 6047067.698 | 5929363.7877 | 0 | 0 | 0 | 0 | 0 | 0 | 0 | 0 | 0 | 22465.8807 | 22284.1247 | 21850.3726 | 406425.9589 | 0 | 1204854.7246 | 0 | 0 | 0 | 0 | 0 | 0 | 0 | 0 | 0 | 1497.7254 | 2983.3337 | 4440.0252 | 0 | 0 | 0
| 233 | Residential | Multi-Family | HVAC | Electric | 01-092 | 01-092.02 | HVAC Control | [01-092]_Residential_HVAC_Thermostat Wi-Fi_Central_electric_ADD_Electric_per unit | Manual Thermostat | Wifi Thermostat | ENGINEER | 617.4541 | 0 | 0 | 0 | 0.059823 | 0 | 300 | 15 | 0 | 0.4905 | 0.4894 | 0.0074 | 0.0127 | 1 | 1 | Additions on Existing | 8.331 | 0.032391 | 9261.8118 | 0 | 0 | 0 | 36.0099 | 595.8041 | 0 | 0 | 0 | 145.319 | 0 | 0 | 741.1231 | 183.4611 | 557.662 | 4.0397 | 593.6593 | 0 | 0 | 0 | 145.0622 | 0 | 0 | 738.7215 | 183.4611 | 555.2604 | 4.0266 | 593.9296 | 0 | 0 | 0 | 145.1125 | 0 | 0 | 739.0421 | 183.4611 | 555.581 | 4.0283 | per unit | 0.01443 | 923.7552 | 0.005 | 80530.2198 | 0 | 0 | 0 | 296.7629 | 0 | 79878.7053 | 0 | 0 | 0 | 0 | 78323.8962 | 0 | 0 | 0 | 0 | 80530.2198 | 160408.9252 | 238732.8214 | 0 | 0 | 0 | 0 | 0 | 0 | 0 | 0 | 0 | 296.7629 | 591.1249 | 879.7573 | 0 | 0 | 0 | 80530.2198 | 0 | 0 | 0 | 296.7629 | 0 | 79878.7053 | 0 | 0 | 0 | 0 | 78323.8962 | 0 | 0 | 0 | 0 | 80530.2198 | 0 | 238732.8214 | 0 | 0 | 0 | 0 | 0 | 0 | 0 | 0 | 0 | 296.7629 | 591.1249 | 879.7573 | 0 | 0 | 0 | 3374.0188 | 13629.9377 | 3374.0188 | 21437.961 | 2143.2581 | 3376.484 | 13595.6962 | 3376.484 | 21586.6591 | 2144.824 | 3372.3027 | 13584.7526 | 3372.3027 | 21840.8575 | 2142.168 | 18.3909 | 18.4044 | 18.3816 | 0.01981 | 0.019711 | 0.019613 | 11355.5511 | 0 | 0 | 0 | 41.8465 | 0 | 11363.848 | 0 | 0 | 0 | 41.8771 | 0 | 11349.7754 | 0 | 0 | 0 | 41.8252 | 0 | 170333.2666 | 170457.7202 | 170246.6312 | 0 | 0 | 0 | 0 | 0 | 0 | 0 | 0 | 0 | 627.6972 | 628.1559 | 627.378 | 11355.5511 | 0 | 34069.1745 | 0 | 0 | 0 | 0 | 0 | 0 | 0 | 0 | 0 | 41.8465 | 83.7235 | 125.5487 | 0 | 0 | 0 | 1 | 1 | 1 | 1 | 1 | 1 | 1 | 225 | 516.1231 | 3.2939 | 225 | 513.7215 | 3.2832 | 225 | 514.0421 | 3.2846 | 80530.2198 | 0 | 0 | 0 | 296.7629 | 0 | 79878.7053 | 0 | 0 | 0 | 0 | 78323.8962 | 0 | 0 | 0 | 0 | 80530.2198 | 0 | 238732.8214 | 0 | 0 | 0 | 0 | 0 | 0 | 0 | 0 | 0 | 296.7629 | 591.1249 | 879.7573 | 0 | 0 | 0 | 11223.0942 | 36967.5302 | 11223.0942 | 58144.6877 | 3741.0314 | 11174.2056 | 36687.2254 | 11174.2056 | 58250.3915 | 3724.7352 | 11041.9018 | 36268.5773 | 11041.9018 | 58310.7291 | 3680.6339 | 49.8804 | 49.6631 | 49.0751 | 0.053729 | 0.053461 | 0.053196 | 30798.87 | 0 | 0 | 0 | 113.4973 | 0 | 30664.7079 | 0 | 0 | 0 | 113.0029 | 0 | 30301.6344 | 0 | 0 | 0 | 111.6649 | 0 | 461983.0501 | 459970.6184 | 454524.5167 | 0 | 0 | 0 | 0 | 0 | 0 | 0 | 0 | 0 | 1702.4595 | 1695.0435 | 1674.974 | 30798.87 | 0 | 91765.2123 | 0 | 0 | 0 | 0 | 0 | 0 | 0 | 0 | 0 | 113.4973 | 226.5002 | 338.1651 | 0 | 0 | 0 | 300 | 441.1231 | 2.4704 | 300 | 438.7215 | 2.4624 | 300 | 439.0421 | 2.4635 | 80530.2198 | 0 | 0 | 0 | 296.7629 | 0 | 79878.7053 | 0 | 0 | 0 | 0 | 78323.8962 | 0 | 0 | 0 | 0 | 80530.2198 | 0 | 238732.8214 | 0 | 0 | 0 | 0 | 0 | 0 | 0 | 0 | 0 | 296.7629 | 591.1249 | 879.7573 | 0 | 0 | 0 | 25432.4855 | 62828.6742 | 25432.4855 | 98820.6033 | 0 | 25226.7288 | 62118.4214 | 25226.7288 | 98628.9456 | 0 | 24735.6999 | 60935.7423 | 24735.6999 | 97969.3118 | 0 | 84.775 | 84.0891 | 82.4523 | 0.091316 | 0.090861 | 0.090409 | 52344.6429 | 0 | 0 | 0 | 192.8959 | 0 | 51921.1585 | 0 | 0 | 0 | 191.3353 | 0 | 50910.5325 | 0 | 0 | 0 | 187.611 | 0 | 785169.6434 | 778817.3769 | 763657.9881 | 0 | 0 | 0 | 0 | 0 | 0 | 0 | 0 | 0 | 2893.4385 | 2870.0296 | 2814.1656 | 52344.6429 | 0 | 155176.3339 | 0 | 0 | 0 | 0 | 0 | 0 | 0 | 0 | 0 | 192.8959 | 384.2312 | 571.8422 | 0 | 0 | 0
| 234 | Residential | Low Income | HVAC | Electric | 01-092 | 01-092.03 | HVAC Control | [01-092]_Residential_HVAC_Thermostat Wi-Fi_Central_electric_ADD_Electric_per unit | Manual Thermostat | Wifi Thermostat | ENGINEER | 1376.4452 | 0 | 0 | 0 | 0.022258 | 0 | 300 | 15 | 0 | 0.4905 | 0.4894 | 0.0074 | 0.0127 | 0.87 | 1 | Additions on Existing | 4.2956 | 0.016701 | 17962.6096 | 0 | 0 | 0 | 69.8386 | 1155.5186 | 0 | 0 | 0 | 54.0674 | 0 | 0 | 1451.5032 | 300 | 1151.5032 | 4.8383 | 1151.3589 | 0 | 0 | 0 | 53.9719 | 0 | 0 | 1446.3969 | 300 | 1146.3969 | 4.8213 | 1151.8832 | 0 | 0 | 0 | 53.9906 | 0 | 0 | 1447.0485 | 300 | 1147.0485 | 4.8235 | per unit | 0.00234 | 359.526 | 0.005 | 60786.31 | 0 | 0 | 0 | 224.0044 | 0 | 60294.5299 | 0 | 0 | 0 | 0 | 59120.9194 | 0 | 0 | 0 | 0 | 60786.31 | 121080.8399 | 180201.7592 | 0 | 0 | 0 | 0 | 0 | 0 | 0 | 0 | 0 | 224.0044 | 446.1965 | 664.0638 | 0 | 0 | 0 | 60786.31 | 0 | 0 | 0 | 224.0044 | 0 | 60294.5299 | 0 | 0 | 0 | 0 | 59120.9194 | 0 | 0 | 0 | 0 | 60786.31 | 0 | 180201.7592 | 0 | 0 | 0 | 0 | 0 | 0 | 0 | 0 | 0 | 224.0044 | 446.1965 | 664.0638 | 0 | 0 | 0 | 1522.821 | 7367.9321 | 1522.821 | 8427.7901 | 0 | 1510.5009 | 7282.613 | 1510.5009 | 8411.4448 | 0 | 1481.0996 | 7144.0764 | 1481.0996 | 8355.1887 | 0 | 5.0761 | 5.035 | 4.937 | 0.014049 | 0.013979 | 0.013909 | 6078.631 | 0 | 0 | 0 | 22.4004 | 0 | 6029.453 | 0 | 0 | 0 | 22.2192 | 0 | 5912.0919 | 0 | 0 | 0 | 21.7867 | 0 | 91179.465 | 90441.7948 | 88681.3791 | 0 | 0 | 0 | 0 | 0 | 0 | 0 | 0 | 0 | 336.0066 | 333.2882 | 326.8009 | 6078.631 | 0 | 18020.1759 | 0 | 0 | 0 | 0 | 0 | 0 | 0 | 0 | 0 | 22.4004 | 44.6197 | 66.4064 | 0 | 0 | 0 | 1 | 1 | 1 | 1 | 1 | 1 | 1 | 300 | 1151.5032 | 4.8383 | 300 | 1146.3969 | 4.8213 | 300 | 1147.0485 | 4.8235 | 60786.31 | 0 | 0 | 0 | 224.0044 | 0 | 60294.5299 | 0 | 0 | 0 | 0 | 59120.9194 | 0 | 0 | 0 | 0 | 60786.31 | 0 | 180201.7592 | 0 | 0 | 0 | 0 | 0 | 0 | 0 | 0 | 0 | 224.0044 | 446.1965 | 664.0638 | 0 | 0 | 0 | 1522.821 | 7367.9321 | 1522.821 | 8427.7901 | 0 | 1510.5009 | 7282.613 | 1510.5009 | 8411.4448 | 0 | 1481.0996 | 7144.0764 | 1481.0996 | 8355.1887 | 0 | 5.0761 | 5.035 | 4.937 | 0.014049 | 0.013979 | 0.013909 | 6078.631 | 0 | 0 | 0 | 22.4004 | 0 | 6029.453 | 0 | 0 | 0 | 22.2192 | 0 | 5912.0919 | 0 | 0 | 0 | 21.7867 | 0 | 91179.465 | 90441.7948 | 88681.3791 | 0 | 0 | 0 | 0 | 0 | 0 | 0 | 0 | 0 | 336.0066 | 333.2882 | 326.8009 | 6078.631 | 0 | 18020.1759 | 0 | 0 | 0 | 0 | 0 | 0 | 0 | 0 | 0 | 22.4004 | 44.6197 | 66.4064 | 0 | 0 | 0 | 300 | 1151.5032 | 4.8383 | 300 | 1146.3969 | 4.8213 | 300 | 1147.0485 | 4.8235 | 60786.31 | 0 | 0 | 0 | 224.0044 | 0 | 60294.5299 | 0 | 0 | 0 | 0 | 59120.9194 | 0 | 0 | 0 | 0 | 60786.31 | 0 | 180201.7592 | 0 | 0 | 0 | 0 | 0 | 0 | 0 | 0 | 0 | 224.0044 | 446.1965 | 664.0638 | 0 | 0 | 0 | 1522.821 | 7367.9321 | 1522.821 | 8427.7901 | 0 | 1510.5009 | 7282.613 | 1510.5009 | 8411.4448 | 0 | 1481.0996 | 7144.0764 | 1481.0996 | 8355.1887 | 0 | 5.0761 | 5.035 | 4.937 | 0.014049 | 0.013979 | 0.013909 | 6078.631 | 0 | 0 | 0 | 22.4004 | 0 | 6029.453 | 0 | 0 | 0 | 22.2192 | 0 | 5912.0919 | 0 | 0 | 0 | 21.7867 | 0 | 91179.465 | 90441.7948 | 88681.3791 | 0 | 0 | 0 | 0 | 0 | 0 | 0 | 0 | 0 | 336.0066 | 333.2882 | 326.8009 | 6078.631 | 0 | 18020.1759 | 0 | 0 | 0 | 0 | 0 | 0 | 0 | 0 | 0 | 22.4004 | 44.6197 | 66.4064 | 0 | 0 | 0
| 235 | Residential | Single Family | HVAC | Gas | 01-093 | 01-093.01 | HVAC Control | [01-093]_Residential_HVAC_Thermostat Wi-Fi_ADD_Gas_per unit | Manual Thermostat | Wifi Thermostat | ENGINEER | 37.6963 | 3.9815 | 0 | 0 | 0.049221 | 0 | 300 | 15 | 0 | 0.4905 | 0.4894 | 0.0074 | 0.0127 | 1 | 1 | Additions on Existing | 4.6006 | 0.53056 | 565.4443 | 63.0101 | 0 | 0 | 65.2086 | 36.3745 | 499.27 | 0 | 0 | 119.5661 | 4.2007 | 0 | 659.4113 | 143.1961 | 516.2152 | 4.605 | 36.2436 | 504.5179 | 0 | 0 | 119.3548 | 4.2007 | 0 | 664.3169 | 143.1961 | 521.1208 | 4.6392 | 36.2601 | 510.4392 | 0 | 0 | 119.3961 | 4.2007 | 0 | 670.2961 | 143.1961 | 527.1 | 4.681 | per unit | 0.1317 | 55643.2637 | 0.005 | 296147.7555 | 31279.0558 | 0 | 0 | 32370.3936 | 0 | 293751.8281 | 31025.9985 | 0 | 0 | 0 | 288034.0587 | 30422.089 | 0 | 0 | 0 | 296147.7555 | 589899.5837 | 877933.6424 | 31279.0558 | 62305.0543 | 92727.1433 | 0 | 0 | 0 | 0 | 0 | 0 | 32370.3936 | 64478.9006 | 95962.4276 | 0 | 0 | 0 | 296147.7555 | 31279.0558 | 0 | 0 | 32370.3936 | 0 | 293751.8281 | 31025.9985 | 0 | 0 | 0 | 288034.0587 | 30422.089 | 0 | 0 | 0 | 296147.7555 | 0 | 877933.6424 | 31279.0558 | 62305.0543 | 92727.1433 | 0 | 0 | 0 | 0 | 0 | 0 | 32370.3936 | 64478.9006 | 95962.4276 | 0 | 0 | 0 | 77052.5739 | 354823.4419 | 77052.5739 | 331699.2226 | 84374.8065 | 77042.0764 | 357414.4325 | 77042.0764 | 333091.543 | 84363.3114 | 76392.7165 | 357591.6906 | 76392.7165 | 332288.4252 | 83652.2435 | 538.0913 | 538.018 | 533.4832 | 0.0096223 | 0.0095744 | 0.0095268 | 20284.0418 | 2142.3957 | 0 | 0 | 2217.1447 | 0 | 20281.2783 | 2142.1038 | 0 | 0 | 2216.8426 | 0 | 20110.3347 | 2124.0488 | 0 | 0 | 2198.1576 | 0 | 304260.6267 | 304219.1747 | 301655.0208 | 32135.9353 | 32131.5572 | 31860.7318 | 0 | 0 | 0 | 0 | 0 | 0 | 33257.1699 | 33252.639 | 32972.3645 | 20284.0418 | 0 | 60675.6548 | 2142.3957 | 4284.4995 | 6408.5483 | 0 | 0 | 0 | 0 | 0 | 0 | 2217.1447 | 4433.9873 | 6632.1449 | 0 | 0 | 0 | 1 | 1 | 1 | 1 | 1 | 1 | 1 | 225 | 434.4113 | 2.9307 | 225 | 439.3169 | 2.9525 | 225 | 445.2961 | 2.9791 | 296147.7555 | 31279.0558 | 0 | 0 | 32370.3936 | 0 | 293751.8281 | 31025.9985 | 0 | 0 | 0 | 288034.0587 | 30422.089 | 0 | 0 | 0 | 296147.7555 | 0 | 877933.6424 | 31279.0558 | 62305.0543 | 92727.1433 | 0 | 0 | 0 | 0 | 0 | 0 | 32370.3936 | 64478.9006 | 95962.4276 | 0 | 0 | 0 | 600950.9726 | 1761217.0613 | 600950.9726 | 1646436.6815 | 200316.9909 | 597965.2187 | 1765504.0485 | 597965.2187 | 1645357.3617 | 199321.7396 | 588864.7905 | 1754283.3463 | 588864.7905 | 1630149.8774 | 196288.2635 | 2670.8932 | 2657.6232 | 2617.1768 | 0.047761 | 0.047524 | 0.047287 | 100682.7516 | 10634.0884 | 0 | 0 | 11005.1156 | 0 | 100182.5212 | 10581.2542 | 0 | 0 | 10950.438 | 0 | 98657.8442 | 10420.2181 | 0 | 0 | 10783.7834 | 0 | 1510241.2738 | 1502737.8184 | 1479867.6629 | 159511.3256 | 158718.8124 | 156303.272 | 0 | 0 | 0 | 0 | 0 | 0 | 165076.7346 | 164256.5703 | 161756.7508 | 100682.7516 | 0 | 299523.117 | 10634.0884 | 21215.3425 | 31635.5607 | 0 | 0 | 0 | 0 | 0 | 0 | 11005.1156 | 21955.5537 | 32739.337 | 0 | 0 | 0 | 300 | 359.4113 | 2.198 | 300 | 364.3169 | 2.2144 | 300 | 370.2961 | 2.2343 | 296147.7555 | 31279.0558 | 0 | 0 | 32370.3936 | 0 | 293751.8281 | 31025.9985 | 0 | 0 | 0 | 288034.0587 | 30422.089 | 0 | 0 | 0 | 296147.7555 | 0 | 877933.6424 | 31279.0558 | 62305.0543 | 92727.1433 | 0 | 0 | 0 | 0 | 0 | 0 | 32370.3936 | 64478.9006 | 95962.4276 | 0 | 0 | 0 | 1649791.9818 | 3626304.7053 | 1649791.9818 | 3389974.5897 | 0 | 1636444.6518 | 3623726.2232 | 1636444.6518 | 3377123.164 | 0 | 1604591.8689 | 3585172.0614 | 1604591.8689 | 3331484.5112 | 0 | 5499.3066 | 5454.8155 | 5348.6396 | 0.09834 | 0.097851 | 0.097364 | 207303.4289 | 21895.339 | 0 | 0 | 22659.2755 | 0 | 205626.2797 | 21718.1989 | 0 | 0 | 22475.9549 | 0 | 201623.8411 | 21295.4623 | 0 | 0 | 22038.4689 | 0 | 3109551.4332 | 3084394.1954 | 3024357.6164 | 328430.0857 | 325772.9842 | 319431.935 | 0 | 0 | 0 | 0 | 0 | 0 | 339889.1326 | 337139.3238 | 330577.033 | 207303.4289 | 0 | 614553.5497 | 21895.339 | 43613.538 | 64909.0003 | 0 | 0 | 0 | 0 | 0 | 0 | 22659.2755 | 45135.2304 | 67173.6993 | 0 | 0 | 0
| 236 | Residential | Multi-Family | HVAC | Gas | 01-093 | 01-093.02 | HVAC Control | [01-093]_Residential_HVAC_Thermostat Wi-Fi_ADD_Gas_per unit | Manual Thermostat | Wifi Thermostat | ENGINEER | 34.2629 | 3.0518 | 0 | 0 | 0.059823 | 0 | 300 | 15 | 0 | 0.4905 | 0.4894 | 0.0074 | 0.0127 | 1 | 1 | Additions on Existing | 5.9647 | 0.58372 | 513.9428 | 48.2981 | 0 | 0 | 50.2963 | 33.0615 | 382.6966 | 0 | 0 | 145.319 | 3.2199 | 0 | 564.297 | 143.1961 | 421.1008 | 3.9407 | 32.9425 | 386.7192 | 0 | 0 | 145.0622 | 3.2199 | 0 | 567.9437 | 143.1961 | 424.7476 | 3.9662 | 32.9575 | 391.2579 | 0 | 0 | 145.1125 | 3.2199 | 0 | 572.5477 | 143.1961 | 429.3516 | 3.9983 | per unit | 0.052039 | 3331.3848 | 0.005 | 16115.5694 | 1435.4397 | 0 | 0 | 1494.8273 | 0 | 15985.1894 | 1423.8265 | 0 | 0 | 0 | 15674.0437 | 1396.1123 | 0 | 0 | 0 | 16115.5694 | 32100.7589 | 47774.8026 | 1435.4397 | 2859.2662 | 4255.3784 | 0 | 0 | 0 | 0 | 0 | 0 | 1494.8273 | 2977.5611 | 4431.434 | 0 | 0 | 0 | 16115.5694 | 1435.4397 | 0 | 0 | 1494.8273 | 0 | 15985.1894 | 1423.8265 | 0 | 0 | 0 | 15674.0437 | 1396.1123 | 0 | 0 | 0 | 16115.5694 | 0 | 47774.8026 | 1435.4397 | 2859.2662 | 4255.3784 | 0 | 0 | 0 | 0 | 0 | 0 | 1494.8273 | 2977.5611 | 4431.434 | 0 | 0 | 0 | 936.9574 | 3692.2944 | 936.9574 | 3158.0041 | 1025.9955 | 938.188 | 3721.0366 | 938.188 | 3175.9817 | 1027.3431 | 933.2929 | 3731.6288 | 933.2929 | 3179.0469 | 1021.9828 | 6.5432 | 6.5518 | 6.5176 | 0.0019543 | 0.0019446 | 0.0019349 | 224.1879 | 19.9688 | 0 | 0 | 20.7949 | 0 | 224.4824 | 19.995 | 0 | 0 | 20.8222 | 0 | 223.3111 | 19.8907 | 0 | 0 | 20.7136 | 0 | 3362.8186 | 3367.2354 | 3349.6665 | 299.5317 | 299.9251 | 298.3602 | 0 | 0 | 0 | 0 | 0 | 0 | 311.924 | 312.3337 | 310.7041 | 224.1879 | 0 | 671.9814 | 19.9688 | 39.9638 | 59.8545 | 0 | 0 | 0 | 0 | 0 | 0 | 20.7949 | 41.6172 | 62.3308 | 0 | 0 | 0 | 1 | 1 | 1 | 1 | 1 | 1 | 1 | 225 | 339.297 | 2.508 | 225 | 342.9437 | 2.5242 | 225 | 347.5477 | 2.5447 | 16115.5694 | 1435.4397 | 0 | 0 | 1494.8273 | 0 | 15985.1894 | 1423.8265 | 0 | 0 | 0 | 15674.0437 | 1396.1123 | 0 | 0 | 0 | 16115.5694 | 0 | 47774.8026 | 1435.4397 | 2859.2662 | 4255.3784 | 0 | 0 | 0 | 0 | 0 | 0 | 1494.8273 | 2977.5611 | 4431.434 | 0 | 0 | 0 | 17333.3326 | 43471.7634 | 17333.3326 | 37181.2182 | 5777.7775 | 17295.1773 | 43656.3869 | 17295.1773 | 37261.6288 | 5765.0591 | 17104.8189 | 43525.8885 | 17104.8189 | 37080.5478 | 5701.6063 | 77.037 | 76.8675 | 76.0214 | 0.02301 | 0.022895 | 0.022781 | 2639.5088 | 235.1053 | 0 | 0 | 244.8322 | 0 | 2633.6985 | 234.5878 | 0 | 0 | 244.2932 | 0 | 2604.7109 | 232.0058 | 0 | 0 | 241.6044 | 0 | 39592.6318 | 39505.4777 | 39070.6629 | 3526.5793 | 3518.8164 | 3480.0867 | 0 | 0 | 0 | 0 | 0 | 0 | 3672.4826 | 3664.3985 | 3624.0665 | 2639.5088 | 0 | 7877.9182 | 235.1053 | 469.693 | 701.6988 | 0 | 0 | 0 | 0 | 0 | 0 | 244.8322 | 489.1254 | 730.7298 | 0 | 0 | 0 | 300 | 264.297 | 1.881 | 300 | 267.9437 | 1.8931 | 300 | 272.5477 | 1.9085 | 16115.5694 | 1435.4397 | 0 | 0 | 1494.8273 | 0 | 15985.1894 | 1423.8265 | 0 | 0 | 0 | 15674.0437 | 1396.1123 | 0 | 0 | 0 | 16115.5694 | 0 | 47774.8026 | 1435.4397 | 2859.2662 | 4255.3784 | 0 | 0 | 0 | 0 | 0 | 0 | 1494.8273 | 2977.5611 | 4431.434 | 0 | 0 | 0 | 91718.4502 | 172521.4726 | 91718.4502 | 147556.8973 | 0 | 90976.4194 | 172231.6155 | 90976.4194 | 147003.2446 | 0 | 89205.5975 | 170248.2022 | 89205.5975 | 145037.7424 | 0 | 305.7282 | 303.2547 | 297.352 | 0.091316 | 0.090861 | 0.090409 | 10475.1201 | 933.0358 | 0 | 0 | 971.6378 | 0 | 10390.3731 | 925.4872 | 0 | 0 | 963.7769 | 0 | 10188.1284 | 907.473 | 0 | 0 | 945.0174 | 0 | 157126.8018 | 155855.5971 | 152821.9262 | 13995.5367 | 13882.3085 | 13612.0945 | 0 | 0 | 0 | 0 | 0 | 0 | 14574.5666 | 14456.6539 | 14175.2605 | 10475.1201 | 0 | 31053.6217 | 933.0358 | 1858.523 | 2765.996 | 0 | 0 | 0 | 0 | 0 | 0 | 971.6378 | 1935.4147 | 2880.4321 | 0 | 0 | 0
| 237 | Residential | Low Income | HVAC | Gas | 01-093 | 01-093.03 | HVAC Control | [01-093]_Residential_HVAC_Thermostat Wi-Fi_ADD_Gas_per unit | Manual Thermostat | Wifi Thermostat | ENGINEER | 48.7377 | 4.7049 | 0 | 0 | 0.022258 | 0 | 300 | 15 | 0 | 0.4905 | 0.4894 | 0.0074 | 0.0127 | 0.87 | 1 | Additions on Existing | 3.8995 | 0.47168 | 636.0276 | 74.4595 | 0 | 0 | 76.9324 | 40.9151 | 589.991 | 0 | 0 | 54.0674 | 4.964 | 0 | 827.9249 | 300 | 527.9249 | 2.7597 | 40.7678 | 596.1925 | 0 | 0 | 53.9719 | 4.964 | 0 | 835.0753 | 300 | 535.0753 | 2.7836 | 40.7864 | 603.1897 | 0 | 0 | 53.9906 | 4.964 | 0 | 843.5167 | 300 | 543.5167 | 2.8117 | per unit | 0.070376 | 10812.7029 | 0.005 | 64731.5871 | 7182.6584 | 0 | 0 | 7421.2015 | 0 | 64207.8885 | 7124.5484 | 0 | 0 | 0 | 62958.106 | 6985.8718 | 0 | 0 | 0 | 64731.5871 | 128939.4756 | 191897.5816 | 7182.6584 | 14307.2068 | 21293.0786 | 0 | 0 | 0 | 0 | 0 | 0 | 7421.2015 | 14782.3633 | 22000.2427 | 0 | 0 | 0 | 64731.5871 | 7182.6584 | 0 | 0 | 7421.2015 | 0 | 64207.8885 | 7124.5484 | 0 | 0 | 0 | 62958.106 | 6985.8718 | 0 | 0 | 0 | 64731.5871 | 0 | 191897.5816 | 7182.6584 | 14307.2068 | 21293.0786 | 0 | 0 | 0 | 0 | 0 | 0 | 7421.2015 | 14782.3633 | 22000.2427 | 0 | 0 | 0 | 45798.6657 | 126392.856 | 45798.6657 | 89281.4248 | 0 | 45428.1402 | 126453.0583 | 45428.1402 | 88940.1688 | 0 | 44543.8985 | 125245.0716 | 44543.8985 | 87727.9626 | 0 | 152.6622 | 151.4271 | 148.4797 | 0.014049 | 0.013979 | 0.013909 | 6473.1587 | 718.2658 | 0 | 0 | 742.1202 | 0 | 6420.7888 | 712.4548 | 0 | 0 | 736.1162 | 0 | 6295.8106 | 698.5872 | 0 | 0 | 721.7879 | 0 | 97097.3807 | 96311.8327 | 94437.1589 | 10773.9875 | 10686.8226 | 10478.8076 | 0 | 0 | 0 | 0 | 0 | 0 | 11131.8023 | 11041.7426 | 10826.8192 | 6473.1587 | 0 | 19189.7582 | 718.2658 | 1430.7207 | 2129.3079 | 0 | 0 | 0 | 0 | 0 | 0 | 742.1202 | 1478.2363 | 2200.0243 | 0 | 0 | 0 | 1 | 1 | 1 | 1 | 1 | 1 | 1 | 300 | 527.9249 | 2.7597 | 300 | 535.0753 | 2.7836 | 300 | 543.5167 | 2.8117 | 64731.5871 | 7182.6584 | 0 | 0 | 7421.2015 | 0 | 64207.8885 | 7124.5484 | 0 | 0 | 0 | 62958.106 | 6985.8718 | 0 | 0 | 0 | 64731.5871 | 0 | 191897.5816 | 7182.6584 | 14307.2068 | 21293.0786 | 0 | 0 | 0 | 0 | 0 | 0 | 7421.2015 | 14782.3633 | 22000.2427 | 0 | 0 | 0 | 45798.6657 | 126392.856 | 45798.6657 | 89281.4248 | 0 | 45428.1402 | 126453.0583 | 45428.1402 | 88940.1688 | 0 | 44543.8985 | 125245.0716 | 44543.8985 | 87727.9626 | 0 | 152.6622 | 151.4271 | 148.4797 | 0.014049 | 0.013979 | 0.013909 | 6473.1587 | 718.2658 | 0 | 0 | 742.1202 | 0 | 6420.7888 | 712.4548 | 0 | 0 | 736.1162 | 0 | 6295.8106 | 698.5872 | 0 | 0 | 721.7879 | 0 | 97097.3807 | 96311.8327 | 94437.1589 | 10773.9875 | 10686.8226 | 10478.8076 | 0 | 0 | 0 | 0 | 0 | 0 | 11131.8023 | 11041.7426 | 10826.8192 | 6473.1587 | 0 | 19189.7582 | 718.2658 | 1430.7207 | 2129.3079 | 0 | 0 | 0 | 0 | 0 | 0 | 742.1202 | 1478.2363 | 2200.0243 | 0 | 0 | 0 | 300 | 527.9249 | 2.7597 | 300 | 535.0753 | 2.7836 | 300 | 543.5167 | 2.8117 | 64731.5871 | 7182.6584 | 0 | 0 | 7421.2015 | 0 | 64207.8885 | 7124.5484 | 0 | 0 | 0 | 62958.106 | 6985.8718 | 0 | 0 | 0 | 64731.5871 | 0 | 191897.5816 | 7182.6584 | 14307.2068 | 21293.0786 | 0 | 0 | 0 | 0 | 0 | 0 | 7421.2015 | 14782.3633 | 22000.2427 | 0 | 0 | 0 | 45798.6657 | 126392.856 | 45798.6657 | 89281.4248 | 0 | 45428.1402 | 126453.0583 | 45428.1402 | 88940.1688 | 0 | 44543.8985 | 125245.0716 | 44543.8985 | 87727.9626 | 0 | 152.6622 | 151.4271 | 148.4797 | 0.014049 | 0.013979 | 0.013909 | 6473.1587 | 718.2658 | 0 | 0 | 742.1202 | 0 | 6420.7888 | 712.4548 | 0 | 0 | 736.1162 | 0 | 6295.8106 | 698.5872 | 0 | 0 | 721.7879 | 0 | 97097.3807 | 96311.8327 | 94437.1589 | 10773.9875 | 10686.8226 | 10478.8076 | 0 | 0 | 0 | 0 | 0 | 0 | 11131.8023 | 11041.7426 | 10826.8192 | 6473.1587 | 0 | 19189.7582 | 718.2658 | 1430.7207 | 2129.3079 | 0 | 0 | 0 | 0 | 0 | 0 | 742.1202 | 1478.2363 | 2200.0243 | 0 | 0 | 0
| 238 | Residential | Single Family | HVAC | Oil | 01-094 | 01-094.01 | HVAC Control | [01-094]_Residential_HVAC_Thermostat Wi-Fi_ADD_Oil_per unit | Manual Thermostat | Wifi Thermostat | ENGINEER | 38.3438 | 0 | 4.0633 | 0 | 0.049221 | 0 | 300 | 15 | 0 | 0.4905 | 0.4894 | 0.0074 | 0.0127 | 1 | 1 | Additions on Existing | 4.5085 | 0.5216 | 575.1563 | 0 | 64.3052 | 0 | 66.5414 | 36.9993 | 0 | 1257.6985 | 0 | 119.5661 | 4.287 | 0 | 1418.5509 | 183.4611 | 1235.0898 | 7.7322 | 36.8661 | 0 | 1289.7556 | 0 | 119.3548 | 4.287 | 0 | 1450.2634 | 183.4611 | 1266.8023 | 7.905 | 36.8829 | 0 | 1316.4878 | 0 | 119.3961 | 4.287 | 0 | 1477.0538 | 183.4611 | 1293.5927 | 8.051 | per unit | 0.40179 | 169760.1397 | 0.005 | 919025.695 | 0 | 97389.5237 | 0 | 100776.2368 | 0 | 911590.4914 | 0 | 96601.6122 | 0 | 0 | 893846.7236 | 0 | 94721.2979 | 0 | 0 | 919025.695 | 1830616.1864 | 2724462.91 | 0 | 0 | 0 | 97389.5237 | 193991.1359 | 288712.4338 | 0 | 0 | 0 | 100776.2368 | 200737.1624 | 298752.3861 | 0 | 0 | 0 | 919025.695 | 0 | 97389.5237 | 0 | 100776.2368 | 0 | 911590.4914 | 0 | 96601.6122 | 0 | 0 | 893846.7236 | 0 | 94721.2979 | 0 | 0 | 919025.695 | 0 | 2724462.91 | 0 | 0 | 0 | 97389.5237 | 193991.1359 | 288712.4338 | 0 | 0 | 0 | 100776.2368 | 200737.1624 | 298752.3861 | 0 | 0 | 0 | 1347852.9838 | 10421817.4436 | 1347852.9838 | 9771891.04 | 856188.6952 | 1363889.0571 | 10781568.9222 | 1363889.0571 | 10129808.1135 | 866375.1953 | 1359294.5065 | 10943743.463 | 1359294.5065 | 10300779.3814 | 863456.6261 | 7346.8056 | 7434.2142 | 7409.1704 | 0.043062 | 0.042848 | 0.042635 | 281704.1075 | 0 | 29852.2979 | 0 | 30890.4093 | 0 | 285055.6806 | 0 | 30207.4655 | 0 | 31257.9277 | 0 | 284095.4098 | 0 | 30105.7052 | 0 | 31152.6287 | 0 | 4225561.613 | 4275835.2084 | 4261431.1475 | 0 | 0 | 0 | 447784.469 | 453111.9822 | 451585.578 | 0 | 0 | 0 | 463356.1389 | 468868.9159 | 467289.4312 | 281704.1075 | 0 | 850855.1979 | 0 | 0 | 0 | 29852.2979 | 60059.7634 | 90165.4686 | 0 | 0 | 0 | 30890.4093 | 62148.337 | 93300.9657 | 0 | 0 | 0 | 1 | 1 | 1 | 1 | 1 | 1 | 1 | 225 | 1193.5509 | 6.3047 | 225 | 1225.2634 | 6.4456 | 225 | 1252.0538 | 6.5647 | 919025.695 | 0 | 97389.5237 | 0 | 100776.2368 | 0 | 911590.4914 | 0 | 96601.6122 | 0 | 0 | 893846.7236 | 0 | 94721.2979 | 0 | 0 | 919025.695 | 0 | 2724462.91 | 0 | 0 | 0 | 97389.5237 | 193991.1359 | 288712.4338 | 0 | 0 | 0 | 100776.2368 | 200737.1624 | 298752.3861 | 0 | 0 | 0 | 2707977.4122 | 17072905.3511 | 2707977.4122 | 16008203.1497 | 902659.1374 | 2707815.8546 | 17453539.1092 | 2707815.8546 | 16398448.4405 | 902605.2849 | 2672577.1843 | 17544623.6635 | 2672577.1843 | 16513846.3175 | 890859.0614 | 12035.4552 | 12034.7371 | 11878.1208 | 0.070544 | 0.070193 | 0.069844 | 461484.5339 | 0 | 48903.7022 | 0 | 50604.3247 | 0 | 461457.0017 | 0 | 48900.7847 | 0 | 50601.3056 | 0 | 455451.7444 | 0 | 48264.4051 | 0 | 49942.796 | 0 | 6922268.0079 | 6921855.0262 | 6831776.1653 | 0 | 0 | 0 | 733555.5336 | 733511.7698 | 723966.0766 | 0 | 0 | 0 | 759064.87 | 759019.5843 | 749141.9403 | 461484.5339 | 0 | 1378393.28 | 0 | 0 | 0 | 48903.7022 | 97804.4869 | 146068.892 | 0 | 0 | 0 | 50604.3247 | 101205.6303 | 151148.4263 | 0 | 0 | 0 | 300 | 1118.5509 | 4.7285 | 300 | 1150.2634 | 4.8342 | 300 | 1177.0538 | 4.9235 | 919025.695 | 0 | 97389.5237 | 0 | 100776.2368 | 0 | 911590.4914 | 0 | 96601.6122 | 0 | 0 | 893846.7236 | 0 | 94721.2979 | 0 | 0 | 919025.695 | 0 | 2724462.91 | 0 | 0 | 0 | 97389.5237 | 193991.1359 | 288712.4338 | 0 | 0 | 0 | 100776.2368 | 200737.1624 | 298752.3861 | 0 | 0 | 0 | 5033294.2162 | 23799946.2355 | 5033294.2162 | 22315731.6494 | 0 | 4992573.3012 | 24135154.8756 | 4992573.3012 | 22676151.2582 | 0 | 4895394.7298 | 24102538.1956 | 4895394.7298 | 22686471.8936 | 0 | 16777.6474 | 16641.911 | 16317.9824 | 0.09834 | 0.097851 | 0.097364 | 643317.9865 | 0 | 68172.6666 | 0 | 70543.3657 | 0 | 638113.344 | 0 | 67621.1285 | 0 | 69972.648 | 0 | 625692.7065 | 0 | 66304.9085 | 0 | 68610.6566 | 0 | 9649769.7977 | 9571700.16 | 9385390.5976 | 0 | 0 | 0 | 1022589.9987 | 1014316.9277 | 994573.6282 | 0 | 0 | 0 | 1058150.486 | 1049589.7196 | 1029159.8484 | 643317.9865 | 0 | 1907124.037 | 0 | 0 | 0 | 68172.6666 | 135793.7951 | 202098.7036 | 0 | 0 | 0 | 70543.3657 | 140516.0137 | 209126.6703 | 0 | 0 | 0
| 239 | Residential | Multi-Family | HVAC | Oil | 01-094 | 01-094.02 | HVAC Control | [01-094]_Residential_HVAC_Thermostat Wi-Fi_ADD_Oil_per unit | Manual Thermostat | Wifi Thermostat | ENGINEER | 34.8861 | 0 | 3.1146 | 0 | 0.059823 | 0 | 300 | 15 | 0 | 0.4905 | 0.4894 | 0.0074 | 0.0127 | 1 | 1 | Additions on Existing | 5.8451 | 0.57329 | 523.2913 | 0 | 49.2907 | 0 | 51.3253 | 33.6629 | 0 | 964.0413 | 0 | 145.319 | 3.286 | 0 | 1146.3093 | 183.4611 | 962.8482 | 6.2482 | 33.5417 | 0 | 988.6134 | 0 | 145.0622 | 3.286 | 0 | 1170.5034 | 183.4611 | 987.0423 | 6.3801 | 33.557 | 0 | 1009.104 | 0 | 145.1125 | 3.286 | 0 | 1191.0595 | 183.4611 | 1007.5984 | 6.4922 | per unit | 0.045626 | 2920.8319 | 0.005 | 14386.5327 | 0 | 1284.4056 | 0 | 1337.4216 | 0 | 14270.1411 | 0 | 1274.0143 | 0 | 0 | 13992.3782 | 0 | 1249.2161 | 0 | 0 | 14386.5327 | 28656.6738 | 42649.052 | 0 | 0 | 0 | 1284.4056 | 2558.4199 | 3807.636 | 0 | 0 | 0 | 1337.4216 | 2664.023 | 3964.8026 | 0 | 0 | 0 | 14386.5327 | 0 | 1284.4056 | 0 | 1337.4216 | 0 | 14270.1411 | 0 | 1274.0143 | 0 | 0 | 13992.3782 | 0 | 1249.2161 | 0 | 0 | 14386.5327 | 0 | 42649.052 | 0 | 0 | 0 | 1284.4056 | 2558.4199 | 3807.636 | 0 | 0 | 0 | 1337.4216 | 2664.023 | 3964.8026 | 0 | 0 | 0 | 8868.7157 | 55413.8791 | 8868.7157 | 49786.6314 | 5633.6219 | 9127.5321 | 58234.7302 | 9127.5321 | 52482.3865 | 5798.0284 | 9225.4804 | 59893.3324 | 9225.4804 | 54119.3859 | 5860.2474 | 48.3411 | 49.7519 | 50.2858 | 0.016468 | 0.016386 | 0.016305 | 1686.4328 | 0 | 150.5619 | 0 | 156.7766 | 0 | 1735.6481 | 0 | 154.9558 | 0 | 161.3518 | 0 | 1754.2735 | 0 | 156.6186 | 0 | 163.0833 | 0 | 25296.4916 | 26034.7211 | 26314.1018 | 0 | 0 | 0 | 2258.4285 | 2324.3364 | 2349.279 | 0 | 0 | 0 | 2351.6489 | 2420.2772 | 2446.2494 | 1686.4328 | 0 | 5176.3543 | 0 | 0 | 0 | 150.5619 | 305.5177 | 462.1363 | 0 | 0 | 0 | 156.7766 | 318.1284 | 481.2117 | 0 | 0 | 0 | 1 | 1 | 1 | 1 | 1 | 1 | 1 | 225 | 921.3093 | 5.0947 | 225 | 945.5034 | 5.2022 | 225 | 966.0595 | 5.2936 | 14386.5327 | 0 | 1284.4056 | 0 | 1337.4216 | 0 | 14270.1411 | 0 | 1274.0143 | 0 | 0 | 13992.3782 | 0 | 1249.2161 | 0 | 0 | 14386.5327 | 0 | 42649.052 | 0 | 0 | 0 | 1284.4056 | 2558.4199 | 3807.636 | 0 | 0 | 0 | 1337.4216 | 2664.023 | 3964.8026 | 0 | 0 | 0 | 32749.4017 | 166848.6319 | 32749.4017 | 149905.2487 | 10916.4672 | 33020.6515 | 171781.2636 | 33020.6515 | 154812.9551 | 11006.8838 | 32814.3927 | 173706.1986 | 32814.3927 | 156960.2563 | 10938.1309 | 145.5529 | 146.7585 | 145.8417 | 0.049585 | 0.049338 | 0.049093 | 5077.7712 | 0 | 453.3349 | 0 | 472.0471 | 0 | 5119.8283 | 0 | 457.0897 | 0 | 475.9569 | 0 | 5087.848 | 0 | 454.2346 | 0 | 472.9839 | 0 | 76166.5683 | 76797.4245 | 76317.7203 | 0 | 0 | 0 | 6800.0238 | 6856.3456 | 6813.5184 | 0 | 0 | 0 | 7080.7062 | 7139.3528 | 7094.7578 | 5077.7712 | 0 | 15285.4475 | 0 | 0 | 0 | 453.3349 | 910.4246 | 1364.6592 | 0 | 0 | 0 | 472.0471 | 948.0039 | 1420.9878 | 0 | 0 | 0 | 300 | 846.3093 | 3.821 | 300 | 870.5034 | 3.9017 | 300 | 891.0595 | 3.9702 | 14386.5327 | 0 | 1284.4056 | 0 | 1337.4216 | 0 | 14270.1411 | 0 | 1274.0143 | 0 | 0 | 13992.3782 | 0 | 1249.2161 | 0 | 0 | 14386.5327 | 0 | 42649.052 | 0 | 0 | 0 | 1284.4056 | 2558.4199 | 3807.636 | 0 | 0 | 0 | 1337.4216 | 2664.023 | 3964.8026 | 0 | 0 | 0 | 80415.2599 | 307269.1883 | 80415.2599 | 276066.1778 | 0 | 79764.6755 | 311216.0755 | 79764.6755 | 280474.5949 | 0 | 78212.0859 | 310517.4976 | 78212.0859 | 280582.4226 | 0 | 268.0509 | 265.8823 | 260.707 | 0.091316 | 0.090861 | 0.090409 | 9351.2462 | 0 | 834.8636 | 0 | 869.324 | 0 | 9275.5917 | 0 | 828.1093 | 0 | 862.2909 | 0 | 9095.0458 | 0 | 811.9905 | 0 | 845.5067 | 0 | 140268.6934 | 139133.8761 | 136425.6873 | 0 | 0 | 0 | 12522.9544 | 12421.6398 | 12179.8572 | 0 | 0 | 0 | 13039.8603 | 12934.3638 | 12682.6012 | 9351.2462 | 0 | 27721.8838 | 0 | 0 | 0 | 834.8636 | 1662.9729 | 2474.9634 | 0 | 0 | 0 | 869.324 | 1731.6149 | 2577.1217 | 0 | 0 | 0
| 240 | Residential | Low Income | HVAC | Oil | 01-094 | 01-094.03 | HVAC Control | [01-094]_Residential_HVAC_Thermostat Wi-Fi_ADD_Oil_per unit | Manual Thermostat | Wifi Thermostat | ENGINEER | 49.6914 | 0 | 4.8016 | 0 | 0.022258 | 0 | 300 | 15 | 0 | 0.4905 | 0.4894 | 0.0074 | 0.0127 | 0.87 | 1 | Additions on Existing | 3.8211 | 0.46263 | 648.4732 | 0 | 75.9899 | 0 | 78.5112 | 41.7157 | 0 | 1486.2314 | 0 | 54.0674 | 5.066 | 0 | 1904.4966 | 300 | 1604.4966 | 6.3483 | 41.5655 | 0 | 1524.1135 | 0 | 53.9719 | 5.066 | 0 | 1949.6602 | 300 | 1649.6602 | 6.4989 | 41.5845 | 0 | 1555.7032 | 0 | 53.9906 | 5.066 | 0 | 1987.613 | 300 | 1687.613 | 6.6254 | per unit | 0.4097 | 62946.1181 | 0.005 | 384208.5583 | 0 | 42673.2155 | 0 | 44089.0673 | 0 | 381100.1916 | 0 | 42327.976 | 0 | 0 | 373682.219 | 0 | 41504.0777 | 0 | 0 | 384208.5583 | 765308.7499 | 1138990.9689 | 0 | 0 | 0 | 42673.2155 | 85001.1915 | 126505.2692 | 0 | 0 | 0 | 44089.0673 | 87821.4403 | 130702.5791 | 0 | 0 | 0 | 384208.5583 | 0 | 42673.2155 | 0 | 44089.0673 | 0 | 381100.1916 | 0 | 42327.976 | 0 | 0 | 373682.219 | 0 | 41504.0777 | 0 | 0 | 384208.5583 | 0 | 1138990.9689 | 0 | 0 | 0 | 42673.2155 | 85001.1915 | 126505.2692 | 0 | 0 | 0 | 44089.0673 | 87821.4403 | 130702.5791 | 0 | 0 | 0 | 319940.1559 | 2031083.1748 | 319940.1559 | 1965943.3338 | 0 | 317351.7406 | 2062426.8975 | 317351.7406 | 1998519.1542 | 0 | 311174.6077 | 2061648.9954 | 311174.6077 | 1999753.4875 | 0 | 1066.4672 | 1057.8391 | 1037.2487 | 0.016858 | 0.016774 | 0.016691 | 46105.027 | 0 | 5120.7859 | 0 | 5290.6881 | 0 | 45732.023 | 0 | 5079.3571 | 0 | 5247.8848 | 0 | 44841.8663 | 0 | 4980.4893 | 0 | 5145.7367 | 0 | 691575.4049 | 685980.3449 | 672627.9942 | 0 | 0 | 0 | 76811.788 | 76190.3567 | 74707.3399 | 0 | 0 | 0 | 79360.3211 | 78718.2715 | 77186.0498 | 46105.027 | 0 | 136678.9163 | 0 | 0 | 0 | 5120.7859 | 10200.143 | 15180.6323 | 0 | 0 | 0 | 5290.6881 | 10538.5728 | 15684.3095 | 0 | 0 | 0 | 1 | 1 | 1 | 1 | 1 | 1 | 1 | 300 | 1604.4966 | 6.3483 | 300 | 1649.6602 | 6.4989 | 300 | 1687.613 | 6.6254 | 384208.5583 | 0 | 42673.2155 | 0 | 44089.0673 | 0 | 381100.1916 | 0 | 42327.976 | 0 | 0 | 373682.219 | 0 | 41504.0777 | 0 | 0 | 384208.5583 | 0 | 1138990.9689 | 0 | 0 | 0 | 42673.2155 | 85001.1915 | 126505.2692 | 0 | 0 | 0 | 44089.0673 | 87821.4403 | 130702.5791 | 0 | 0 | 0 | 319940.1559 | 2031083.1748 | 319940.1559 | 1965943.3338 | 0 | 317351.7406 | 2062426.8975 | 317351.7406 | 1998519.1542 | 0 | 311174.6077 | 2061648.9954 | 311174.6077 | 1999753.4875 | 0 | 1066.4672 | 1057.8391 | 1037.2487 | 0.016858 | 0.016774 | 0.016691 | 46105.027 | 0 | 5120.7859 | 0 | 5290.6881 | 0 | 45732.023 | 0 | 5079.3571 | 0 | 5247.8848 | 0 | 44841.8663 | 0 | 4980.4893 | 0 | 5145.7367 | 0 | 691575.4049 | 685980.3449 | 672627.9942 | 0 | 0 | 0 | 76811.788 | 76190.3567 | 74707.3399 | 0 | 0 | 0 | 79360.3211 | 78718.2715 | 77186.0498 | 46105.027 | 0 | 136678.9163 | 0 | 0 | 0 | 5120.7859 | 10200.143 | 15180.6323 | 0 | 0 | 0 | 5290.6881 | 10538.5728 | 15684.3095 | 0 | 0 | 0 | 300 | 1604.4966 | 6.3483 | 300 | 1649.6602 | 6.4989 | 300 | 1687.613 | 6.6254 | 384208.5583 | 0 | 42673.2155 | 0 | 44089.0673 | 0 | 381100.1916 | 0 | 42327.976 | 0 | 0 | 373682.219 | 0 | 41504.0777 | 0 | 0 | 384208.5583 | 0 | 1138990.9689 | 0 | 0 | 0 | 42673.2155 | 85001.1915 | 126505.2692 | 0 | 0 | 0 | 44089.0673 | 87821.4403 | 130702.5791 | 0 | 0 | 0 | 319940.1559 | 2031083.1748 | 319940.1559 | 1965943.3338 | 0 | 317351.7406 | 2062426.8975 | 317351.7406 | 1998519.1542 | 0 | 311174.6077 | 2061648.9954 | 311174.6077 | 1999753.4875 | 0 | 1066.4672 | 1057.8391 | 1037.2487 | 0.016858 | 0.016774 | 0.016691 | 46105.027 | 0 | 5120.7859 | 0 | 5290.6881 | 0 | 45732.023 | 0 | 5079.3571 | 0 | 5247.8848 | 0 | 44841.8663 | 0 | 4980.4893 | 0 | 5145.7367 | 0 | 691575.4049 | 685980.3449 | 672627.9942 | 0 | 0 | 0 | 76811.788 | 76190.3567 | 74707.3399 | 0 | 0 | 0 | 79360.3211 | 78718.2715 | 77186.0498 | 46105.027 | 0 | 136678.9163 | 0 | 0 | 0 | 5120.7859 | 10200.143 | 15180.6323 | 0 | 0 | 0 | 5290.6881 | 10538.5728 | 15684.3095 | 0 | 0 | 0
| 241 | Residential | Single Family | HVAC | Electric | 01-078 | 01-078.01 | Cooling | [01-078]_Residential_HVAC_Whole House Fan_ADD_Electric_per unit | No Whole House Fan | Whole House Fan | DEEMED | 239.7719 | 0 | 0 | 0 | 0 | 0 | 438 | 25 | 0.24 | 0.0167 | 0.0788 | 0.6114 | 0.2931 | 1 | 1 | Additions on Existing | 18.7936 | 0.073069 | 5994.2975 | 0 | 0 | 0 | 23.3058 | 307.2946 | 0 | 0 | 0 | 0 | 0 | 0 | 307.2946 | 267.8532 | 39.4414 | 1.1473 | 312.5345 | 0 | 0 | 0 | 0 | 0 | 0 | 312.5345 | 267.8532 | 44.6813 | 1.1668 | 319.167 | 0 | 0 | 0 | 0 | 0 | 0 | 319.167 | 267.8532 | 51.3138 | 1.1916 | per unit | 0.20915 | 88368.5647 | 0.005 | 2991530.1756 | 0 | 0 | 0 | 11024.1252 | 0 | 2967327.7664 | 0 | 0 | 0 | 0 | 2909569.8416 | 0 | 0 | 0 | 0 | 2991530.1756 | 5958857.942 | 8868427.7836 | 0 | 0 | 0 | 0 | 0 | 0 | 0 | 0 | 0 | 11024.1252 | 21959.0619 | 32681.154 | 0 | 0 | 0 | 2991530.1756 | 0 | 0 | 0 | 11024.1252 | 0 | 2967327.7664 | 0 | 0 | 0 | 0 | 2909569.8416 | 0 | 0 | 0 | 0 | 2991530.1756 | 0 | 8868427.7836 | 0 | 0 | 0 | 0 | 0 | 0 | 0 | 0 | 0 | 11024.1252 | 21959.0619 | 32681.154 | 0 | 0 | 0 | 140168.3136 | 160808.1304 | 140168.3136 | 371750.4087 | 89038.2905 | 143742.2567 | 167720.2751 | 143742.2567 | 387480.7796 | 91308.5453 | 146975.7994 | 175132.5867 | 146975.7994 | 404533.7146 | 93362.5695 | 523.3027 | 536.6457 | 548.7177 | 0.0058924 | 0.005863 | 0.0058339 | 125473.2954 | 0 | 0 | 0 | 462.3832 | 0 | 128672.5521 | 0 | 0 | 0 | 474.1728 | 0 | 131567.0955 | 0 | 0 | 0 | 484.8395 | 0 | 3136832.3851 | 3216813.8035 | 3289177.3871 | 0 | 0 | 0 | 0 | 0 | 0 | 0 | 0 | 0 | 11559.5802 | 11854.3207 | 12120.9887 | 125473.2954 | 0 | 385712.943 | 0 | 0 | 0 | 0 | 0 | 0 | 0 | 0 | 0 | 462.3832 | 936.556 | 1421.3956 | 0 | 0 | 0 | 1 | 1 | 1 | 1 | 1 | 1 | 1 | 328.5 | -21.2054 | 0.93545 | 328.5 | -15.9655 | 0.9514 | 328.5 | -9.333 | 0.97159 | 2991530.1756 | 0 | 0 | 0 | 11024.1252 | 0 | 2967327.7664 | 0 | 0 | 0 | 0 | 2909569.8416 | 0 | 0 | 0 | 0 | 2991530.1756 | 0 | 8868427.7836 | 0 | 0 | 0 | 0 | 0 | 0 | 0 | 0 | 0 | 11024.1252 | 21959.0619 | 32681.154 | 0 | 0 | 0 | 791104.6554 | 740037.2025 | 791104.6554 | 1710791.1886 | 263701.5518 | 800125.0418 | 761237.945 | 800125.0418 | 1758672.72 | 266708.3473 | 804163.9006 | 781316.7999 | 804163.9006 | 1804741.1587 | 268054.6335 | 2408.2333 | 2435.6927 | 2447.9875 | 0.027117 | 0.026982 | 0.026847 | 577426.6905 | 0 | 0 | 0 | 2127.8823 | 0 | 584010.6637 | 0 | 0 | 0 | 2152.145 | 0 | 586958.6236 | 0 | 0 | 0 | 2163.0086 | 0 | 14435667.2615 | 14600266.5921 | 14673965.5911 | 0 | 0 | 0 | 0 | 0 | 0 | 0 | 0 | 0 | 53197.0578 | 53803.6249 | 54075.214 | 577426.6905 | 0 | 1748395.9778 | 0 | 0 | 0 | 0 | 0 | 0 | 0 | 0 | 0 | 2127.8823 | 4280.0273 | 6443.0359 | 0 | 0 | 0 | 438 | -130.7054 | 0.70159 | 438 | -125.4655 | 0.71355 | 438 | -118.833 | 0.72869 | 2991530.1756 | 0 | 0 | 0 | 11024.1252 | 0 | 2967327.7664 | 0 | 0 | 0 | 0 | 2909569.8416 | 0 | 0 | 0 | 0 | 2991530.1756 | 0 | 8868427.7836 | 0 | 0 | 0 | 0 | 0 | 0 | 0 | 0 | 0 | 11024.1252 | 21959.0619 | 32681.154 | 0 | 0 | 0 | 3825315.413 | 2683787.5026 | 3825315.413 | 6204282.6986 | 0 | 3794367.422 | 2707467.2467 | 3794367.422 | 6255007.1481 | 0 | 3720511.4798 | 2711106.0208 | 3720511.4798 | 6262305.6635 | 0 | 8733.5968 | 8662.9393 | 8494.3184 | 0.09834 | 0.097851 | 0.097364 | 2094071.1229 | 0 | 0 | 0 | 7716.8877 | 0 | 2077129.4365 | 0 | 0 | 0 | 7654.4556 | 0 | 2036698.8891 | 0 | 0 | 0 | 7505.4645 | 0 | 52351778.0723 | 51928235.9122 | 50917472.2287 | 0 | 0 | 0 | 0 | 0 | 0 | 0 | 0 | 0 | 192922.1916 | 191361.3911 | 187636.6132 | 2094071.1229 | 0 | 6207899.4485 | 0 | 0 | 0 | 0 | 0 | 0 | 0 | 0 | 0 | 7716.8877 | 15371.3433 | 22876.8078 | 0 | 0 | 0
| 242 | Residential | Multi-Family | HVAC | Electric | 01-078 | 01-078.02 | Cooling | [01-078]_Residential_HVAC_Whole House Fan_ADD_Electric_per unit | No Whole House Fan | Whole House Fan | DEEMED | 239.7719 | 0 | 0 | 0 | 0 | 0 | 438 | 25 | 0.24 | 0.0167 | 0.0788 | 0.6114 | 0.2931 | 1 | 1 | Additions on Existing | 18.7936 | 0.073069 | 5994.2975 | 0 | 0 | 0 | 23.3058 | 307.2946 | 0 | 0 | 0 | 0 | 0 | 0 | 307.2946 | 267.8532 | 39.4414 | 1.1473 | 312.5345 | 0 | 0 | 0 | 0 | 0 | 0 | 312.5345 | 267.8532 | 44.6813 | 1.1668 | 319.167 | 0 | 0 | 0 | 0 | 0 | 0 | 319.167 | 267.8532 | 51.3138 | 1.1916 | per unit | 0.080925 | 0 | 0.005 | 0 | 0 | 0 | 0 | 0 | 0 | 0 | 0 | 0 | 0 | 0 | 0 | 0 | 0 | 0 | 0 | 0 | 0 | 0 | 0 | 0 | 0 | 0 | 0 | 0 | 0 | 0 | 0 | 0 | 0 | 0 | 0 | 0 | 0 | 0 | 0 | 0 | 0 | 0 | 0 | 0 | 0 | 0 | 0 | 0 | 0 | 0 | 0 | 0 | 0 | 0 | 0 | 0 | 0 | 0 | 0 | 0 | 0 | 0 | 0 | 0 | 0 | 0 | 0 | 0 | 0 | 0 | 0 | 0 | 0 | 0 | 0 | 0 | 0 | 0 | 0 | 0 | 0 | 0 | 0 | 0 | 0 | 0 | 0 | 0 | 0 | #NUM! | #NUM! | #NUM! | 0 | 0 | 0 | 0 | 0 | 0 | 0 | 0 | 0 | 0 | 0 | 0 | 0 | 0 | 0 | 0 | 0 | 0 | 0 | 0 | 0 | 0 | 0 | 0 | 0 | 0 | 0 | 0 | 0 | 0 | 0 | 0 | 0 | 0 | 0 | 0 | 0 | 0 | 0 | 0 | 0 | 0 | 0 | 0 | 0 | 0 | 0 | 0 | 0 | 0 | 0 | 1 | 1 | 1 | 1 | 1 | 1 | 1 | 328.5 | -21.2054 | 0.93545 | 328.5 | -15.9655 | 0.9514 | 328.5 | -9.333 | 0.97159 | 0 | 0 | 0 | 0 | 0 | 0 | 0 | 0 | 0 | 0 | 0 | 0 | 0 | 0 | 0 | 0 | 0 | 0 | 0 | 0 | 0 | 0 | 0 | 0 | 0 | 0 | 0 | 0 | 0 | 0 | 0 | 0 | 0 | 0 | 0 | 0 | 0 | 0 | 0 | 0 | 0 | 0 | 0 | 0 | 0 | 0 | 0 | 0 | 0 | 0 | 0 | 0 | #NUM! | #NUM! | #NUM! | 0 | 0 | 0 | 0 | 0 | 0 | 0 | 0 | 0 | 0 | 0 | 0 | 0 | 0 | 0 | 0 | 0 | 0 | 0 | 0 | 0 | 0 | 0 | 0 | 0 | 0 | 0 | 0 | 0 | 0 | 0 | 0 | 0 | 0 | 0 | 0 | 0 | 0 | 0 | 0 | 0 | 0 | 0 | 0 | 0 | 0 | 0 | 0 | 0 | 0 | 0 | 438 | -130.7054 | 0.70159 | 438 | -125.4655 | 0.71355 | 438 | -118.833 | 0.72869 | 0 | 0 | 0 | 0 | 0 | 0 | 0 | 0 | 0 | 0 | 0 | 0 | 0 | 0 | 0 | 0 | 0 | 0 | 0 | 0 | 0 | 0 | 0 | 0 | 0 | 0 | 0 | 0 | 0 | 0 | 0 | 0 | 0 | 0 | 0 | 0 | 0 | 0 | 0 | 0 | 0 | 0 | 0 | 0 | 0 | 0 | 0 | 0 | 0 | 0 | 0 | 0 | #NUM! | #NUM! | #NUM! | 0 | 0 | 0 | 0 | 0 | 0 | 0 | 0 | 0 | 0 | 0 | 0 | 0 | 0 | 0 | 0 | 0 | 0 | 0 | 0 | 0 | 0 | 0 | 0 | 0 | 0 | 0 | 0 | 0 | 0 | 0 | 0 | 0 | 0 | 0 | 0 | 0 | 0 | 0 | 0 | 0 | 0 | 0 | 0 | 0 | 0 | 0 | 0 | 0 | 0 | 0
| 243 | Residential | Low Income | HVAC | Electric | 01-078 | 01-078.03 | Cooling | [01-078]_Residential_HVAC_Whole House Fan_ADD_Electric_per unit | No Whole House Fan | Whole House Fan | DEEMED | 239.7719 | 0 | 0 | 0 | 0 | 0 | 438 | 25 | 0.24 | 0.0167 | 0.0788 | 0.6114 | 0.2931 | 1 | 1 | Additions on Existing | 18.7936 | 0.073069 | 5994.2975 | 0 | 0 | 0 | 23.3058 | 307.2946 | 0 | 0 | 0 | 0 | 0 | 0 | 368.7536 | 438 | -69.2464 | 0.8419 | 312.5345 | 0 | 0 | 0 | 0 | 0 | 0 | 375.0414 | 438 | -62.9586 | 0.85626 | 319.167 | 0 | 0 | 0 | 0 | 0 | 0 | 383.0004 | 438 | -54.9996 | 0.87443 | per unit | 0.068925 | 0 | 0.005 | 0 | 0 | 0 | 0 | 0 | 0 | 0 | 0 | 0 | 0 | 0 | 0 | 0 | 0 | 0 | 0 | 0 | 0 | 0 | 0 | 0 | 0 | 0 | 0 | 0 | 0 | 0 | 0 | 0 | 0 | 0 | 0 | 0 | 0 | 0 | 0 | 0 | 0 | 0 | 0 | 0 | 0 | 0 | 0 | 0 | 0 | 0 | 0 | 0 | 0 | 0 | 0 | 0 | 0 | 0 | 0 | 0 | 0 | 0 | 0 | 0 | 0 | 0 | 0 | 0 | 0 | 0 | 0 | 0 | 0 | 0 | 0 | 0 | 0 | 0 | 0 | 0 | 0 | 0 | 0 | 0 | 0 | 0 | 0 | 0 | 0 | #NUM! | #NUM! | #NUM! | 0 | 0 | 0 | 0 | 0 | 0 | 0 | 0 | 0 | 0 | 0 | 0 | 0 | 0 | 0 | 0 | 0 | 0 | 0 | 0 | 0 | 0 | 0 | 0 | 0 | 0 | 0 | 0 | 0 | 0 | 0 | 0 | 0 | 0 | 0 | 0 | 0 | 0 | 0 | 0 | 0 | 0 | 0 | 0 | 0 | 0 | 0 | 0 | 0 | 0 | 0 | 1 | 1 | 1 | 1 | 1 | 1 | 1 | 438 | -69.2464 | 0.8419 | 438 | -62.9586 | 0.85626 | 438 | -54.9996 | 0.87443 | 0 | 0 | 0 | 0 | 0 | 0 | 0 | 0 | 0 | 0 | 0 | 0 | 0 | 0 | 0 | 0 | 0 | 0 | 0 | 0 | 0 | 0 | 0 | 0 | 0 | 0 | 0 | 0 | 0 | 0 | 0 | 0 | 0 | 0 | 0 | 0 | 0 | 0 | 0 | 0 | 0 | 0 | 0 | 0 | 0 | 0 | 0 | 0 | 0 | 0 | 0 | 0 | #NUM! | #NUM! | #NUM! | 0 | 0 | 0 | 0 | 0 | 0 | 0 | 0 | 0 | 0 | 0 | 0 | 0 | 0 | 0 | 0 | 0 | 0 | 0 | 0 | 0 | 0 | 0 | 0 | 0 | 0 | 0 | 0 | 0 | 0 | 0 | 0 | 0 | 0 | 0 | 0 | 0 | 0 | 0 | 0 | 0 | 0 | 0 | 0 | 0 | 0 | 0 | 0 | 0 | 0 | 0 | 438 | -69.2464 | 0.8419 | 438 | -62.9586 | 0.85626 | 438 | -54.9996 | 0.87443 | 0 | 0 | 0 | 0 | 0 | 0 | 0 | 0 | 0 | 0 | 0 | 0 | 0 | 0 | 0 | 0 | 0 | 0 | 0 | 0 | 0 | 0 | 0 | 0 | 0 | 0 | 0 | 0 | 0 | 0 | 0 | 0 | 0 | 0 | 0 | 0 | 0 | 0 | 0 | 0 | 0 | 0 | 0 | 0 | 0 | 0 | 0 | 0 | 0 | 0 | 0 | 0 | #NUM! | #NUM! | #NUM! | 0 | 0 | 0 | 0 | 0 | 0 | 0 | 0 | 0 | 0 | 0 | 0 | 0 | 0 | 0 | 0 | 0 | 0 | 0 | 0 | 0 | 0 | 0 | 0 | 0 | 0 | 0 | 0 | 0 | 0 | 0 | 0 | 0 | 0 | 0 | 0 | 0 | 0 | 0 | 0 | 0 | 0 | 0 | 0 | 0 | 0 | 0 | 0 | 0 | 0 | 0
| 244 | Residential | Single Family | Lighting | Electric | 01-344 | 01-344.01 | LED (Interior) | [01-344]_Residential_Lighting_LED A-Lamp (Interior)_Program 1_starts2021_ends2022_ROB_Electric_per unit | Blended mix | LED bulb | ENGINEER | 29.391 | -0.012518 | -0.03819 | -0.016077 | 0.007 | 0 | 2.03 | 3 | 0.547 | 0.43 | 0.24 | 0.21 | 0.12 | 1 | 0.33 | Replace on Burnout | 46.8045 | 0.069766 | 29.0971 | -0.013075 | -0.03989 | -0.016793 | 0.043372 | 2.2086 | -0.11147 | -0.82436 | -0.51369 | 1.2253 | -0.017655 | 0 | 1.9667 | 1.2414 | 0.72526 | 1.5842 | 1.5413 | -0.078189 | -0.61017 | -0.37994 | 0.84168 | -0.012305 | 0 | 1.3024 | 1.2414 | 0.060967 | 1.0491 | 0.87193 | -0.044664 | -0.35983 | -0.22159 | 0.47853 | -0.006955 | 0 | 0.71742 | 1.2414 | -0.524 | 0.57791 | per unit | 10.4289 | 4406362.2379 | 0.005 | 27115610.3121 | -11548.7288 | -35233.6238 | -14832.5751 | 38309.1466 | 3532.5668 | 25515789.3037 | -10867.3538 | -33154.84 | -13957.4532 | 3324.1454 | 0 | 0 | 0 | 0 | 0 | 8948151.403 | 14816782.9429 | 14816782.9429 | -3811.0805 | -6310.5719 | -6310.5719 | -11627.0959 | -19252.7091 | -19252.7091 | -4894.7498 | -8104.964 | -8104.964 | 12642.0184 | 20933.267 | 20933.267 | 1165.7471 | 1930.3005 | 1597.886 | 27115610.3121 | -11548.7288 | -35233.6238 | -14832.5751 | 38309.1466 | 3532.5668 | 25515789.3037 | -10867.3538 | -33154.84 | -13957.4532 | 3324.1454 | 0 | 0 | 0 | 0 | 0 | 8948151.403 | 1930.3005 | 14816782.9429 | -3811.0805 | -6310.5719 | -6310.5719 | -11627.0959 | -19252.7091 | -19252.7091 | -4894.7498 | -8104.964 | -8104.964 | 12642.0184 | 20933.267 | 20933.267 | 1165.7471 | 1930.3005 | 1597.886 | 862757.1295 | 451042.4817 | 862757.1295 | 6040170.5777 | 548044.1189 | 809894.798 | 195423.997 | 809894.798 | 5446619.5065 | 514464.6921 | 0 |  |  |  |  | 694975.9844 | 652393.8375 | 0 | 0.15694 | 0.16678 | 0.17723 | 6740592.9224 | -2870.8659 | -8758.627 | -3687.1879 | 9523.1625 | 878.1508 | 4410136.6741 | -1878.3082 | -5730.4665 | -2412.3995 | 6230.6756 | 574.5437 | 0 | 0 | 0 | 0 | 0 | 0 | 20221778.7672 | 13230410.0222 | 0 | -8612.5976 | -5634.9245 | 0 | -26275.8809 | -17191.3995 | 0 | -11061.5638 | -7237.1984 | 0 | 28569.4874 | 18692.0269 | 0 | 6740592.9224 | 1452.6945 | 11150729.5965 | -2870.8659 | -4749.174 | -4749.174 | -8758.627 | -14489.0935 | -14489.0935 | -3687.1879 | -6099.5874 | -6099.5874 | 9523.1625 | 15753.8381 | 15753.8381 | 878.1508 | 1452.6945 | 1202.8929 | 0.23 | 0.13 | 1 | 1 | 1 | 1 | 1 | 1.5225 | 0.44418 | 1.2917 | 1.5225 | -0.22011 | 0.85543 | 1.5225 | -0.80508 | 0.47121 | 27115610.3121 | -11548.7288 | -35233.6238 | -14832.5751 | 38309.1466 | 3532.5668 | 25515789.3037 | -10867.3538 | -33154.84 | -13957.4532 | 3324.1454 | 0 | 0 | 0 | 0 | 0 | 8948151.403 | 1930.3005 | 14816782.9429 | -3811.0805 | -6310.5719 | -6310.5719 | -11627.0959 | -19252.7091 | -19252.7091 | -4894.7498 | -8104.964 | -8104.964 | 12642.0184 | 20933.267 | 20933.267 | 1165.7471 | 1930.3005 | 1597.886 | 1231314.9818 | 524879.3816 | 1231314.9818 | 7028963.1825 | 410438.3273 | 1157425.0994 | 227721.2905 | 1157425.0994 | 6346770.315 | 385808.3665 | 0 |  |  |  |  | 808745.4724 | 760213.53 | 0 | 0.18263 | 0.19408 | 0.20625 | 7844046.5993 | -3340.8345 | -10192.4384 | -4290.7908 | 11082.1305 | 1021.9065 | 5138990.2479 | -2188.732 | -6677.5281 | -2811.0914 | 7260.4057 | 669.4972 | 0 | 0 | 0 | 0 | 0 | 0 | 23532139.798 | 15416970.7437 | 0 | -10022.5036 | -6566.1961 | 0 | -30577.3151 | -20032.5842 | 0 | -12872.3723 | -8433.2742 | 0 | 33246.3914 | 21781.217 | 0 | 7844046.5993 | 1691.4038 | 12983036.8472 | -3340.8345 | -5529.5666 | -5529.5666 | -10192.4384 | -16869.9665 | -16869.9665 | -4290.7908 | -7101.8822 | -7101.8822 | 11082.1305 | 18342.5361 | 18342.5361 | 1021.9065 | 1691.4038 | 1400.318 | 2.03 | -0.06332 | 0.96881 | 2.03 | -0.72761 | 0.64157 | 2.03 | -1.3126 | 0.35341 | 27115610.3121 | -11548.7288 | -35233.6238 | -14832.5751 | 38309.1466 | 3532.5668 | 25515789.3037 | -10867.3538 | -33154.84 | -13957.4532 | 3324.1454 | 0 | 0 | 0 | 0 | 0 | 8948151.403 | 1930.3005 | 14816782.9429 | -3811.0805 | -6310.5719 | -6310.5719 | -11627.0959 | -19252.7091 | -19252.7091 | -4894.7498 | -8104.964 | -8104.964 | 12642.0184 | 20933.267 | 20933.267 | 1165.7471 | 1930.3005 | 1597.886 | 1685557.485 | 538883.8661 | 1685557.485 | 7216505.3292 | 0 | 1586109.5933 | 234048.1407 | 1586109.5933 | 6523104.576 | 0 | 0 |  |  |  |  | 830323.8842 | 781334.775 | 0 | 0.1875 | 0.19926 | 0.21175 | 8053336.2627 | -3429.9725 | -10464.3863 | -4405.2748 | 11377.8165 | 1049.1724 | 5281768.3859 | -2249.5422 | -6863.0519 | -2889.1928 | 7462.1237 | 688.0981 | 0 | 0 | 0 | 0 | 0 | 0 | 24160008.7881 | 15845305.1576 | 0 | -10289.9174 | -6748.6267 | 0 | -31393.1588 | -20589.1557 | 0 | -13215.8244 | -8667.5784 | 0 | 34133.4496 | 22386.3712 | 0 | 8053336.2627 | 1737.2704 | 13335104.6486 | -3429.9725 | -5679.5147 | -5679.5147 | -10464.3863 | -17327.4382 | -17327.4382 | -4405.2748 | -7294.4676 | -7294.4676 | 11377.8165 | 18839.9403 | 18839.9403 | 1049.1724 | 1737.2704 | 1438.0974
| 245 | Residential | Multi-Family | Lighting | Electric | 01-344 | 01-344.02 | LED (Interior) | [01-344]_Residential_Lighting_LED A-Lamp (Interior)_Program 1_starts2021_ends2022_ROB_Electric_per unit | Blended mix | LED bulb | ENGINEER | 29.391 | -0.023199 | -0.02034 | -0.023247 | 0.007 | 0 | 2.03 | 3 | 0.547 | 0.43 | 0.24 | 0.21 | 0.12 | 1 | 0.33 | Replace on Burnout | 46.8045 | 0.069766 | 29.0971 | -0.024231 | -0.021245 | -0.024282 | 0.043372 | 2.2086 | -0.20657 | -0.43905 | -0.74277 | 1.2253 | -0.015159 | 0 | 2.0303 | 1.2414 | 0.78888 | 1.6355 | 1.5413 | -0.1449 | -0.32497 | -0.54937 | 0.84168 | -0.010565 | 0 | 1.3532 | 1.2414 | 0.11176 | 1.09 | 0.87193 | -0.082773 | -0.19164 | -0.32041 | 0.47853 | -0.0059716 | 0 | 0.74966 | 1.2414 | -0.49176 | 0.60388 | per unit | 5.0769 | 325007.1218 | 0.005 | 2000009.5291 | -1578.6286 | -1384.0817 | -1581.9207 | 2825.6291 | 260.5572 | 1882008.9669 | -1485.4895 | -1302.4209 | -1488.5874 | 245.1843 | 0 | 0 | 0 | 0 | 0 | 660003.1446 | 1092865.207 | 1092865.207 | -520.9474 | -862.61 | -862.61 | -456.747 | -756.3038 | -756.3038 | -522.0338 | -864.409 | -864.409 | 932.4576 | 1544.0085 | 1544.0085 | 85.9839 | 142.3763 | 117.8578 | 2000009.5291 | -1578.6286 | -1384.0817 | -1581.9207 | 2825.6291 | 260.5572 | 1882008.9669 | -1485.4895 | -1302.4209 | -1488.5874 | 245.1843 | 0 | 0 | 0 | 0 | 0 | 660003.1446 | 142.3763 | 1092865.207 | -520.9474 | -862.61 | -862.61 | -456.747 | -756.3038 | -756.3038 | -522.0338 | -864.409 | -864.409 | 932.4576 | 1544.0085 | 1544.0085 | 85.9839 | 142.3763 | 117.8578 | 58425.6926 | 31532.5666 | 58425.6926 | 415111.4625 | 37113.4078 | 54815.4546 | 13742.5544 | 54815.4546 | 375644.6035 | 34820.0976 | 0 |  |  |  |  | 47063.5963 | 44155.4444 | 0 | 0.14409 | 0.15312 | 0.16272 | 456471.232 | -360.2975 | -315.8952 | -361.0489 | 644.9061 | 59.4681 | 298487.7135 | -235.5995 | -206.5647 | -236.0908 | 421.7058 | 38.8864 | 0 | 0 | 0 | 0 | 0 | 0 | 1369413.6959 | 895463.1405 | 0 | -1080.8926 | -706.7985 | 0 | -947.6857 | -619.6941 | 0 | -1083.1468 | -708.2725 | 0 | 1934.7184 | 1265.1173 | 0 | 456471.232 | 98.3545 | 754958.9454 | -360.2975 | -595.897 | -595.897 | -315.8952 | -522.4599 | -522.4599 | -361.0489 | -597.1398 | -597.1398 | 644.9061 | 1066.6119 | 1066.6119 | 59.4681 | 98.3545 | 81.4474 | 0.23 | 0.13 | 1 | 1 | 1 | 1 | 1 | 1.5225 | 0.5078 | 1.3335 | 1.5225 | -0.16932 | 0.88879 | 1.5225 | -0.77284 | 0.49239 | 2000009.5291 | -1578.6286 | -1384.0817 | -1581.9207 | 2825.6291 | 260.5572 | 1882008.9669 | -1485.4895 | -1302.4209 | -1488.5874 | 245.1843 | 0 | 0 | 0 | 0 | 0 | 660003.1446 | 142.3763 | 1092865.207 | -520.9474 | -862.61 | -862.61 | -456.747 | -756.3038 | -756.3038 | -522.0338 | -864.409 | -864.409 | 932.4576 | 1544.0085 | 1544.0085 | 85.9839 | 142.3763 | 117.8578 | 79759.7086 | 35099.4627 | 79759.7086 | 462067.9789 | 26586.5695 | 74949.1406 | 15321.1922 | 74949.1406 | 418795.7347 | 24983.0469 | 0 |  |  |  |  | 52387.3291 | 49227.6786 | 0 | 0.16039 | 0.17044 | 0.18113 | 508106.2766 | -401.0536 | -351.6286 | -401.89 | 717.8565 | 66.1951 | 332775.6611 | -262.6633 | -230.2933 | -263.2111 | 470.1481 | 43.3533 | 0 | 0 | 0 | 0 | 0 | 0 | 1524318.8298 | 998326.9833 | 0 | -1203.1609 | -787.99 | 0 | -1054.8859 | -690.8798 | 0 | -1205.67 | -789.6333 | 0 | 2153.5696 | 1410.4442 | 0 | 508106.2766 | 109.5484 | 840881.9377 | -401.0536 | -663.717 | -663.717 | -351.6286 | -581.9219 | -581.9219 | -401.89 | -665.1011 | -665.1011 | 717.8565 | 1188.0046 | 1188.0046 | 66.1951 | 109.5484 | 90.6991 | 2.03 | 0.00030027 | 1.0001 | 2.03 | -0.67682 | 0.66659 | 2.03 | -1.2803 | 0.36929 | 2000009.5291 | -1578.6286 | -1384.0817 | -1581.9207 | 2825.6291 | 260.5572 | 1882008.9669 | -1485.4895 | -1302.4209 | -1488.5874 | 245.1843 | 0 | 0 | 0 | 0 | 0 | 660003.1446 | 142.3763 | 1092865.207 | -520.9474 | -862.61 | -862.61 | -456.747 | -756.3038 | -756.3038 | -522.0338 | -864.409 | -864.409 | 932.4576 | 1544.0085 | 1544.0085 | 85.9839 | 142.3763 | 117.8578 | 110510.5466 | 36473.8746 | 110510.5466 | 480161.4672 | 0 | 103990.4244 | 15943.3844 | 103990.4244 | 435802.9907 | 0 | 0 |  |  |  |  | 54438.6929 | 51226.81 | 0 | 0.16667 | 0.17712 | 0.18822 | 528002.5157 | -416.7579 | -365.3976 | -417.6271 | 745.9661 | 68.7871 | 346289.6499 | -273.3301 | -239.6454 | -273.9001 | 489.2407 | 45.1139 | 0 | 0 | 0 | 0 | 0 | 0 | 1584007.5471 | 1038868.9497 | 0 | -1250.2738 | -819.9902 | 0 | -1096.1927 | -718.9363 | 0 | -1252.8812 | -821.7003 | 0 | 2237.8983 | 1467.7222 | 0 | 528002.5157 | 113.901 | 874292.1656 | -416.7579 | -690.088 | -690.088 | -365.3976 | -605.043 | -605.043 | -417.6271 | -691.5272 | -691.5272 | 745.9661 | 1235.2068 | 1235.2068 | 68.7871 | 113.901 | 94.2863
| 246 | Residential | Low Income | Lighting | Electric | 01-344 | 01-344.03 | LED (Interior) | [01-344]_Residential_Lighting_LED A-Lamp (Interior)_Program 1_starts2021_ends2022_ROB_Electric_per unit | Blended mix | LED bulb | ENGINEER | 29.391 | -0.008339 | -0.048545 | -0.009901 | 0.007 | 0 | 2.03 | 3 | 0.547 | 0.43 | 0.24 | 0.21 | 0.12 | 1 | 0.33 | Replace on Burnout | 46.8045 | 0.069766 | 29.0971 | -0.0087101 | -0.050706 | -0.010342 | 0.043372 | 2.2086 | -0.074255 | -1.0479 | -0.31635 | 1.2253 | -0.019805 | 0 | 2.3707 | 2.03 | 0.34067 | 1.1678 | 1.5413 | -0.052087 | -0.77562 | -0.23398 | 0.84168 | -0.013804 | 0 | 1.569 | 2.03 | -0.461 | 0.77291 | 0.87193 | -0.029753 | -0.45739 | -0.13647 | 0.47853 | -0.0078021 | 0 | 0.86286 | 2.03 | -1.1671 | 0.42505 | per unit | 7.1937 | 1105246.4125 | 0.005 | 6801399.7493 | -1929.7305 | -11233.9204 | -2291.2015 | 9609.0708 | 886.0726 | 6400117.1641 | -1815.8764 | -10571.1191 | -2156.0206 | 833.7943 | 0 | 0 | 0 | 0 | 0 | 2244461.9173 | 3716488.865 | 3716488.865 | -636.8111 | -1054.4626 | -1054.4626 | -3707.1937 | -6138.5511 | -6138.5511 | -756.0965 | -1251.9812 | -1251.9812 | 3170.9934 | 5250.6846 | 5250.6846 | 292.404 | 484.1766 | 400.7972 | 6801399.7493 | -1929.7305 | -11233.9204 | -2291.2015 | 9609.0708 | 886.0726 | 6400117.1641 | -1815.8764 | -10571.1191 | -2156.0206 | 833.7943 | 0 | 0 | 0 | 0 | 0 | 2244461.9173 | 484.1766 | 3716488.865 | -636.8111 | -1054.4626 | -1054.4626 | -3707.1937 | -6138.5511 | -6138.5511 | -756.0965 | -1251.9812 | -1251.9812 | 3170.9934 | 5250.6846 | 5250.6846 | 292.404 | 484.1766 | 400.7972 | 65766.997 | 25345.2781 | 65766.997 | 145032.2653 | 0 | 61886.7442 | 11001.5256 | 61886.7442 | 125061.0004 | 0 | 0 |  |  |  |  | 32397.5355 | 30486.0809 | 0 | 0.029167 | 0.030995 | 0.032939 | 314224.6684 | -89.1535 | -519.0071 | -105.8535 | 443.9391 | 40.9366 | 206083.7727 | -58.4712 | -340.39 | -69.4239 | 291.1568 | 26.8482 | 0 | 0 | 0 | 0 | 0 | 0 | 942674.0052 | 618251.318 | 0 | -267.4606 | -175.4137 | 0 | -1557.0214 | -1021.1701 | 0 | -317.5605 | -208.2716 | 0 | 1331.8172 | 873.4703 | 0 | 314224.6684 | 67.7847 | 520308.4411 | -89.1535 | -147.6248 | -147.6248 | -519.0071 | -859.3972 | -859.3972 | -105.8535 | -175.2774 | -175.2774 | 443.9391 | 735.0958 | 735.0958 | 40.9366 | 67.7847 | 56.1116 | 0.23 | 0.13 | 1 | 1 | 1 | 1 | 1 | 2.03 | 0.34067 | 1.1678 | 2.03 | -0.461 | 0.77291 | 2.03 | -1.1671 | 0.42505 | 6801399.7493 | -1929.7305 | -11233.9204 | -2291.2015 | 9609.0708 | 886.0726 | 6400117.1641 | -1815.8764 | -10571.1191 | -2156.0206 | 833.7943 | 0 | 0 | 0 | 0 | 0 | 2244461.9173 | 484.1766 | 3716488.865 | -636.8111 | -1054.4626 | -1054.4626 | -3707.1937 | -6138.5511 | -6138.5511 | -756.0965 | -1251.9812 | -1251.9812 | 3170.9934 | 5250.6846 | 5250.6846 | 292.404 | 484.1766 | 400.7972 | 65766.997 | 25345.2781 | 65766.997 | 145032.2653 | 0 | 61886.7442 | 11001.5256 | 61886.7442 | 125061.0004 | 0 | 0 |  |  |  |  | 32397.5355 | 30486.0809 | 0 | 0.029167 | 0.030995 | 0.032939 | 314224.6684 | -89.1535 | -519.0071 | -105.8535 | 443.9391 | 40.9366 | 206083.7727 | -58.4712 | -340.39 | -69.4239 | 291.1568 | 26.8482 | 0 | 0 | 0 | 0 | 0 | 0 | 942674.0052 | 618251.318 | 0 | -267.4606 | -175.4137 | 0 | -1557.0214 | -1021.1701 | 0 | -317.5605 | -208.2716 | 0 | 1331.8172 | 873.4703 | 0 | 314224.6684 | 67.7847 | 520308.4411 | -89.1535 | -147.6248 | -147.6248 | -519.0071 | -859.3972 | -859.3972 | -105.8535 | -175.2774 | -175.2774 | 443.9391 | 735.0958 | 735.0958 | 40.9366 | 67.7847 | 56.1116 | 2.03 | 0.34067 | 1.1678 | 2.03 | -0.461 | 0.77291 | 2.03 | -1.1671 | 0.42505 | 6801399.7493 | -1929.7305 | -11233.9204 | -2291.2015 | 9609.0708 | 886.0726 | 6400117.1641 | -1815.8764 | -10571.1191 | -2156.0206 | 833.7943 | 0 | 0 | 0 | 0 | 0 | 2244461.9173 | 484.1766 | 3716488.865 | -636.8111 | -1054.4626 | -1054.4626 | -3707.1937 | -6138.5511 | -6138.5511 | -756.0965 | -1251.9812 | -1251.9812 | 3170.9934 | 5250.6846 | 5250.6846 | 292.404 | 484.1766 | 400.7972 | 65766.997 | 25345.2781 | 65766.997 | 145032.2653 | 0 | 61886.7442 | 11001.5256 | 61886.7442 | 125061.0004 | 0 | 0 |  |  |  |  | 32397.5355 | 30486.0809 | 0 | 0.029167 | 0.030995 | 0.032939 | 314224.6684 | -89.1535 | -519.0071 | -105.8535 | 443.9391 | 40.9366 | 206083.7727 | -58.4712 | -340.39 | -69.4239 | 291.1568 | 26.8482 | 0 | 0 | 0 | 0 | 0 | 0 | 942674.0052 | 618251.318 | 0 | -267.4606 | -175.4137 | 0 | -1557.0214 | -1021.1701 | 0 | -317.5605 | -208.2716 | 0 | 1331.8172 | 873.4703 | 0 | 314224.6684 | 67.7847 | 520308.4411 | -89.1535 | -147.6248 | -147.6248 | -519.0071 | -859.3972 | -859.3972 | -105.8535 | -175.2774 | -175.2774 | 443.9391 | 735.0958 | 735.0958 | 40.9366 | 67.7847 | 56.1116
| 247 | Residential | Single Family | Lighting | Electric | 01-347 | 01-347.01 | LED (Interior) | [01-347]_Residential_Lighting_LED A-Lamp (Interior)_Program 1_starts2023_ends2023_ROB_Electric_per unit | Blended mix | LED bulb | ENGINEER | 29.391 | -0.012518 | -0.03819 | -0.016077 | 0.007 | 0 | 2.03 | 3 | 0.547 | 0.43 | 0.24 | 0.21 | 0.12 | 1 | 0.33 | Replace on Burnout | 46.8045 | 0.069766 | 29.0971 | -0.013075 | -0.03989 | -0.016793 | 0.043372 | 2.2086 | -0.11147 | -0.82436 | -0.51369 | 1.2253 | -0.017655 | 0 | 1.9667 | 1.2414 | 0.72526 | 1.5842 | 1.5413 | -0.078189 | -0.61017 | -0.37994 | 0.84168 | -0.012305 | 0 | 1.3024 | 1.2414 | 0.060967 | 1.0491 | 0.87193 | -0.044664 | -0.35983 | -0.22159 | 0.47853 | -0.006955 | 0 | 0.71742 | 1.2414 | -0.524 | 0.57791 | per unit | 10.4289 | 4406362.2379 | 0.005 | 0 | 0 | 0 | 0 | 0 | 0 | 0 | 0 | 0 | 0 | 0 | 24010357.7348 | -10226.18 | -31198.7045 | -13133.9634 | 3128.0208 | 0 | 0 | 3121346.5055 | 0 | 0 | -1329.4034 | 0 | 0 | -4055.8316 | 0 | 0 | -1707.4152 | 0 | 0 | 4409.8628 | 0 | 0 | 406.6427 | 0 | 0 | 0 | 0 | 0 | 0 | 0 | 0 | 0 | 0 | 0 | 24010357.7348 | -10226.18 | -31198.7045 | -13133.9634 | 3128.0208 | 0 | 0 | 3121346.5055 | 0 | 0 | -1329.4034 | 0 | 0 | -4055.8316 | 0 | 0 | -1707.4152 | 0 | 0 | 4409.8628 | 0 | 0 | 406.6427 | 0 |  |  |  |  | 0 |  |  |  |  | 761453.4599 | 57206.2647 | 761453.4599 | 5049854.9236 | 483693.5868 | 0 | 0 | 613372.9295 | 0 | 0 | 0 | 0 | 0 | 0 | 0 | 0 | 0 | 0 | 0 | 0 | 0 | 0 | 0 | 2343593.69 | -998.153 | -3045.2311 | -1281.9748 | 3311.0475 | 305.3186 | 0 | 0 | 7030781.0701 | 0 | 0 | -2994.459 | 0 | 0 | -9135.6932 | 0 | 0 | -3845.9244 | 0 | 0 | 9933.1426 | 0 | 0 | 2343593.69 | 0 | 0 | -998.153 | 0 | 0 | -3045.2311 | 0 | 0 | -1281.9748 | 0 | 0 | 3311.0475 | 0 | 0 | 305.3186 | 0.23 | 0.13 | 1 | 1 | 1 | 1 | 1 | 1.5225 | 0.44418 | 1.2917 | 1.5225 | -0.22011 | 0.85543 | 1.5225 | -0.80508 | 0.47121 | 0 | 0 | 0 | 0 | 0 | 0 | 0 | 0 | 0 | 0 | 0 | 24010357.7348 | -10226.18 | -31198.7045 | -13133.9634 | 3128.0208 | 0 | 0 | 3121346.5055 | 0 | 0 | -1329.4034 | 0 | 0 | -4055.8316 | 0 | 0 | -1707.4152 | 0 | 0 | 4409.8628 | 0 | 0 | 406.6427 | 0 |  |  |  |  | 0 |  |  |  |  | 1088720.6783 | 66692.678 | 1088720.6783 | 5887263.4006 | 362906.8928 | 0 | 0 | 715087.4734 | 0 | 0 | 0 | 0 | 0 | 0 | 0 | 0 | 0 | 0 | 0 | 0 | 0 | 0 | 0 | 2732227.6711 | -1163.675 | -3550.2163 | -1494.5624 | 3860.1127 | 355.9491 | 0 | 0 | 8196683.0132 | 0 | 0 | -3491.0249 | 0 | 0 | -10650.6489 | 0 | 0 | -4483.6873 | 0 | 0 | 11580.338 | 0 | 0 | 2732227.6711 | 0 | 0 | -1163.675 | 0 | 0 | -3550.2163 | 0 | 0 | -1494.5624 | 0 | 0 | 3860.1127 | 0 | 0 | 355.9491 | 2.03 | -0.06332 | 0.96881 | 2.03 | -0.72761 | 0.64157 | 2.03 | -1.3126 | 0.35341 | 0 | 0 | 0 | 0 | 0 | 0 | 0 | 0 | 0 | 0 | 0 | 24010357.7348 | -10226.18 | -31198.7045 | -13133.9634 | 3128.0208 | 0 | 0 | 3121346.5055 | 0 | 0 | -1329.4034 | 0 | 0 | -4055.8316 | 0 | 0 | -1707.4152 | 0 | 0 | 4409.8628 | 0 | 0 | 406.6427 | 0 |  |  |  |  | 0 |  |  |  |  | 1492529.1273 | 68571.8338 | 1492529.1273 | 6053144.9533 | 0 | 0 | 0 | 735236.0233 | 0 | 0 | 0 | 0 | 0 | 0 | 0 | 0 | 0 | 0 | 0 | 0 | 0 | 0 | 0 | 2809211.855 | -1196.4631 | -3650.2484 | -1536.6737 | 3968.8765 | 365.9784 | 0 | 0 | 8427635.5649 | 0 | 0 | -3589.3892 | 0 | 0 | -10950.7453 | 0 | 0 | -4610.0212 | 0 | 0 | 11906.6295 | 0 | 0 | 2809211.855 | 0 | 0 | -1196.4631 | 0 | 0 | -3650.2484 | 0 | 0 | -1536.6737 | 0 | 0 | 3968.8765 | 0 | 0 | 365.9784
| 248 | Residential | Multi-Family | Lighting | Electric | 01-347 | 01-347.02 | LED (Interior) | [01-347]_Residential_Lighting_LED A-Lamp (Interior)_Program 1_starts2023_ends2023_ROB_Electric_per unit | Blended mix | LED bulb | ENGINEER | 29.391 | -0.023199 | -0.02034 | -0.023247 | 0.007 | 0 | 2.03 | 3 | 0.547 | 0.43 | 0.24 | 0.21 | 0.12 | 1 | 0.33 | Replace on Burnout | 46.8045 | 0.069766 | 29.0971 | -0.024231 | -0.021245 | -0.024282 | 0.043372 | 2.2086 | -0.20657 | -0.43905 | -0.74277 | 1.2253 | -0.015159 | 0 | 2.0303 | 1.2414 | 0.78888 | 1.6355 | 1.5413 | -0.1449 | -0.32497 | -0.54937 | 0.84168 | -0.010565 | 0 | 1.3532 | 1.2414 | 0.11176 | 1.09 | 0.87193 | -0.082773 | -0.19164 | -0.32041 | 0.47853 | -0.0059716 | 0 | 0.74966 | 1.2414 | -0.49176 | 0.60388 | per unit | 5.0769 | 325007.1218 | 0.005 | 0 | 0 | 0 | 0 | 0 | 0 | 0 | 0 | 0 | 0 | 0 | 1770970.4378 | -1397.8456 | -1225.578 | -1400.7608 | 230.7184 | 0 | 0 | 230226.1569 | 0 | 0 | -181.7199 | 0 | 0 | -159.3251 | 0 | 0 | -182.0989 | 0 | 0 | 325.2653 | 0 | 0 | 29.9934 | 0 | 0 | 0 | 0 | 0 | 0 | 0 | 0 | 0 | 0 | 0 | 1770970.4378 | -1397.8456 | -1225.578 | -1400.7608 | 230.7184 | 0 | 0 | 230226.1569 | 0 | 0 | -181.7199 | 0 | 0 | -159.3251 | 0 | 0 | -182.0989 | 0 | 0 | 325.2653 | 0 | 0 | 29.9934 | 0 |  |  |  |  | 0 |  |  |  |  | 51536.892 | 4045.8451 | 51536.892 | 349562.1477 | 32737.4757 | 0 | 0 | 41514.4669 | 0 | 0 | 0 | 0 | 0 | 0 | 0 | 0 | 0 | 0 | 0 | 0 | 0 | 0 | 0 | 158619.7204 | -125.2002 | -109.7708 | -125.4613 | 224.0992 | 20.6647 | 0 | 0 | 475859.1612 | 0 | 0 | -375.6006 | 0 | 0 | -329.3124 | 0 | 0 | -376.3839 | 0 | 0 | 672.2975 | 0 | 0 | 158619.7204 | 0 | 0 | -125.2002 | 0 | 0 | -109.7708 | 0 | 0 | -125.4613 | 0 | 0 | 224.0992 | 0 | 0 | 20.6647 | 0.23 | 0.13 | 1 | 1 | 1 | 1 | 1 | 1.5225 | 0.5078 | 1.3335 | 1.5225 | -0.16932 | 0.88879 | 1.5225 | -0.77284 | 0.49239 | 0 | 0 | 0 | 0 | 0 | 0 | 0 | 0 | 0 | 0 | 0 | 1770970.4378 | -1397.8456 | -1225.578 | -1400.7608 | 230.7184 | 0 | 0 | 230226.1569 | 0 | 0 | -181.7199 | 0 | 0 | -159.3251 | 0 | 0 | -182.0989 | 0 | 0 | 325.2653 | 0 | 0 | 29.9934 | 0 |  |  |  |  | 0 |  |  |  |  | 70498.5695 | 4512.6618 | 70498.5695 | 389895.244 | 23499.5232 | 0 | 0 | 46304.4792 | 0 | 0 | 0 | 0 | 0 | 0 | 0 | 0 | 0 | 0 | 0 | 0 | 0 | 0 | 0 | 176921.5431 | -139.646 | -122.4363 | -139.9373 | 249.9561 | 23.049 | 0 | 0 | 530764.6293 | 0 | 0 | -418.9381 | 0 | 0 | -367.309 | 0 | 0 | -419.8118 | 0 | 0 | 749.8684 | 0 | 0 | 176921.5431 | 0 | 0 | -139.646 | 0 | 0 | -122.4363 | 0 | 0 | -139.9373 | 0 | 0 | 249.9561 | 0 | 0 | 23.049 | 2.03 | 0.00030027 | 1.0001 | 2.03 | -0.67682 | 0.66659 | 2.03 | -1.2803 | 0.36929 | 0 | 0 | 0 | 0 | 0 | 0 | 0 | 0 | 0 | 0 | 0 | 1770970.4378 | -1397.8456 | -1225.578 | -1400.7608 | 230.7184 | 0 | 0 | 230226.1569 | 0 | 0 | -181.7199 | 0 | 0 | -159.3251 | 0 | 0 | -182.0989 | 0 | 0 | 325.2653 | 0 | 0 | 29.9934 | 0 |  |  |  |  | 0 |  |  |  |  | 97854.9893 | 4697.8237 | 97854.9893 | 405893.2883 | 0 | 0 | 0 | 48204.4282 | 0 | 0 | 0 | 0 | 0 | 0 | 0 | 0 | 0 | 0 | 0 | 0 | 0 | 0 | 0 | 184180.9255 | -145.3759 | -127.4601 | -145.6791 | 260.2123 | 23.9947 | 0 | 0 | 552542.7766 | 0 | 0 | -436.1278 | 0 | 0 | -382.3803 | 0 | 0 | -437.0374 | 0 | 0 | 780.6368 | 0 | 0 | 184180.9255 | 0 | 0 | -145.3759 | 0 | 0 | -127.4601 | 0 | 0 | -145.6791 | 0 | 0 | 260.2123 | 0 | 0 | 23.9947
| 249 | Residential | Low Income | Lighting | Electric | 01-347 | 01-347.03 | LED (Interior) | [01-347]_Residential_Lighting_LED A-Lamp (Interior)_Program 1_starts2023_ends2023_ROB_Electric_per unit | Blended mix | LED bulb | ENGINEER | 29.391 | -0.008339 | -0.048545 | -0.009901 | 0.007 | 0 | 2.03 | 3 | 0.547 | 0.43 | 0.24 | 0.21 | 0.12 | 1 | 0.33 | Replace on Burnout | 46.8045 | 0.069766 | 29.0971 | -0.0087101 | -0.050706 | -0.010342 | 0.043372 | 2.2086 | -0.074255 | -1.0479 | -0.31635 | 1.2253 | -0.019805 | 0 | 2.3707 | 2.03 | 0.34067 | 1.1678 | 1.5413 | -0.052087 | -0.77562 | -0.23398 | 0.84168 | -0.013804 | 0 | 1.569 | 2.03 | -0.461 | 0.77291 | 0.87193 | -0.029753 | -0.45739 | -0.13647 | 0.47853 | -0.0078021 | 0 | 0.86286 | 2.03 | -1.1671 | 0.42505 | per unit | 7.1937 | 1105246.4125 | 0.005 | 0 | 0 | 0 | 0 | 0 | 0 | 0 | 0 | 0 | 0 | 0 | 6022510.2514 | -1708.7397 | -9947.423 | -2028.8154 | 784.6004 | 0 | 0 | 782926.3327 | 0 | 0 | -222.1362 | 0 | 0 | -1293.165 | 0 | 0 | -263.746 | 0 | 0 | 1106.1245 | 0 | 0 | 101.9981 | 0 | 0 | 0 | 0 | 0 | 0 | 0 | 0 | 0 | 0 | 0 | 6022510.2514 | -1708.7397 | -9947.423 | -2028.8154 | 784.6004 | 0 | 0 | 782926.3327 | 0 | 0 | -222.1362 | 0 | 0 | -1293.165 | 0 | 0 | -263.746 | 0 | 0 | 1106.1245 | 0 | 0 | 101.9981 | 0 |  |  |  |  | 0 |  |  |  |  | 58235.4263 | 3217.9123 | 58235.4263 | 112638.3535 | 0 | 0 | 0 | 28687.4021 | 0 | 0 | 0 | 0 | 0 | 0 | 0 | 0 | 0 | 0 | 0 | 0 | 0 | 0 | 0 | 109609.6866 | -31.0991 | -181.0431 | -36.9244 | 154.8574 | 14.2797 | 0 | 0 | 328829.0597 | 0 | 0 | -93.2972 | 0 | 0 | -543.1293 | 0 | 0 | -110.7733 | 0 | 0 | 464.5723 | 0 | 0 | 109609.6866 | 0 | 0 | -31.0991 | 0 | 0 | -181.0431 | 0 | 0 | -36.9244 | 0 | 0 | 154.8574 | 0 | 0 | 14.2797 | 0.23 | 0.13 | 1 | 1 | 1 | 1 | 1 | 2.03 | 0.34067 | 1.1678 | 2.03 | -0.461 | 0.77291 | 2.03 | -1.1671 | 0.42505 | 0 | 0 | 0 | 0 | 0 | 0 | 0 | 0 | 0 | 0 | 0 | 6022510.2514 | -1708.7397 | -9947.423 | -2028.8154 | 784.6004 | 0 | 0 | 782926.3327 | 0 | 0 | -222.1362 | 0 | 0 | -1293.165 | 0 | 0 | -263.746 | 0 | 0 | 1106.1245 | 0 | 0 | 101.9981 | 0 |  |  |  |  | 0 |  |  |  |  | 58235.4263 | 3217.9123 | 58235.4263 | 112638.3535 | 0 | 0 | 0 | 28687.4021 | 0 | 0 | 0 | 0 | 0 | 0 | 0 | 0 | 0 | 0 | 0 | 0 | 0 | 0 | 0 | 109609.6866 | -31.0991 | -181.0431 | -36.9244 | 154.8574 | 14.2797 | 0 | 0 | 328829.0597 | 0 | 0 | -93.2972 | 0 | 0 | -543.1293 | 0 | 0 | -110.7733 | 0 | 0 | 464.5723 | 0 | 0 | 109609.6866 | 0 | 0 | -31.0991 | 0 | 0 | -181.0431 | 0 | 0 | -36.9244 | 0 | 0 | 154.8574 | 0 | 0 | 14.2797 | 2.03 | 0.34067 | 1.1678 | 2.03 | -0.461 | 0.77291 | 2.03 | -1.1671 | 0.42505 | 0 | 0 | 0 | 0 | 0 | 0 | 0 | 0 | 0 | 0 | 0 | 6022510.2514 | -1708.7397 | -9947.423 | -2028.8154 | 784.6004 | 0 | 0 | 782926.3327 | 0 | 0 | -222.1362 | 0 | 0 | -1293.165 | 0 | 0 | -263.746 | 0 | 0 | 1106.1245 | 0 | 0 | 101.9981 | 0 |  |  |  |  | 0 |  |  |  |  | 58235.4263 | 3217.9123 | 58235.4263 | 112638.3535 | 0 | 0 | 0 | 28687.4021 | 0 | 0 | 0 | 0 | 0 | 0 | 0 | 0 | 0 | 0 | 0 | 0 | 0 | 0 | 0 | 109609.6866 | -31.0991 | -181.0431 | -36.9244 | 154.8574 | 14.2797 | 0 | 0 | 328829.0597 | 0 | 0 | -93.2972 | 0 | 0 | -543.1293 | 0 | 0 | -110.7733 | 0 | 0 | 464.5723 | 0 | 0 | 109609.6866 | 0 | 0 | -31.0991 | 0 | 0 | -181.0431 | 0 | 0 | -36.9244 | 0 | 0 | 154.8574 | 0 | 0 | 14.2797
| 250 | Residential | Single Family | Lighting | Electric | 01-345 | 01-345.01 | LED (Interior) | [01-345]_Residential_Lighting_LED A-Lamp (Interior)_Program 2_starts2021_ends2022_ROB_Electric_per unit | Blended mix | LED bulb | ENGINEER | 35.653 | -0.015185 | -0.046327 | -0.019503 | 0.007 | 0 | 2.03 | 2 | 0.547 | 0.43 | 0.24 | 0.21 | 0.12 | 1 | 0.33 | Replace on Burnout | 57.8759 | 0.086269 | 23.531 | -0.010574 | -0.032259 | -0.01358 | 0.035075 | 1.826 | -0.091525 | -0.64986 | -0.40438 | 0.83754 | -0.021416 | 0 | 1.4963 | 1.2414 | 0.2549 | 1.2053 | 1.2506 | -0.063906 | -0.49197 | -0.30744 | 0.57004 | -0.014927 | 0 | 0.94239 | 1.2414 | -0.29903 | 0.75912 | 0.7222 | -0.036538 | -0.29295 | -0.18207 | 0.32254 | -0.0084368 | 0 | 0.52473 | 1.2414 | -0.71669 | 0.42269 | per unit | 0.13457 | 56856.7148 | 0.005 | 565902.2261 | -241.0217 | -735.325 | -309.5555 | 799.5111 | 60.7758 | 532513.9948 | -226.8014 | -691.9408 | -291.2918 | 57.19 | 0 | 0 | 0 | 0 | 0 | 186747.7346 | 309225.9534 | 122478.2188 | -79.5372 | -131.7015 | -52.1643 | -242.6573 | -401.8036 | -159.1464 | -102.1533 | -169.1504 | -66.9971 | 263.8387 | 436.8768 | 173.0382 | 20.056 | 33.2097 | 7.4347 | 565902.2261 | -241.0217 | -735.325 | -309.5555 | 799.5111 | 60.7758 | 532513.9948 | -226.8014 | -691.9408 | -291.2918 | 57.19 | 0 | 0 | 0 | 0 | 0 | 186747.7346 | 33.2097 | 122478.2188 | -79.5372 | -131.7015 | -52.1643 | -242.6573 | -401.8036 | -159.1464 | -102.1533 | -169.1504 | -66.9971 | 263.8387 | 436.8768 | 173.0382 | 20.056 | 33.2097 | 7.4347 | 15027.1015 | 5977.1601 | 15027.1015 | 90042.8332 | 9545.577 | 14075.1825 | 2457.495 | 14075.1825 | 76786.9354 | 8940.8951 | 0 |  |  |  |  | 12104.7678 | 11337.9693 | 0 | 0.21184 | 0.22512 | 0.23924 | 142418.524 | -60.657 | -185.0565 | -77.9047 | 201.21 | 15.2952 | 92973.5024 | -39.5981 | -120.8084 | -50.8577 | 131.3537 | 9.985 | 0 | 0 | 0 | 0 | 0 | 0 | 284837.0481 | 185947.0048 | 0 | -121.3141 | -79.1961 | 0 | -370.1131 | -241.6168 | 0 | -155.8094 | -101.7153 | 0 | 402.42 | 262.7074 | 0 | 142418.524 | 25.2802 | 92973.5024 | -60.657 | -100.2551 | -39.5981 | -185.0565 | -305.8649 | -120.8084 | -77.9047 | -128.7624 | -50.8577 | 201.21 | 332.5637 | 131.3537 | 15.2952 | 25.2802 | 5.6437 | 0.23 | 0.13 | 1 | 1 | 1 | 1 | 1 | 1.5225 | -0.02618 | 0.9828 | 1.5225 | -0.58011 | 0.61897 | 1.5225 | -0.99777 | 0.34465 | 565902.2261 | -241.0217 | -735.325 | -309.5555 | 799.5111 | 60.7758 | 532513.9948 | -226.8014 | -691.9408 | -291.2918 | 57.19 | 0 | 0 | 0 | 0 | 0 | 186747.7346 | 33.2097 | 122478.2188 | -79.5372 | -131.7015 | -52.1643 | -242.6573 | -401.8036 | -159.1464 | -102.1533 | -169.1504 | -66.9971 | 263.8387 | 436.8768 | 173.0382 | 20.056 | 33.2097 | 7.4347 | 21299.6702 | 6908.0266 | 21299.6702 | 104065.8577 | 7099.8901 | 20002.085 | 2847.5761 | 20002.085 | 88975.4158 | 6667.3617 | 0 |  |  |  |  | 13989.9312 | 13137.6585 | 0 | 0.24483 | 0.26018 | 0.2765 | 164598.3953 | -70.1036 | -213.8767 | -90.0374 | 232.5459 | 17.6773 | 107731.2956 | -45.8835 | -139.9845 | -58.9304 | 152.2036 | 11.5699 | 0 | 0 | 0 | 0 | 0 | 0 | 329196.7907 | 215462.5911 | 0 | -140.2072 | -91.767 | 0 | -427.7535 | -279.9689 | 0 | -180.0747 | -117.8607 | 0 | 465.0918 | 304.4072 | 0 | 164598.3953 | 29.2472 | 107731.2956 | -70.1036 | -115.9871 | -45.8835 | -213.8767 | -353.8612 | -139.9845 | -90.0374 | -148.9677 | -58.9304 | 232.5459 | 384.7495 | 152.2036 | 17.6773 | 29.2472 | 6.5395 | 2.03 | -0.53368 | 0.7371 | 2.03 | -1.0876 | 0.46423 | 2.03 | -1.5053 | 0.25849 | 565902.2261 | -241.0217 | -735.325 | -309.5555 | 799.5111 | 60.7758 | 532513.9948 | -226.8014 | -691.9408 | -291.2918 | 57.19 | 0 | 0 | 0 | 0 | 0 | 186747.7346 | 33.2097 | 122478.2188 | -79.5372 | -131.7015 | -52.1643 | -242.6573 | -401.8036 | -159.1464 | -102.1533 | -169.1504 | -66.9971 | 263.8387 | 436.8768 | 173.0382 | 20.056 | 33.2097 | 7.4347 | 28999.0567 | 7053.8506 | 28999.0567 | 106262.6208 | 0 | 27288.1123 | 2913.6329 | 27288.1123 | 91039.4268 | 0 | 0 |  |  |  |  | 14285.2496 | 13442.4199 | 0 | 0.25 | 0.26567 | 0.28233 | 168072.9611 | -71.5835 | -218.3915 | -91.938 | 237.4548 | 18.0504 | 110230.3969 | -46.9479 | -143.2318 | -60.2974 | 155.7344 | 11.8383 | 0 | 0 | 0 | 0 | 0 | 0 | 336145.9223 | 220460.7938 | 0 | -143.1669 | -93.8958 | 0 | -436.7831 | -286.4635 | 0 | -183.876 | -120.5948 | 0 | 474.9096 | 311.4687 | 0 | 168072.9611 | 29.8887 | 110230.3969 | -71.5835 | -118.5314 | -46.9479 | -218.3915 | -361.6233 | -143.2318 | -91.938 | -152.2354 | -60.2974 | 237.4548 | 393.1892 | 155.7344 | 18.0504 | 29.8887 | 6.6912
| 251 | Residential | Multi-Family | Lighting | Electric | 01-345 | 01-345.02 | LED (Interior) | [01-345]_Residential_Lighting_LED A-Lamp (Interior)_Program 2_starts2021_ends2022_ROB_Electric_per unit | Blended mix | LED bulb | ENGINEER | 35.653 | -0.028141 | -0.024673 | -0.0282 | 0.007 | 0 | 2.03 | 2 | 0.547 | 0.43 | 0.24 | 0.21 | 0.12 | 1 | 0.33 | Replace on Burnout | 57.8759 | 0.086269 | 23.531 | -0.019596 | -0.017181 | -0.019637 | 0.035075 | 1.826 | -0.16962 | -0.34611 | -0.58472 | 0.83754 | -0.018388 | 0 | 1.5447 | 1.2414 | 0.30325 | 1.2443 | 1.2506 | -0.11843 | -0.26202 | -0.44455 | 0.57004 | -0.012816 | 0 | 0.98282 | 1.2414 | -0.2586 | 0.79169 | 0.7222 | -0.067714 | -0.15602 | -0.26327 | 0.32254 | -0.0072439 | 0 | 0.55048 | 1.2414 | -0.69094 | 0.44343 | per unit | 0.061871 | 3960.7969 | 0.005 | 39422.3229 | -31.1165 | -27.2817 | -31.1813 | 55.6962 | 4.2338 | 37096.4058 | -29.2806 | -25.6721 | -29.3416 | 3.984 | 0 | 0 | 0 | 0 | 0 | 13009.3665 | 21541.5399 | 8532.1733 | -10.2684 | -17.003 | -6.7345 | -9.003 | -14.9076 | -5.9046 | -10.2898 | -17.0384 | -6.7486 | 18.3797 | 30.4341 | 12.0543 | 1.3972 | 2.3135 | 0.51792 | 39422.3229 | -31.1165 | -27.2817 | -31.1813 | 55.6962 | 4.2338 | 37096.4058 | -29.2806 | -25.6721 | -29.3416 | 3.984 | 0 | 0 | 0 | 0 | 0 | 13009.3665 | 2.3135 | 8532.1733 | -10.2684 | -17.003 | -6.7345 | -9.003 | -14.9076 | -5.9046 | -10.2898 | -17.0384 | -6.7486 | 18.3797 | 30.4341 | 12.0543 | 1.3972 | 2.3135 | 0.51792 | 965.2862 | 396.3573 | 965.2862 | 5854.3506 | 613.1731 | 902.9662 | 164.4195 | 902.9662 | 5014.2483 | 573.5859 | 0 |  |  |  |  | 777.5661 | 727.3656 | 0 | 0.19534 | 0.20759 | 0.2206 | 9148.4466 | -7.221 | -6.3311 | -7.236 | 12.925 | 0.98251 | 5964.5359 | -4.7079 | -4.1277 | -4.7177 | 8.4267 | 0.64057 | 0 | 0 | 0 | 0 | 0 | 0 | 18296.8931 | 11929.0717 | 0 | -14.4419 | -9.4157 | 0 | -12.6621 | -8.2554 | 0 | -14.472 | -9.4354 | 0 | 25.85 | 16.8535 | 0 | 9148.4466 | 1.6231 | 5964.5359 | -7.221 | -11.9288 | -4.7079 | -6.3311 | -10.4588 | -4.1277 | -7.236 | -11.9537 | -4.7177 | 12.925 | 21.3517 | 8.4267 | 0.98251 | 1.6231 | 0.36206 | 0.23 | 0.13 | 1 | 1 | 1 | 1 | 1 | 1.5225 | 0.02217 | 1.0146 | 1.5225 | -0.53968 | 0.64553 | 1.5225 | -0.97202 | 0.36157 | 39422.3229 | -31.1165 | -27.2817 | -31.1813 | 55.6962 | 4.2338 | 37096.4058 | -29.2806 | -25.6721 | -29.3416 | 3.984 | 0 | 0 | 0 | 0 | 0 | 13009.3665 | 2.3135 | 8532.1733 | -10.2684 | -17.003 | -6.7345 | -9.003 | -14.9076 | -5.9046 | -10.2898 | -17.0384 | -6.7486 | 18.3797 | 30.4341 | 12.0543 | 1.3972 | 2.3135 | 0.51792 | 1306.2045 | 437.3241 | 1306.2045 | 6459.4459 | 435.4015 | 1225.713 | 181.9835 | 1225.713 | 5549.8925 | 408.571 | 0 |  |  |  |  | 857.934 | 805.066 | 0 | 0.21553 | 0.22904 | 0.2434 | 10094.0139 | -7.9673 | -6.9854 | -7.9839 | 14.2609 | 1.0841 | 6601.6941 | -5.2108 | -4.5686 | -5.2217 | 9.3269 | 0.709 | 0 | 0 | 0 | 0 | 0 | 0 | 20188.0278 | 13203.3882 | 0 | -15.9346 | -10.4216 | 0 | -13.9709 | -9.1372 | 0 | -15.9679 | -10.4433 | 0 | 28.5218 | 18.6539 | 0 | 10094.0139 | 1.7931 | 6601.6941 | -7.9673 | -13.1781 | -5.2108 | -6.9854 | -11.5541 | -4.5686 | -7.9839 | -13.2056 | -5.2217 | 14.2609 | 23.5878 | 9.3269 | 1.0841 | 1.7931 | 0.40074 | 2.03 | -0.48533 | 0.76092 | 2.03 | -1.0472 | 0.48415 | 2.03 | -1.4795 | 0.27117 | 39422.3229 | -31.1165 | -27.2817 | -31.1813 | 55.6962 | 4.2338 | 37096.4058 | -29.2806 | -25.6721 | -29.3416 | 3.984 | 0 | 0 | 0 | 0 | 0 | 13009.3665 | 2.3135 | 8532.1733 | -10.2684 | -17.003 | -6.7345 | -9.003 | -14.9076 | -5.9046 | -10.2898 | -17.0384 | -6.7486 | 18.3797 | 30.4341 | 12.0543 | 1.3972 | 2.3135 | 0.51792 | 1795.6933 | 450.9056 | 1795.6933 | 6660.0503 | 0 | 1689.7474 | 188.1596 | 1689.7474 | 5738.2417 | 0 | 0 |  |  |  |  | 884.578 | 832.3879 | 0 | 0.22222 | 0.23616 | 0.25096 | 10407.4932 | -8.2147 | -7.2024 | -8.2319 | 14.7038 | 1.1177 | 6825.7387 | -5.3876 | -4.7237 | -5.3989 | 9.6435 | 0.73306 | 0 | 0 | 0 | 0 | 0 | 0 | 20814.9865 | 13651.4773 | 0 | -16.4295 | -10.7753 | 0 | -14.4048 | -9.4473 | 0 | -16.4638 | -10.7977 | 0 | 29.4076 | 19.2869 | 0 | 10407.4932 | 1.8508 | 6825.7387 | -8.2147 | -13.6024 | -5.3876 | -7.2024 | -11.926 | -4.7237 | -8.2319 | -13.6307 | -5.3989 | 14.7038 | 24.3472 | 9.6435 | 1.1177 | 1.8508 | 0.41434
| 252 | Residential | Low Income | Lighting | Electric | 01-345 | 01-345.03 | LED (Interior) | [01-345]_Residential_Lighting_LED A-Lamp (Interior)_Program 2_starts2021_ends2022_ROB_Electric_per unit | Blended mix | LED bulb | ENGINEER | 35.653 | -0.010116 | -0.058888 | -0.01201 | 0.007 | 0 | 2.03 | 2 | 0.547 | 0.43 | 0.24 | 0.21 | 0.12 | 1 | 0.33 | Replace on Burnout | 57.8759 | 0.086269 | 23.531 | -0.0070439 | -0.041006 | -0.0083634 | 0.035075 | 1.826 | -0.060971 | -0.82607 | -0.24904 | 0.83754 | -0.024025 | 0 | 1.8041 | 2.03 | -0.22591 | 0.88871 | 1.2506 | -0.042572 | -0.62537 | -0.18934 | 0.57004 | -0.016745 | 0 | 1.1359 | 2.03 | -0.89406 | 0.55958 | 0.7222 | -0.02434 | -0.37239 | -0.11213 | 0.32254 | -0.0094644 | 0 | 0.6317 | 2.03 | -1.3983 | 0.31118 | per unit | 0.08154 | 12527.9073 | 0.005 | 124691.8796 | -35.3783 | -205.9545 | -42.0052 | 176.1657 | 13.3914 | 117335.0587 | -33.2909 | -193.8032 | -39.5269 | 12.6014 | 0 | 0 | 0 | 0 | 0 | 41148.3203 | 68135.3838 | 26987.0635 | -11.6748 | -19.3317 | -7.6569 | -67.965 | -112.5397 | -44.5747 | -13.8617 | -22.9529 | -9.0912 | 58.1347 | 96.2622 | 38.1275 | 4.4192 | 7.3175 | 1.6382 | 124691.8796 | -35.3783 | -205.9545 | -42.0052 | 176.1657 | 13.3914 | 117335.0587 | -33.2909 | -193.8032 | -39.5269 | 12.6014 | 0 | 0 | 0 | 0 | 0 | 41148.3203 | 7.3175 | 26987.0635 | -11.6748 | -19.3317 | -7.6569 | -67.965 | -112.5397 | -44.5747 | -13.8617 | -22.9529 | -9.0912 | 58.1347 | 96.2622 | 38.1275 | 4.4192 | 7.3175 | 1.6382 | 993.9537 | 291.5022 | 993.9537 | 1940.3887 | 0 | 935.3105 | 120.3767 | 935.3105 | 1538.3266 | 0 | 0 |  |  |  |  | 489.6324 | 460.7441 | 0 | 0.038889 | 0.041327 | 0.043918 | 5760.7648 | -1.6345 | -9.5151 | -1.9406 | 8.1389 | 0.61868 | 3778.1889 | -1.072 | -6.2405 | -1.2728 | 5.3379 | 0.40576 | 0 | 0 | 0 | 0 | 0 | 0 | 11521.5297 | 7556.3778 | 0 | -3.269 | -2.1439 | 0 | -19.0302 | -12.4809 | 0 | -3.8813 | -2.5455 | 0 | 16.2777 | 10.6757 | 0 | 5760.7648 | 1.0244 | 3778.1889 | -1.6345 | -2.7064 | -1.072 | -9.5151 | -15.7556 | -6.2405 | -1.9406 | -3.2134 | -1.2728 | 8.1389 | 13.4767 | 5.3379 | 0.61868 | 1.0244 | 0.22934 | 0.23 | 0.13 | 1 | 1 | 1 | 1 | 1 | 2.03 | -0.22591 | 0.88871 | 2.03 | -0.89406 | 0.55958 | 2.03 | -1.3983 | 0.31118 | 124691.8796 | -35.3783 | -205.9545 | -42.0052 | 176.1657 | 13.3914 | 117335.0587 | -33.2909 | -193.8032 | -39.5269 | 12.6014 | 0 | 0 | 0 | 0 | 0 | 41148.3203 | 7.3175 | 26987.0635 | -11.6748 | -19.3317 | -7.6569 | -67.965 | -112.5397 | -44.5747 | -13.8617 | -22.9529 | -9.0912 | 58.1347 | 96.2622 | 38.1275 | 4.4192 | 7.3175 | 1.6382 | 993.9537 | 291.5022 | 993.9537 | 1940.3887 | 0 | 935.3105 | 120.3767 | 935.3105 | 1538.3266 | 0 | 0 |  |  |  |  | 489.6324 | 460.7441 | 0 | 0.038889 | 0.041327 | 0.043918 | 5760.7648 | -1.6345 | -9.5151 | -1.9406 | 8.1389 | 0.61868 | 3778.1889 | -1.072 | -6.2405 | -1.2728 | 5.3379 | 0.40576 | 0 | 0 | 0 | 0 | 0 | 0 | 11521.5297 | 7556.3778 | 0 | -3.269 | -2.1439 | 0 | -19.0302 | -12.4809 | 0 | -3.8813 | -2.5455 | 0 | 16.2777 | 10.6757 | 0 | 5760.7648 | 1.0244 | 3778.1889 | -1.6345 | -2.7064 | -1.072 | -9.5151 | -15.7556 | -6.2405 | -1.9406 | -3.2134 | -1.2728 | 8.1389 | 13.4767 | 5.3379 | 0.61868 | 1.0244 | 0.22934 | 2.03 | -0.22591 | 0.88871 | 2.03 | -0.89406 | 0.55958 | 2.03 | -1.3983 | 0.31118 | 124691.8796 | -35.3783 | -205.9545 | -42.0052 | 176.1657 | 13.3914 | 117335.0587 | -33.2909 | -193.8032 | -39.5269 | 12.6014 | 0 | 0 | 0 | 0 | 0 | 41148.3203 | 7.3175 | 26987.0635 | -11.6748 | -19.3317 | -7.6569 | -67.965 | -112.5397 | -44.5747 | -13.8617 | -22.9529 | -9.0912 | 58.1347 | 96.2622 | 38.1275 | 4.4192 | 7.3175 | 1.6382 | 993.9537 | 291.5022 | 993.9537 | 1940.3887 | 0 | 935.3105 | 120.3767 | 935.3105 | 1538.3266 | 0 | 0 |  |  |  |  | 489.6324 | 460.7441 | 0 | 0.038889 | 0.041327 | 0.043918 | 5760.7648 | -1.6345 | -9.5151 | -1.9406 | 8.1389 | 0.61868 | 3778.1889 | -1.072 | -6.2405 | -1.2728 | 5.3379 | 0.40576 | 0 | 0 | 0 | 0 | 0 | 0 | 11521.5297 | 7556.3778 | 0 | -3.269 | -2.1439 | 0 | -19.0302 | -12.4809 | 0 | -3.8813 | -2.5455 | 0 | 16.2777 | 10.6757 | 0 | 5760.7648 | 1.0244 | 3778.1889 | -1.6345 | -2.7064 | -1.072 | -9.5151 | -15.7556 | -6.2405 | -1.9406 | -3.2134 | -1.2728 | 8.1389 | 13.4767 | 5.3379 | 0.61868 | 1.0244 | 0.22934
| 253 | Residential | Single Family | Lighting | Electric | 01-348 | 01-348.01 | LED (Interior) | [01-348]_Residential_Lighting_LED A-Lamp (Interior)_Program 2_starts2023_ends2023_ROB_Electric_per unit | Blended mix | LED bulb | ENGINEER | 35.653 | -0.015185 | -0.046327 | -0.019503 | 0.007 | 0 | 2.03 | 2 | 0.547 | 0.43 | 0.24 | 0.21 | 0.12 | 1 | 0.33 | Replace on Burnout | 57.8759 | 0.086269 | 23.531 | -0.010574 | -0.032259 | -0.01358 | 0.035075 | 1.826 | -0.091525 | -0.64986 | -0.40438 | 0.83754 | -0.021416 | 0 | 1.4963 | 1.2414 | 0.2549 | 1.2053 | 1.2506 | -0.063906 | -0.49197 | -0.30744 | 0.57004 | -0.014927 | 0 | 0.94239 | 1.2414 | -0.29903 | 0.75912 | 0.7222 | -0.036538 | -0.29295 | -0.18207 | 0.32254 | -0.0084368 | 0 | 0.52473 | 1.2414 | -0.71669 | 0.42269 | per unit | 0.13457 | 56856.7148 | 0.005 | 0 | 0 | 0 | 0 | 0 | 0 | 0 | 0 | 0 | 0 | 0 | 501095.6691 | -213.4202 | -651.1163 | -274.1055 | 53.8158 | 0 | 0 | 65142.437 | 0 | 0 | -27.7446 | 0 | 0 | -84.6451 | 0 | 0 | -35.6337 | 0 | 0 | 92.0337 | 0 | 0 | 6.9961 | 0 | 0 | 0 | 0 | 0 | 0 | 0 | 0 | 0 | 0 | 0 | 501095.6691 | -213.4202 | -651.1163 | -274.1055 | 53.8158 | 0 | 0 | 65142.437 | 0 | 0 | -27.7446 | 0 | 0 | -84.6451 | 0 | 0 | -35.6337 | 0 | 0 | 92.0337 | 0 | 0 | 6.9961 | 0 |  |  |  |  | 0 |  |  |  |  | 13247.2846 | 727.932 | 13247.2846 | 72538.7396 | 8414.9944 | 0 | 0 | 10671.0734 | 0 | 0 | 0 | 0 | 0 | 0 | 0 | 0 | 0 | 0 | 0 | 0 | 0 | 0 | 0 | 49459.2514 | -21.065 | -64.2666 | -27.0548 | 69.8764 | 5.3117 | 0 | 0 | 98918.5028 | 0 | 0 | -42.1301 | 0 | 0 | -128.5332 | 0 | 0 | -54.1096 | 0 | 0 | 139.7528 | 0 | 0 | 49459.2514 | 0 | 0 | -21.065 | 0 | 0 | -64.2666 | 0 | 0 | -27.0548 | 0 | 0 | 69.8764 | 0 | 0 | 5.3117 | 0.23 | 0.13 | 1 | 1 | 1 | 1 | 1 | 1.5225 | -0.02618 | 0.9828 | 1.5225 | -0.58011 | 0.61897 | 1.5225 | -0.99777 | 0.34465 | 0 | 0 | 0 | 0 | 0 | 0 | 0 | 0 | 0 | 0 | 0 | 501095.6691 | -213.4202 | -651.1163 | -274.1055 | 53.8158 | 0 | 0 | 65142.437 | 0 | 0 | -27.7446 | 0 | 0 | -84.6451 | 0 | 0 | -35.6337 | 0 | 0 | 92.0337 | 0 | 0 | 6.9961 | 0 |  |  |  |  | 0 |  |  |  |  | 18823.5326 | 843.3863 | 18823.5326 | 84043.809 | 6274.5109 | 0 | 0 | 12363.5682 | 0 | 0 | 0 | 0 | 0 | 0 | 0 | 0 | 0 | 0 | 0 | 0 | 0 | 0 | 0 | 57303.7787 | -24.4061 | -74.4597 | -31.3459 | 80.9592 | 6.1542 | 0 | 0 | 114607.5574 | 0 | 0 | -48.8122 | 0 | 0 | -148.9194 | 0 | 0 | -62.6918 | 0 | 0 | 161.9185 | 0 | 0 | 57303.7787 | 0 | 0 | -24.4061 | 0 | 0 | -74.4597 | 0 | 0 | -31.3459 | 0 | 0 | 80.9592 | 0 | 0 | 6.1542 | 2.03 | -0.53368 | 0.7371 | 2.03 | -1.0876 | 0.46423 | 2.03 | -1.5053 | 0.25849 | 0 | 0 | 0 | 0 | 0 | 0 | 0 | 0 | 0 | 0 | 0 | 501095.6691 | -213.4202 | -651.1163 | -274.1055 | 53.8158 | 0 | 0 | 65142.437 | 0 | 0 | -27.7446 | 0 | 0 | -84.6451 | 0 | 0 | -35.6337 | 0 | 0 | 92.0337 | 0 | 0 | 6.9961 | 0 |  |  |  |  | 0 |  |  |  |  | 25678.1137 | 862.8788 | 25678.1137 | 85986.2437 | 0 | 0 | 0 | 12649.3171 | 0 | 0 | 0 | 0 | 0 | 0 | 0 | 0 | 0 | 0 | 0 | 0 | 0 | 0 | 0 | 58628.1933 | -24.9702 | -76.1806 | -32.0703 | 82.8304 | 6.2965 | 0 | 0 | 117256.3866 | 0 | 0 | -49.9403 | 0 | 0 | -152.3612 | 0 | 0 | -64.1407 | 0 | 0 | 165.6607 | 0 | 0 | 58628.1933 | 0 | 0 | -24.9702 | 0 | 0 | -76.1806 | 0 | 0 | -32.0703 | 0 | 0 | 82.8304 | 0 | 0 | 6.2965
| 254 | Residential | Multi-Family | Lighting | Electric | 01-348 | 01-348.02 | LED (Interior) | [01-348]_Residential_Lighting_LED A-Lamp (Interior)_Program 2_starts2023_ends2023_ROB_Electric_per unit | Blended mix | LED bulb | ENGINEER | 35.653 | -0.028141 | -0.024673 | -0.0282 | 0.007 | 0 | 2.03 | 2 | 0.547 | 0.43 | 0.24 | 0.21 | 0.12 | 1 | 0.33 | Replace on Burnout | 57.8759 | 0.086269 | 23.531 | -0.019596 | -0.017181 | -0.019637 | 0.035075 | 1.826 | -0.16962 | -0.34611 | -0.58472 | 0.83754 | -0.018388 | 0 | 1.5447 | 1.2414 | 0.30325 | 1.2443 | 1.2506 | -0.11843 | -0.26202 | -0.44455 | 0.57004 | -0.012816 | 0 | 0.98282 | 1.2414 | -0.2586 | 0.79169 | 0.7222 | -0.067714 | -0.15602 | -0.26327 | 0.32254 | -0.0072439 | 0 | 0.55048 | 1.2414 | -0.69094 | 0.44343 | per unit | 0.061871 | 3960.7969 | 0.005 | 0 | 0 | 0 | 0 | 0 | 0 | 0 | 0 | 0 | 0 | 0 | 34907.7179 | -27.553 | -24.1575 | -27.6105 | 3.749 | 0 | 0 | 4538.0033 | 0 | 0 | -3.5819 | 0 | 0 | -3.1405 | 0 | 0 | -3.5894 | 0 | 0 | 6.4113 | 0 | 0 | 0.48736 | 0 | 0 | 0 | 0 | 0 | 0 | 0 | 0 | 0 | 0 | 0 | 34907.7179 | -27.553 | -24.1575 | -27.6105 | 3.749 | 0 | 0 | 4538.0033 | 0 | 0 | -3.5819 | 0 | 0 | -3.1405 | 0 | 0 | -3.5894 | 0 | 0 | 6.4113 | 0 | 0 | 0.48736 | 0 |  |  |  |  | 0 |  |  |  |  | 850.1113 | 49.0055 | 850.1113 | 4753.9928 | 540.0112 | 0 | 0 | 684.7894 | 0 | 0 | 0 | 0 | 0 | 0 | 0 | 0 | 0 | 0 | 0 | 0 | 0 | 0 | 0 | 3173.9235 | -2.5052 | -2.1965 | -2.5104 | 4.4841 | 0.34087 | 0 | 0 | 6347.8471 | 0 | 0 | -5.0104 | 0 | 0 | -4.3929 | 0 | 0 | -5.0209 | 0 | 0 | 8.9683 | 0 | 0 | 3173.9235 | 0 | 0 | -2.5052 | 0 | 0 | -2.1965 | 0 | 0 | -2.5104 | 0 | 0 | 4.4841 | 0 | 0 | 0.34087 | 0.23 | 0.13 | 1 | 1 | 1 | 1 | 1 | 1.5225 | 0.02217 | 1.0146 | 1.5225 | -0.53968 | 0.64553 | 1.5225 | -0.97202 | 0.36157 | 0 | 0 | 0 | 0 | 0 | 0 | 0 | 0 | 0 | 0 | 0 | 34907.7179 | -27.553 | -24.1575 | -27.6105 | 3.749 | 0 | 0 | 4538.0033 | 0 | 0 | -3.5819 | 0 | 0 | -3.1405 | 0 | 0 | -3.5894 | 0 | 0 | 6.4113 | 0 | 0 | 0.48736 | 0 |  |  |  |  | 0 |  |  |  |  | 1153.6606 | 54.2262 | 1153.6606 | 5260.4422 | 384.5535 | 0 | 0 | 757.741 | 0 | 0 | 0 | 0 | 0 | 0 | 0 | 0 | 0 | 0 | 0 | 0 | 0 | 0 | 0 | 3512.046 | -2.7721 | -2.4305 | -2.7779 | 4.9618 | 0.37718 | 0 | 0 | 7024.0921 | 0 | 0 | -5.5442 | 0 | 0 | -4.8609 | 0 | 0 | -5.5558 | 0 | 0 | 9.9237 | 0 | 0 | 3512.046 | 0 | 0 | -2.7721 | 0 | 0 | -2.4305 | 0 | 0 | -2.7779 | 0 | 0 | 4.9618 | 0 | 0 | 0.37718 | 2.03 | -0.48533 | 0.76092 | 2.03 | -1.0472 | 0.48415 | 2.03 | -1.4795 | 0.27117 | 0 | 0 | 0 | 0 | 0 | 0 | 0 | 0 | 0 | 0 | 0 | 34907.7179 | -27.553 | -24.1575 | -27.6105 | 3.749 | 0 | 0 | 4538.0033 | 0 | 0 | -3.5819 | 0 | 0 | -3.1405 | 0 | 0 | -3.5894 | 0 | 0 | 6.4113 | 0 | 0 | 0.48736 | 0 |  |  |  |  | 0 |  |  |  |  | 1590.0523 | 56.0536 | 1590.0523 | 5437.7202 | 0 | 0 | 0 | 783.277 | 0 | 0 | 0 | 0 | 0 | 0 | 0 | 0 | 0 | 0 | 0 | 0 | 0 | 0 | 0 | 3630.4027 | -2.8655 | -2.5124 | -2.8715 | 5.1291 | 0.38989 | 0 | 0 | 7260.8053 | 0 | 0 | -5.731 | 0 | 0 | -5.0247 | 0 | 0 | -5.743 | 0 | 0 | 10.2581 | 0 | 0 | 3630.4027 | 0 | 0 | -2.8655 | 0 | 0 | -2.5124 | 0 | 0 | -2.8715 | 0 | 0 | 5.1291 | 0 | 0 | 0.38989
| 255 | Residential | Low Income | Lighting | Electric | 01-348 | 01-348.03 | LED (Interior) | [01-348]_Residential_Lighting_LED A-Lamp (Interior)_Program 2_starts2023_ends2023_ROB_Electric_per unit | Blended mix | LED bulb | ENGINEER | 35.653 | -0.010116 | -0.058888 | -0.01201 | 0.007 | 0 | 2.03 | 2 | 0.547 | 0.43 | 0.24 | 0.21 | 0.12 | 1 | 0.33 | Replace on Burnout | 57.8759 | 0.086269 | 23.531 | -0.0070439 | -0.041006 | -0.0083634 | 0.035075 | 1.826 | -0.060971 | -0.82607 | -0.24904 | 0.83754 | -0.024025 | 0 | 1.8041 | 2.03 | -0.22591 | 0.88871 | 1.2506 | -0.042572 | -0.62537 | -0.18934 | 0.57004 | -0.016745 | 0 | 1.1359 | 2.03 | -0.89406 | 0.55958 | 0.7222 | -0.02434 | -0.37239 | -0.11213 | 0.32254 | -0.0094644 | 0 | 0.6317 | 2.03 | -1.3983 | 0.31118 | per unit | 0.08154 | 12527.9073 | 0.005 | 0 | 0 | 0 | 0 | 0 | 0 | 0 | 0 | 0 | 0 | 0 | 110412.2902 | -31.3268 | -182.3688 | -37.1948 | 11.8579 | 0 | 0 | 14353.5977 | 0 | 0 | -4.0725 | 0 | 0 | -23.7079 | 0 | 0 | -4.8353 | 0 | 0 | 20.2789 | 0 | 0 | 1.5415 | 0 | 0 | 0 | 0 | 0 | 0 | 0 | 0 | 0 | 0 | 0 | 110412.2902 | -31.3268 | -182.3688 | -37.1948 | 11.8579 | 0 | 0 | 14353.5977 | 0 | 0 | -4.0725 | 0 | 0 | -23.7079 | 0 | 0 | -4.8353 | 0 | 0 | 20.2789 | 0 | 0 | 1.5415 | 0 |  |  |  |  | 0 |  |  |  |  | 880.1271 | 35.6044 | 880.1271 | 1416.3433 | 0 | 0 | 0 | 433.5602 | 0 | 0 | 0 | 0 | 0 | 0 | 0 | 0 | 0 | 0 | 0 | 0 | 0 | 0 | 0 | 2009.5037 | -0.57015 | -3.3191 | -0.67695 | 2.839 | 0.21581 | 0 | 0 | 4019.0074 | 0 | 0 | -1.1403 | 0 | 0 | -6.6382 | 0 | 0 | -1.3539 | 0 | 0 | 5.6781 | 0 | 0 | 2009.5037 | 0 | 0 | -0.57015 | 0 | 0 | -3.3191 | 0 | 0 | -0.67695 | 0 | 0 | 2.839 | 0 | 0 | 0.21581 | 0.23 | 0.13 | 1 | 1 | 1 | 1 | 1 | 2.03 | -0.22591 | 0.88871 | 2.03 | -0.89406 | 0.55958 | 2.03 | -1.3983 | 0.31118 | 0 | 0 | 0 | 0 | 0 | 0 | 0 | 0 | 0 | 0 | 0 | 110412.2902 | -31.3268 | -182.3688 | -37.1948 | 11.8579 | 0 | 0 | 14353.5977 | 0 | 0 | -4.0725 | 0 | 0 | -23.7079 | 0 | 0 | -4.8353 | 0 | 0 | 20.2789 | 0 | 0 | 1.5415 | 0 |  |  |  |  | 0 |  |  |  |  | 880.1271 | 35.6044 | 880.1271 | 1416.3433 | 0 | 0 | 0 | 433.5602 | 0 | 0 | 0 | 0 | 0 | 0 | 0 | 0 | 0 | 0 | 0 | 0 | 0 | 0 | 0 | 2009.5037 | -0.57015 | -3.3191 | -0.67695 | 2.839 | 0.21581 | 0 | 0 | 4019.0074 | 0 | 0 | -1.1403 | 0 | 0 | -6.6382 | 0 | 0 | -1.3539 | 0 | 0 | 5.6781 | 0 | 0 | 2009.5037 | 0 | 0 | -0.57015 | 0 | 0 | -3.3191 | 0 | 0 | -0.67695 | 0 | 0 | 2.839 | 0 | 0 | 0.21581 | 2.03 | -0.22591 | 0.88871 | 2.03 | -0.89406 | 0.55958 | 2.03 | -1.3983 | 0.31118 | 0 | 0 | 0 | 0 | 0 | 0 | 0 | 0 | 0 | 0 | 0 | 110412.2902 | -31.3268 | -182.3688 | -37.1948 | 11.8579 | 0 | 0 | 14353.5977 | 0 | 0 | -4.0725 | 0 | 0 | -23.7079 | 0 | 0 | -4.8353 | 0 | 0 | 20.2789 | 0 | 0 | 1.5415 | 0 |  |  |  |  | 0 |  |  |  |  | 880.1271 | 35.6044 | 880.1271 | 1416.3433 | 0 | 0 | 0 | 433.5602 | 0 | 0 | 0 | 0 | 0 | 0 | 0 | 0 | 0 | 0 | 0 | 0 | 0 | 0 | 0 | 2009.5037 | -0.57015 | -3.3191 | -0.67695 | 2.839 | 0.21581 | 0 | 0 | 4019.0074 | 0 | 0 | -1.1403 | 0 | 0 | -6.6382 | 0 | 0 | -1.3539 | 0 | 0 | 5.6781 | 0 | 0 | 2009.5037 | 0 | 0 | -0.57015 | 0 | 0 | -3.3191 | 0 | 0 | -0.67695 | 0 | 0 | 2.839 | 0 | 0 | 0.21581
| 256 | Residential | Single Family | Lighting | Electric | 01-346 | 01-346.01 | LED (Interior) | [01-346]_Residential_Lighting_LED A-Lamp (Interior)_Program 3_starts2021_ends2022_ROB_Electric_per unit | Blended mix | LED bulb | ENGINEER | 29.391 | -0.012518 | -0.03819 | -0.016077 | 0.007 | 0 | 2.03 | 3 | 0.547 | 0.43 | 0.24 | 0.21 | 0.12 | 1 | 0.53 | Replace on Burnout | 29.1424 | 0.043439 | 46.7317 | -0.020999 | -0.064066 | -0.02697 | 0.069658 | 3.5471 | -0.17902 | -1.324 | -0.82502 | 1.9679 | -0.028355 | 0 | 3.1586 | 1.2414 | 1.9172 | 2.5444 | 2.8816 | -0.14618 | -1.1408 | -0.71031 | 1.5736 | -0.023005 | 0 | 2.4349 | 1.2414 | 1.1935 | 1.9614 | 2.2134 | -0.11338 | -0.9134 | -0.56251 | 1.2147 | -0.017655 | 0 | 1.8212 | 1.2414 | 0.57973 | 1.467 | per unit | 0.54889 | 231913.802 | 0.005 | 1631014.1541 | -694.6604 | -2119.3157 | -892.185 | 2304.3096 | 212.4852 | 1534784.319 | -653.6754 | -1994.2761 | -839.5461 | 199.9486 | 0 | 0 | 0 | 0 | 0 | 864437.5017 | 1524394.7589 | 1524394.7589 | -368.17 | -649.2504 | -649.2504 | -1123.2373 | -1980.7761 | -1980.7761 | -472.858 | -833.8628 | -833.8628 | 1221.2841 | 2153.6769 | 2153.6769 | 112.6172 | 198.5951 | 178.6002 | 1631014.1541 | -694.6604 | -2119.3157 | -892.185 | 2304.3096 | 212.4852 | 1534784.319 | -653.6754 | -1994.2761 | -839.5461 | 199.9486 | 0 | 0 | 0 | 0 | 0 | 864437.5017 | 198.5951 | 1524394.7589 | -368.17 | -649.2504 | -649.2504 | -1123.2373 | -1980.7761 | -1980.7761 | -472.858 | -833.8628 | -833.8628 | 1221.2841 | 2153.6769 | 2153.6769 | 112.6172 | 198.5951 | 178.6002 | 38327.8121 | 51685.2688 | 38327.8121 | 268333.3641 | 24346.7499 | 35806.3448 | 30198.8574 | 35806.3448 | 240801.0726 | 22745.0531 | 0 |  |  |  |  | 30874.1685 | 28843.0531 | 0 | 0.13247 | 0.14077 | 0.1496 | 480934.0231 | -204.8332 | -624.9186 | -263.0769 | 679.4674 | 62.6551 | 364522.2552 | -155.2526 | -473.6548 | -199.3982 | 514.9999 | 47.4892 | 0 | 0 | 0 | 0 | 0 | 0 | 1442802.0692 | 1093566.7655 | 0 | -614.4995 | -465.7578 | 0 | -1874.7557 | -1420.9645 | 0 | -789.2306 | -598.1946 | 0 | 2038.4021 | 1544.9997 | 0 | 480934.0231 | 110.1443 | 845456.2782 | -204.8332 | -360.0858 | -360.0858 | -624.9186 | -1098.5734 | -1098.5734 | -263.0769 | -462.4751 | -462.4751 | 679.4674 | 1194.4673 | 1194.4673 | 62.6551 | 110.1443 | 99.1003 | 0.43 | 0.33 | 1 | 1 | 1 | 1 | 1 | 1.5225 | 1.6361 | 2.0746 | 1.5225 | 0.9124 | 1.5993 | 1.5225 | 0.29865 | 1.1962 | 1631014.1541 | -694.6604 | -2119.3157 | -892.185 | 2304.3096 | 212.4852 | 1534784.319 | -653.6754 | -1994.2761 | -839.5461 | 199.9486 | 0 | 0 | 0 | 0 | 0 | 864437.5017 | 198.5951 | 1524394.7589 | -368.17 | -649.2504 | -649.2504 | -1123.2373 | -1980.7761 | -1980.7761 | -472.858 | -833.8628 | -833.8628 | 1221.2841 | 2153.6769 | 2153.6769 | 112.6172 | 198.5951 | 178.6002 | 54503.0306 | 59928.7004 | 54503.0306 | 311130.6212 | 18167.6769 | 51112.8524 | 35149.7384 | 51112.8524 | 280278.6412 | 17037.6175 | 0 |  |  |  |  | 35798.378 | 33571.66 | 0 | 0.15359 | 0.16322 | 0.17346 | 557639.5683 | -237.5026 | -724.5886 | -305.0358 | 787.8375 | 72.6482 | 424283.0036 | -180.7051 | -551.3071 | -232.0881 | 599.4304 | 55.2747 | 0 | 0 | 0 | 0 | 0 | 0 | 1672918.705 | 1272849.0107 | 0 | -712.5078 | -542.1153 | 0 | -2173.7659 | -1653.9212 | 0 | -915.1073 | -696.2642 | 0 | 2363.5126 | 1798.2911 | 0 | 557639.5683 | 127.9229 | 981922.5719 | -237.5026 | -418.2077 | -418.2077 | -724.5886 | -1275.8957 | -1275.8957 | -305.0358 | -537.1238 | -537.1238 | 787.8375 | 1387.2679 | 1387.2679 | 72.6482 | 127.9229 | 115.0683 | 2.03 | 1.1286 | 1.556 | 2.03 | 0.4049 | 1.1995 | 2.03 | -0.20885 | 0.89712 | 1631014.1541 | -694.6604 | -2119.3157 | -892.185 | 2304.3096 | 212.4852 | 1534784.319 | -653.6754 | -1994.2761 | -839.5461 | 199.9486 | 0 | 0 | 0 | 0 | 0 | 864437.5017 | 198.5951 | 1524394.7589 | -368.17 | -649.2504 | -649.2504 | -1123.2373 | -1980.7761 | -1980.7761 | -472.858 | -833.8628 | -833.8628 | 1221.2841 | 2153.6769 | 2153.6769 | 112.6172 | 198.5951 | 178.6002 | 78856.4905 | 65029.8747 | 78856.4905 | 337614.2844 | 0 | 74203.9576 | 38271.9254 | 74203.9576 | 305174.4831 | 0 | 0 |  |  |  |  | 38845.5618 | 36553.6737 | 0 | 0.16667 | 0.17712 | 0.18822 | 605106.2512 | -257.719 | -786.2661 | -331.0006 | 854.8989 | 78.832 | 461970.08 | -196.7563 | -600.2771 | -252.7034 | 652.6749 | 60.1845 | 0 | 0 | 0 | 0 | 0 | 0 | 1815318.7535 | 1385910.2401 | 0 | -773.157 | -590.2689 | 0 | -2358.7984 | -1800.8313 | 0 | -993.0019 | -758.1101 | 0 | 2564.6966 | 1958.0248 | 0 | 605106.2512 | 139.0165 | 1067076.3312 | -257.719 | -454.4753 | -454.4753 | -786.2661 | -1386.5432 | -1386.5432 | -331.0006 | -583.704 | -583.704 | 854.8989 | 1507.5738 | 1507.5738 | 78.832 | 139.0165 | 125.0201
| 257 | Residential | Multi-Family | Lighting | Electric | 01-346 | 01-346.02 | LED (Interior) | [01-346]_Residential_Lighting_LED A-Lamp (Interior)_Program 3_starts2021_ends2022_ROB_Electric_per unit | Blended mix | LED bulb | ENGINEER | 29.391 | -0.023199 | -0.02034 | -0.023247 | 0.007 | 0 | 2.03 | 3 | 0.547 | 0.43 | 0.24 | 0.21 | 0.12 | 1 | 0.53 | Replace on Burnout | 29.1424 | 0.043439 | 46.7317 | -0.038917 | -0.034121 | -0.038998 | 0.069658 | 3.5471 | -0.33177 | -0.70513 | -1.1929 | 1.9679 | -0.024346 | 0 | 3.2608 | 1.2414 | 2.0194 | 2.6267 | 2.8816 | -0.27091 | -0.60755 | -1.0271 | 1.5736 | -0.019752 | 0 | 2.5299 | 1.2414 | 1.2884 | 2.0379 | 2.2134 | -0.21012 | -0.48647 | -0.81336 | 1.2147 | -0.015159 | 0 | 1.903 | 1.2414 | 0.66157 | 1.5329 | per unit | 0.2672 | 17105.638 | 0.005 | 120301.3251 | -94.9551 | -83.253 | -95.1531 | 169.9627 | 15.6726 | 113203.5469 | -89.3528 | -78.3411 | -89.5391 | 14.7479 | 0 | 0 | 0 | 0 | 0 | 63759.7023 | 112437.2274 | 112437.2274 | -50.3262 | -88.7479 | -88.7479 | -44.1241 | -77.8108 | -77.8108 | -50.4312 | -88.933 | -88.933 | 90.0802 | 158.8522 | 158.8522 | 8.3065 | 14.6481 | 13.1733 | 120301.3251 | -94.9551 | -83.253 | -95.1531 | 169.9627 | 15.6726 | 113203.5469 | -89.3528 | -78.3411 | -89.5391 | 14.7479 | 0 | 0 | 0 | 0 | 0 | 63759.7023 | 14.6481 | 112437.2274 | -50.3262 | -88.7479 | -88.7479 | -44.1241 | -77.8108 | -77.8108 | -50.4312 | -88.933 | -88.933 | 90.0802 | 158.8522 | 158.8522 | 8.3065 | 14.6481 | 13.1733 | 2407.9001 | 3352.1063 | 2407.9001 | 17108.0035 | 1529.5562 | 2240.569 | 1963.3784 | 2240.569 | 15354.3864 | 1423.2634 | 0 |  |  |  |  | 1939.6337 | 1804.8436 | 0 | 0.11283 | 0.1199 | 0.12742 | 30214.1198 | -23.8483 | -20.9093 | -23.8981 | 42.6867 | 3.9362 | 22809.848 | -18.0041 | -15.7853 | -18.0416 | 32.2259 | 2.9716 | 0 | 0 | 0 | 0 | 0 | 0 | 90642.3593 | 68429.5439 | 0 | -71.545 | -54.0122 | 0 | -62.7279 | -47.3558 | 0 | -71.6942 | -54.1248 | 0 | 128.0602 | 96.6778 | 0 | 30214.1198 | 6.9079 | 53023.9677 | -23.8483 | -41.8524 | -41.8524 | -20.9093 | -36.6946 | -36.6946 | -23.8981 | -41.9397 | -41.9397 | 42.6867 | 74.9127 | 74.9127 | 3.9362 | 6.9079 | 6.2168 | 0.43 | 0.33 | 1 | 1 | 1 | 1 | 1 | 1.5225 | 1.7383 | 2.1417 | 1.5225 | 1.0074 | 1.6616 | 1.5225 | 0.38049 | 1.2499 | 120301.3251 | -94.9551 | -83.253 | -95.1531 | 169.9627 | 15.6726 | 113203.5469 | -89.3528 | -78.3411 | -89.5391 | 14.7479 | 0 | 0 | 0 | 0 | 0 | 63759.7023 | 14.6481 | 112437.2274 | -50.3262 | -88.7479 | -88.7479 | -44.1241 | -77.8108 | -77.8108 | -50.4312 | -88.933 | -88.933 | 90.0802 | 158.8522 | 158.8522 | 8.3065 | 14.6481 | 13.1733 | 3689.4192 | 4187.9239 | 3689.4192 | 21373.7302 | 1229.8064 | 3458.5039 | 2471.129 | 3458.5039 | 19325.1942 | 1152.8346 | 0 |  |  |  |  | 2423.2639 | 2271.5954 | 0 | 0.14096 | 0.1498 | 0.15919 | 37747.7386 | -29.7947 | -26.1229 | -29.8568 | 53.3303 | 4.9177 | 28708.7175 | -22.6601 | -19.8675 | -22.7073 | 40.5599 | 3.7401 | 0 | 0 | 0 | 0 | 0 | 0 | 113243.2158 | 86126.1525 | 0 | -89.3841 | -67.9803 | 0 | -78.3686 | -59.6025 | 0 | -89.5705 | -68.122 | 0 | 159.9909 | 121.6797 | 0 | 37747.7386 | 8.6578 | 66456.4561 | -29.7947 | -52.4548 | -52.4548 | -26.1229 | -45.9904 | -45.9904 | -29.8568 | -52.5642 | -52.5642 | 53.3303 | 93.8902 | 93.8902 | 4.9177 | 8.6578 | 7.788 | 2.03 | 1.2308 | 1.6063 | 2.03 | 0.49986 | 1.2462 | 2.03 | -0.12701 | 0.93743 | 120301.3251 | -94.9551 | -83.253 | -95.1531 | 169.9627 | 15.6726 | 113203.5469 | -89.3528 | -78.3411 | -89.5391 | 14.7479 | 0 | 0 | 0 | 0 | 0 | 63759.7023 | 14.6481 | 112437.2274 | -50.3262 | -88.7479 | -88.7479 | -44.1241 | -77.8108 | -77.8108 | -50.4312 | -88.933 | -88.933 | 90.0802 | 158.8522 | 158.8522 | 8.3065 | 14.6481 | 13.1733 | 5400.8914 | 4597.9842 | 5400.8914 | 23466.5379 | 0 | 5082.2388 | 2723.4755 | 5082.2388 | 21298.6424 | 0 | 0 |  |  |  |  | 2660.5376 | 2503.5659 | 0 | 0.15476 | 0.16447 | 0.17478 | 41443.8065 | -32.712 | -28.6807 | -32.7803 | 58.5521 | 5.3992 | 31640.3914 | -24.9741 | -21.8963 | -25.0262 | 44.7018 | 4.122 | 0 | 0 | 0 | 0 | 0 | 0 | 124331.4194 | 94921.1741 | 0 | -98.1361 | -74.9223 | 0 | -86.042 | -65.689 | 0 | -98.3408 | -75.0785 | 0 | 175.6564 | 134.1054 | 0 | 41443.8065 | 9.5213 | 73084.1978 | -32.712 | -57.6861 | -57.6861 | -28.6807 | -50.577 | -50.577 | -32.7803 | -57.8064 | -57.8064 | 58.5521 | 103.2539 | 103.2539 | 5.3992 | 9.5213 | 8.5626
| 258 | Residential | Low Income | Lighting | Electric | 01-346 | 01-346.03 | LED (Interior) | [01-346]_Residential_Lighting_LED A-Lamp (Interior)_Program 3_starts2021_ends2022_ROB_Electric_per unit | Blended mix | LED bulb | ENGINEER | 29.391 | -0.008339 | -0.048545 | -0.009901 | 0.007 | 0 | 2.03 | 3 | 0.547 | 0.43 | 0.24 | 0.21 | 0.12 | 1 | 0.53 | Replace on Burnout | 29.1424 | 0.043439 | 46.7317 | -0.013989 | -0.081437 | -0.016609 | 0.069658 | 3.5471 | -0.11926 | -1.683 | -0.50808 | 1.9679 | -0.031809 | 0 | 3.8074 | 2.03 | 1.7774 | 1.8756 | 2.8816 | -0.09738 | -1.4501 | -0.43744 | 1.5736 | -0.025807 | 0 | 2.9334 | 2.03 | 0.90335 | 1.445 | 2.2134 | -0.075528 | -1.1611 | -0.34641 | 1.2147 | -0.019805 | 0 | 2.1903 | 2.03 | 0.16033 | 1.079 | per unit | 0.37862 | 58170.8638 | 0.005 | 409106.7518 | -116.074 | -675.7245 | -137.8166 | 577.9892 | 53.2976 | 384969.4535 | -109.2256 | -635.8568 | -129.6855 | 50.153 | 0 | 0 | 0 | 0 | 0 | 216826.5785 | 382363.4435 | 382363.4435 | -61.5192 | -108.4863 | -108.4863 | -358.134 | -631.5524 | -631.5524 | -73.0428 | -128.8076 | -128.8076 | 306.3343 | 540.2061 | 540.2061 | 28.2477 | 49.8135 | 44.7982 | 409106.7518 | -116.074 | -675.7245 | -137.8166 | 577.9892 | 53.2976 | 384969.4535 | -109.2256 | -635.8568 | -129.6855 | 50.153 | 0 | 0 | 0 | 0 | 0 | 216826.5785 | 49.8135 | 382363.4435 | -61.5192 | -108.4863 | -108.4863 | -358.134 | -631.5524 | -631.5524 | -73.0428 | -128.8076 | -128.8076 | 306.3343 | 540.2061 | 540.2061 | 28.2477 | 49.8135 | 44.7982 | 3390.7797 | 3370.6408 | 3390.7797 | 7477.496 | 0 | 3190.7237 | 1982.5571 | 3190.7237 | 6447.8282 | 0 | 0 |  |  |  |  | 1670.3348 | 1571.7851 | 0 | 0.028571 | 0.030363 | 0.032267 | 26019.1894 | -7.3823 | -42.9761 | -8.7651 | 36.7601 | 3.3897 | 19864.4238 | -5.636 | -32.8102 | -6.6918 | 28.0646 | 2.5879 | 0 | 0 | 0 | 0 | 0 | 0 | 78057.5683 | 59593.2714 | 0 | -22.1469 | -16.9081 | 0 | -128.9282 | -98.4306 | 0 | -26.2954 | -20.0753 | 0 | 110.2803 | 84.1938 | 0 | 26019.1894 | 5.9776 | 45883.6132 | -7.3823 | -13.0184 | -13.0184 | -42.9761 | -75.7863 | -75.7863 | -8.7651 | -15.4569 | -15.4569 | 36.7601 | 64.8247 | 64.8247 | 3.3897 | 5.9776 | 5.3758 | 0.43 | 0.33 | 1 | 1 | 1 | 1 | 1 | 2.03 | 1.7774 | 1.8756 | 2.03 | 0.90335 | 1.445 | 2.03 | 0.16033 | 1.079 | 409106.7518 | -116.074 | -675.7245 | -137.8166 | 577.9892 | 53.2976 | 384969.4535 | -109.2256 | -635.8568 | -129.6855 | 50.153 | 0 | 0 | 0 | 0 | 0 | 216826.5785 | 49.8135 | 382363.4435 | -61.5192 | -108.4863 | -108.4863 | -358.134 | -631.5524 | -631.5524 | -73.0428 | -128.8076 | -128.8076 | 306.3343 | 540.2061 | 540.2061 | 28.2477 | 49.8135 | 44.7982 | 3390.7797 | 3370.6408 | 3390.7797 | 7477.496 | 0 | 3190.7237 | 1982.5571 | 3190.7237 | 6447.8282 | 0 | 0 |  |  |  |  | 1670.3348 | 1571.7851 | 0 | 0.028571 | 0.030363 | 0.032267 | 26019.1894 | -7.3823 | -42.9761 | -8.7651 | 36.7601 | 3.3897 | 19864.4238 | -5.636 | -32.8102 | -6.6918 | 28.0646 | 2.5879 | 0 | 0 | 0 | 0 | 0 | 0 | 78057.5683 | 59593.2714 | 0 | -22.1469 | -16.9081 | 0 | -128.9282 | -98.4306 | 0 | -26.2954 | -20.0753 | 0 | 110.2803 | 84.1938 | 0 | 26019.1894 | 5.9776 | 45883.6132 | -7.3823 | -13.0184 | -13.0184 | -42.9761 | -75.7863 | -75.7863 | -8.7651 | -15.4569 | -15.4569 | 36.7601 | 64.8247 | 64.8247 | 3.3897 | 5.9776 | 5.3758 | 2.03 | 1.7774 | 1.8756 | 2.03 | 0.90335 | 1.445 | 2.03 | 0.16033 | 1.079 | 409106.7518 | -116.074 | -675.7245 | -137.8166 | 577.9892 | 53.2976 | 384969.4535 | -109.2256 | -635.8568 | -129.6855 | 50.153 | 0 | 0 | 0 | 0 | 0 | 216826.5785 | 49.8135 | 382363.4435 | -61.5192 | -108.4863 | -108.4863 | -358.134 | -631.5524 | -631.5524 | -73.0428 | -128.8076 | -128.8076 | 306.3343 | 540.2061 | 540.2061 | 28.2477 | 49.8135 | 44.7982 | 3390.7797 | 3370.6408 | 3390.7797 | 7477.496 | 0 | 3190.7237 | 1982.5571 | 3190.7237 | 6447.8282 | 0 | 0 |  |  |  |  | 1670.3348 | 1571.7851 | 0 | 0.028571 | 0.030363 | 0.032267 | 26019.1894 | -7.3823 | -42.9761 | -8.7651 | 36.7601 | 3.3897 | 19864.4238 | -5.636 | -32.8102 | -6.6918 | 28.0646 | 2.5879 | 0 | 0 | 0 | 0 | 0 | 0 | 78057.5683 | 59593.2714 | 0 | -22.1469 | -16.9081 | 0 | -128.9282 | -98.4306 | 0 | -26.2954 | -20.0753 | 0 | 110.2803 | 84.1938 | 0 | 26019.1894 | 5.9776 | 45883.6132 | -7.3823 | -13.0184 | -13.0184 | -42.9761 | -75.7863 | -75.7863 | -8.7651 | -15.4569 | -15.4569 | 36.7601 | 64.8247 | 64.8247 | 3.3897 | 5.9776 | 5.3758
| 259 | Residential | Single Family | Lighting | Electric | 01-349 | 01-349.01 | LED (Interior) | [01-349]_Residential_Lighting_LED A-Lamp (Interior)_Program 3_starts2023_ends2023_ROB_Electric_per unit | Blended mix | LED bulb | ENGINEER | 29.391 | -0.012518 | -0.03819 | -0.016077 | 0.007 | 0 | 2.03 | 3 | 0.547 | 0.43 | 0.24 | 0.21 | 0.12 | 1 | 0.53 | Replace on Burnout | 29.1424 | 0.043439 | 46.7317 | -0.020999 | -0.064066 | -0.02697 | 0.069658 | 3.5471 | -0.17902 | -1.324 | -0.82502 | 1.9679 | -0.028355 | 0 | 3.1586 | 1.2414 | 1.9172 | 2.5444 | 2.8816 | -0.14618 | -1.1408 | -0.71031 | 1.5736 | -0.023005 | 0 | 2.4349 | 1.2414 | 1.1935 | 1.9614 | 2.2134 | -0.11338 | -0.9134 | -0.56251 | 1.2147 | -0.017655 | 0 | 1.8212 | 1.2414 | 0.57973 | 1.467 | per unit | 0.54889 | 231913.802 | 0.005 | 0 | 0 | 0 | 0 | 0 | 0 | 0 | 0 | 0 | 0 | 0 | 1444232.0442 | -615.1086 | -1876.6138 | -790.0128 | 188.1516 | 0 | 0 | 476596.5746 | 0 | 0 | -202.9858 | 0 | 0 | -619.2826 | 0 | 0 | -260.7042 | 0 | 0 | 673.3394 | 0 | 0 | 62.09 | 0 | 0 | 0 | 0 | 0 | 0 | 0 | 0 | 0 | 0 | 0 | 1444232.0442 | -615.1086 | -1876.6138 | -790.0128 | 188.1516 | 0 | 0 | 476596.5746 | 0 | 0 | -202.9858 | 0 | 0 | -619.2826 | 0 | 0 | -260.7042 | 0 | 0 | 673.3394 | 0 | 0 | 62.09 | 0 |  |  |  |  | 0 |  |  |  |  | 33606.2667 | 16269.0305 | 33606.2667 | 222872.1524 | 21347.5105 | 0 | 0 | 27070.8262 | 0 | 0 | 0 | 0 | 0 | 0 | 0 | 0 | 0 | 0 | 0 | 0 | 0 | 0 | 0 | 262560.7555 | -111.8265 | -341.1676 | -143.624 | 370.9479 | 34.2059 | 0 | 0 | 787682.2665 | 0 | 0 | -335.4794 | 0 | 0 | -1023.5027 | 0 | 0 | -430.872 | 0 | 0 | 1112.8437 | 0 | 0 | 262560.7555 | 0 | 0 | -111.8265 | 0 | 0 | -341.1676 | 0 | 0 | -143.624 | 0 | 0 | 370.9479 | 0 | 0 | 34.2059 | 0.43 | 0.33 | 1 | 1 | 1 | 1 | 1 | 1.5225 | 1.6361 | 2.0746 | 1.5225 | 0.9124 | 1.5993 | 1.5225 | 0.29865 | 1.1962 | 0 | 0 | 0 | 0 | 0 | 0 | 0 | 0 | 0 | 0 | 0 | 1444232.0442 | -615.1086 | -1876.6138 | -790.0128 | 188.1516 | 0 | 0 | 476596.5746 | 0 | 0 | -202.9858 | 0 | 0 | -619.2826 | 0 | 0 | -260.7042 | 0 | 0 | 673.3394 | 0 | 0 | 62.09 | 0 |  |  |  |  | 0 |  |  |  |  | 48038.7465 | 18962.4534 | 48038.7465 | 259769.8011 | 16012.9155 | 0 | 0 | 31552.5429 | 0 | 0 | 0 | 0 | 0 | 0 | 0 | 0 | 0 | 0 | 0 | 0 | 0 | 0 | 0 | 306029.0597 | -130.3399 | -397.6496 | -167.4017 | 432.3603 | 39.8688 | 0 | 0 | 918087.1792 | 0 | 0 | -391.0198 | 0 | 0 | -1192.9489 | 0 | 0 | -502.2051 | 0 | 0 | 1297.0808 | 0 | 0 | 306029.0597 | 0 | 0 | -130.3399 | 0 | 0 | -397.6496 | 0 | 0 | -167.4017 | 0 | 0 | 432.3603 | 0 | 0 | 39.8688 | 2.03 | 1.1286 | 1.556 | 2.03 | 0.4049 | 1.1995 | 2.03 | -0.20885 | 0.89712 | 0 | 0 | 0 | 0 | 0 | 0 | 0 | 0 | 0 | 0 | 0 | 1444232.0442 | -615.1086 | -1876.6138 | -790.0128 | 188.1516 | 0 | 0 | 476596.5746 | 0 | 0 | -202.9858 | 0 | 0 | -619.2826 | 0 | 0 | -260.7042 | 0 | 0 | 673.3394 | 0 | 0 | 62.09 | 0 |  |  |  |  | 0 |  |  |  |  | 69825.9241 | 20671.92 | 69825.9241 | 283188.068 | 0 | 0 | 0 | 34397.0069 | 0 | 0 | 0 | 0 | 0 | 0 | 0 | 0 | 0 | 0 | 0 | 0 | 0 | 0 | 0 | 333617.6022 | -142.0901 | -433.4978 | -182.493 | 471.3376 | 43.463 | 0 | 0 | 1000852.8066 | 0 | 0 | -426.2702 | 0 | 0 | -1300.4934 | 0 | 0 | -547.4789 | 0 | 0 | 1414.0127 | 0 | 0 | 333617.6022 | 0 | 0 | -142.0901 | 0 | 0 | -433.4978 | 0 | 0 | -182.493 | 0 | 0 | 471.3376 | 0 | 0 | 43.463
| 260 | Residential | Multi-Family | Lighting | Electric | 01-349 | 01-349.02 | LED (Interior) | [01-349]_Residential_Lighting_LED A-Lamp (Interior)_Program 3_starts2023_ends2023_ROB_Electric_per unit | Blended mix | LED bulb | ENGINEER | 29.391 | -0.023199 | -0.02034 | -0.023247 | 0.007 | 0 | 2.03 | 3 | 0.547 | 0.43 | 0.24 | 0.21 | 0.12 | 1 | 0.53 | Replace on Burnout | 29.1424 | 0.043439 | 46.7317 | -0.038917 | -0.034121 | -0.038998 | 0.069658 | 3.5471 | -0.33177 | -0.70513 | -1.1929 | 1.9679 | -0.024346 | 0 | 3.2608 | 1.2414 | 2.0194 | 2.6267 | 2.8816 | -0.27091 | -0.60755 | -1.0271 | 1.5736 | -0.019752 | 0 | 2.5299 | 1.2414 | 1.2884 | 2.0379 | 2.2134 | -0.21012 | -0.48647 | -0.81336 | 1.2147 | -0.015159 | 0 | 1.903 | 1.2414 | 0.66157 | 1.5329 | per unit | 0.2672 | 17105.638 | 0.005 | 0 | 0 | 0 | 0 | 0 | 0 | 0 | 0 | 0 | 0 | 0 | 106524.5376 | -84.0809 | -73.719 | -84.2563 | 13.8778 | 0 | 0 | 35153.0974 | 0 | 0 | -27.7467 | 0 | 0 | -24.3273 | 0 | 0 | -27.8046 | 0 | 0 | 49.6646 | 0 | 0 | 4.5797 | 0 | 0 | 0 | 0 | 0 | 0 | 0 | 0 | 0 | 0 | 0 | 106524.5376 | -84.0809 | -73.719 | -84.2563 | 13.8778 | 0 | 0 | 35153.0974 | 0 | 0 | -27.7467 | 0 | 0 | -24.3273 | 0 | 0 | -27.8046 | 0 | 0 | 49.6646 | 0 | 0 | 4.5797 | 0 |  |  |  |  | 0 |  |  |  |  | 2101.4802 | 1063.0593 | 2101.4802 | 14253.827 | 1334.9109 | 0 | 0 | 1692.8035 | 0 | 0 | 0 | 0 | 0 | 0 | 0 | 0 | 0 | 0 | 0 | 0 | 0 | 0 | 0 | 16418.552 | -12.9593 | -11.3623 | -12.9864 | 23.1963 | 2.139 | 0 | 0 | 49255.656 | 0 | 0 | -38.878 | 0 | 0 | -34.0868 | 0 | 0 | -38.9591 | 0 | 0 | 69.5888 | 0 | 0 | 16418.552 | 0 | 0 | -12.9593 | 0 | 0 | -11.3623 | 0 | 0 | -12.9864 | 0 | 0 | 23.1963 | 0 | 0 | 2.139 | 0.43 | 0.33 | 1 | 1 | 1 | 1 | 1 | 1.5225 | 1.7383 | 2.1417 | 1.5225 | 1.0074 | 1.6616 | 1.5225 | 0.38049 | 1.2499 | 0 | 0 | 0 | 0 | 0 | 0 | 0 | 0 | 0 | 0 | 0 | 106524.5376 | -84.0809 | -73.719 | -84.2563 | 13.8778 | 0 | 0 | 35153.0974 | 0 | 0 | -27.7467 | 0 | 0 | -24.3273 | 0 | 0 | -27.8046 | 0 | 0 | 49.6646 | 0 | 0 | 4.5797 | 0 |  |  |  |  | 0 |  |  |  |  | 3250.8314 | 1340.8744 | 3250.8314 | 17978.8568 | 1083.6105 | 0 | 0 | 2135.193 | 0 | 0 | 0 | 0 | 0 | 0 | 0 | 0 | 0 | 0 | 0 | 0 | 0 | 0 | 0 | 20709.301 | -16.3461 | -14.3316 | -16.3802 | 29.2583 | 2.698 | 0 | 0 | 62127.9031 | 0 | 0 | -49.0382 | 0 | 0 | -42.9948 | 0 | 0 | -49.1405 | 0 | 0 | 87.7748 | 0 | 0 | 20709.301 | 0 | 0 | -16.3461 | 0 | 0 | -14.3316 | 0 | 0 | -16.3802 | 0 | 0 | 29.2583 | 0 | 0 | 2.698 | 2.03 | 1.2308 | 1.6063 | 2.03 | 0.49986 | 1.2462 | 2.03 | -0.12701 | 0.93743 | 0 | 0 | 0 | 0 | 0 | 0 | 0 | 0 | 0 | 0 | 0 | 106524.5376 | -84.0809 | -73.719 | -84.2563 | 13.8778 | 0 | 0 | 35153.0974 | 0 | 0 | -27.7467 | 0 | 0 | -24.3273 | 0 | 0 | -27.8046 | 0 | 0 | 49.6646 | 0 | 0 | 4.5797 | 0 |  |  |  |  | 0 |  |  |  |  | 4782.3867 | 1479.4477 | 4782.3867 | 19836.89 | 0 | 0 | 0 | 2355.8555 | 0 | 0 | 0 | 0 | 0 | 0 | 0 | 0 | 0 | 0 | 0 | 0 | 0 | 0 | 0 | 22849.5133 | -18.0354 | -15.8127 | -18.073 | 32.282 | 2.9768 | 0 | 0 | 68548.54 | 0 | 0 | -54.1061 | 0 | 0 | -47.4382 | 0 | 0 | -54.2189 | 0 | 0 | 96.8459 | 0 | 0 | 22849.5133 | 0 | 0 | -18.0354 | 0 | 0 | -15.8127 | 0 | 0 | -18.073 | 0 | 0 | 32.282 | 0 | 0 | 2.9768
| 261 | Residential | Low Income | Lighting | Electric | 01-349 | 01-349.03 | LED (Interior) | [01-349]_Residential_Lighting_LED A-Lamp (Interior)_Program 3_starts2023_ends2023_ROB_Electric_per unit | Blended mix | LED bulb | ENGINEER | 29.391 | -0.008339 | -0.048545 | -0.009901 | 0.007 | 0 | 2.03 | 3 | 0.547 | 0.43 | 0.24 | 0.21 | 0.12 | 1 | 0.53 | Replace on Burnout | 29.1424 | 0.043439 | 46.7317 | -0.013989 | -0.081437 | -0.016609 | 0.069658 | 3.5471 | -0.11926 | -1.683 | -0.50808 | 1.9679 | -0.031809 | 0 | 3.8074 | 2.03 | 1.7774 | 1.8756 | 2.8816 | -0.09738 | -1.4501 | -0.43744 | 1.5736 | -0.025807 | 0 | 2.9334 | 2.03 | 0.90335 | 1.445 | 2.2134 | -0.075528 | -1.1611 | -0.34641 | 1.2147 | -0.019805 | 0 | 2.1903 | 2.03 | 0.16033 | 1.079 | per unit | 0.37862 | 58170.8638 | 0.005 | 0 | 0 | 0 | 0 | 0 | 0 | 0 | 0 | 0 | 0 | 0 | 362256.2557 | -102.7813 | -598.3412 | -122.034 | 47.194 | 0 | 0 | 119544.5644 | 0 | 0 | -33.9178 | 0 | 0 | -197.4526 | 0 | 0 | -40.2712 | 0 | 0 | 168.8935 | 0 | 0 | 15.574 | 0 | 0 | 0 | 0 | 0 | 0 | 0 | 0 | 0 | 0 | 0 | 362256.2557 | -102.7813 | -598.3412 | -122.034 | 47.194 | 0 | 0 | 119544.5644 | 0 | 0 | -33.9178 | 0 | 0 | -197.4526 | 0 | 0 | -40.2712 | 0 | 0 | 168.8935 | 0 | 0 | 15.574 | 0 |  |  |  |  | 0 |  |  |  |  | 3002.471 | 1069.0719 | 3002.471 | 5807.348 | 0 | 0 | 0 | 1479.0497 | 0 | 0 | 0 | 0 | 0 | 0 | 0 | 0 | 0 | 0 | 0 | 0 | 0 | 0 | 0 | 14345.3477 | -4.0701 | -23.6943 | -4.8325 | 20.2672 | 1.8689 | 0 | 0 | 43036.0432 | 0 | 0 | -12.2104 | 0 | 0 | -71.0829 | 0 | 0 | -14.4976 | 0 | 0 | 60.8017 | 0 | 0 | 14345.3477 | 0 | 0 | -4.0701 | 0 | 0 | -23.6943 | 0 | 0 | -4.8325 | 0 | 0 | 20.2672 | 0 | 0 | 1.8689 | 0.43 | 0.33 | 1 | 1 | 1 | 1 | 1 | 2.03 | 1.7774 | 1.8756 | 2.03 | 0.90335 | 1.445 | 2.03 | 0.16033 | 1.079 | 0 | 0 | 0 | 0 | 0 | 0 | 0 | 0 | 0 | 0 | 0 | 362256.2557 | -102.7813 | -598.3412 | -122.034 | 47.194 | 0 | 0 | 119544.5644 | 0 | 0 | -33.9178 | 0 | 0 | -197.4526 | 0 | 0 | -40.2712 | 0 | 0 | 168.8935 | 0 | 0 | 15.574 | 0 |  |  |  |  | 0 |  |  |  |  | 3002.471 | 1069.0719 | 3002.471 | 5807.348 | 0 | 0 | 0 | 1479.0497 | 0 | 0 | 0 | 0 | 0 | 0 | 0 | 0 | 0 | 0 | 0 | 0 | 0 | 0 | 0 | 14345.3477 | -4.0701 | -23.6943 | -4.8325 | 20.2672 | 1.8689 | 0 | 0 | 43036.0432 | 0 | 0 | -12.2104 | 0 | 0 | -71.0829 | 0 | 0 | -14.4976 | 0 | 0 | 60.8017 | 0 | 0 | 14345.3477 | 0 | 0 | -4.0701 | 0 | 0 | -23.6943 | 0 | 0 | -4.8325 | 0 | 0 | 20.2672 | 0 | 0 | 1.8689 | 2.03 | 1.7774 | 1.8756 | 2.03 | 0.90335 | 1.445 | 2.03 | 0.16033 | 1.079 | 0 | 0 | 0 | 0 | 0 | 0 | 0 | 0 | 0 | 0 | 0 | 362256.2557 | -102.7813 | -598.3412 | -122.034 | 47.194 | 0 | 0 | 119544.5644 | 0 | 0 | -33.9178 | 0 | 0 | -197.4526 | 0 | 0 | -40.2712 | 0 | 0 | 168.8935 | 0 | 0 | 15.574 | 0 |  |  |  |  | 0 |  |  |  |  | 3002.471 | 1069.0719 | 3002.471 | 5807.348 | 0 | 0 | 0 | 1479.0497 | 0 | 0 | 0 | 0 | 0 | 0 | 0 | 0 | 0 | 0 | 0 | 0 | 0 | 0 | 0 | 14345.3477 | -4.0701 | -23.6943 | -4.8325 | 20.2672 | 1.8689 | 0 | 0 | 43036.0432 | 0 | 0 | -12.2104 | 0 | 0 | -71.0829 | 0 | 0 | -14.4976 | 0 | 0 | 60.8017 | 0 | 0 | 14345.3477 | 0 | 0 | -4.0701 | 0 | 0 | -23.6943 | 0 | 0 | -4.8325 | 0 | 0 | 20.2672 | 0 | 0 | 1.8689
| 262 | Residential | Single Family | Lighting | Electric | 01-362 | 01-362.01 | LED (Exterior) | [01-362]_Residential_Lighting_LED Bulbs (exterior)_Program 1_starts2021_ends2022_ROB_Electric_per unit | Blended mix | LED bulb | ENGINEER | 32.2 | 0 | 0 | 0 | 0.007 | 0 | 2 | 3 | 0.547 | 0.43 | 0.24 | 0.2 | 0.54 | 1 | 0.33 | Replace on Burnout | 11.4444 | 0.062739 | 31.878 | 0 | 0 | 0 | 0.17476 | 3.167 | 0 | 0 | 0 | 1.9605 | 0 | 0 | 5.1275 | 1.2231 | 3.9045 | 4.1923 | 2.2011 | 0 | 0 | 0 | 1.3413 | 0 | 0 | 3.5424 | 1.2231 | 2.3193 | 2.8963 | 1.2476 | 0 | 0 | 0 | 0.75749 | 0 | 0 | 2.0051 | 1.2231 | 0.782 | 1.6394 | per unit | 2.5745 | 1087759.3581 | 0.005 | 8381185.8539 | 0 | 0 | 0 | 43548.7139 | 996.6323 | 7886695.8885 | 0 | 0 | 0 | 937.831 | 0 | 0 | 0 | 0 | 0 | 2765791.3318 | 4579731.3862 | 4579731.3862 | 0 | 0 | 0 | 0 | 0 | 0 | 0 | 0 | 0 | 14371.0756 | 23796.3238 | 23796.3238 | 328.8887 | 544.5898 | 450.8067 | 8381185.8539 | 0 | 0 | 0 | 43548.7139 | 996.6323 | 7886695.8885 | 0 | 0 | 0 | 937.831 | 0 | 0 | 0 | 0 | 0 | 2765791.3318 | 544.5898 | 4579731.3862 | 0 | 0 | 0 | 0 | 0 | 0 | 0 | 0 | 0 | 14371.0756 | 23796.3238 | 23796.3238 | 328.8887 | 544.5898 | 450.8067 | 227363.6825 | 314551.1253 | 227363.6825 | 2678059.5952 | 144426.89 | 213875.3266 | 142473.5812 | 213875.3266 | 2501540.3521 | 135858.7613 | 0 |  |  |  |  | 185895.2862 | 174867.044 | 0 | 0.17005 | 0.18071 | 0.19204 | 1975323.3116 | 0 | 0 | 0 | 10263.797 | 234.8917 | 1295065.3275 | 0 | 0 | 0 | 6729.1706 | 154.0002 | 0 | 0 | 0 | 0 | 0 | 0 | 5925969.9348 | 3885195.9825 | 0 | 0 | 0 | 0 | 0 | 0 | 0 | 0 | 0 | 0 | 30791.3909 | 20187.5118 | 0 | 1975323.3116 | 388.8919 | 3270388.6391 | 0 | 0 | 0 | 0 | 0 | 0 | 0 | 0 | 0 | 10263.797 | 16992.9676 | 16992.9676 | 234.8917 | 388.8919 | 321.9353 | 0.23 | 0.13 | 1 | 1 | 1 | 1 | 1 | 1.5 | 3.6275 | 3.4184 | 1.5 | 2.0424 | 2.3616 | 1.5 | 0.50507 | 1.3367 | 8381185.8539 | 0 | 0 | 0 | 43548.7139 | 996.6323 | 7886695.8885 | 0 | 0 | 0 | 937.831 | 0 | 0 | 0 | 0 | 0 | 2765791.3318 | 544.5898 | 4579731.3862 | 0 | 0 | 0 | 0 | 0 | 0 | 0 | 0 | 0 | 14371.0756 | 23796.3238 | 23796.3238 | 328.8887 | 544.5898 | 450.8067 | 305156.8205 | 344234.7327 | 305156.8205 | 2930783.122 | 101718.9402 | 287105.7002 | 155946.9655 | 287105.7002 | 2738105.0121 | 95701.9001 | 0 |  |  |  |  | 203437.8803 | 191403.8001 | 0 | 0.18609 | 0.19776 | 0.21016 | 2161730.9161 | 0 | 0 | 0 | 11232.3725 | 257.058 | 1417536.5435 | 0 | 0 | 0 | 7365.5321 | 168.5636 | 0 | 0 | 0 | 0 | 0 | 0 | 6485192.7482 | 4252609.6306 | 0 | 0 | 0 | 0 | 0 | 0 | 0 | 0 | 0 | 0 | 33697.1174 | 22096.5963 | 0 | 2161730.9161 | 425.6216 | 3579267.4596 | 0 | 0 | 0 | 0 | 0 | 0 | 0 | 0 | 0 | 11232.3725 | 18597.9046 | 18597.9046 | 257.058 | 425.6216 | 352.3331 | 2 | 3.1275 | 2.5638 | 2 | 1.5424 | 1.7712 | 2 | 0.0050738 | 1.0025 | 8381185.8539 | 0 | 0 | 0 | 43548.7139 | 996.6323 | 7886695.8885 | 0 | 0 | 0 | 937.831 | 0 | 0 | 0 | 0 | 0 | 2765791.3318 | 544.5898 | 4579731.3862 | 0 | 0 | 0 | 0 | 0 | 0 | 0 | 0 | 0 | 14371.0756 | 23796.3238 | 23796.3238 | 328.8887 | 544.5898 | 450.8067 | 416456.4399 | 352340.4075 | 416456.4399 | 2999794.0979 | 0 | 391885.51 | 159645.096 | 391885.51 | 2803036.5084 | 0 | 0 |  |  |  |  | 208228.22 | 195942.755 | 0 | 0.19048 | 0.20242 | 0.21511 | 2212633.0654 | 0 | 0 | 0 | 11496.8605 | 263.1109 | 1451152.0435 | 0 | 0 | 0 | 7540.1985 | 172.5609 | 0 | 0 | 0 | 0 | 0 | 0 | 6637899.1963 | 4353456.1305 | 0 | 0 | 0 | 0 | 0 | 0 | 0 | 0 | 0 | 0 | 34490.5814 | 22620.5956 | 0 | 2212633.0654 | 435.6718 | 3663785.1089 | 0 | 0 | 0 | 0 | 0 | 0 | 0 | 0 | 0 | 11496.8605 | 19037.059 | 19037.059 | 263.1109 | 435.6718 | 360.6454
| 263 | Residential | Multi-Family | Lighting | Electric | 01-362 | 01-362.02 | LED (Exterior) | [01-362]_Residential_Lighting_LED Bulbs (exterior)_Program 1_starts2021_ends2022_ROB_Electric_per unit | Blended mix | LED bulb | ENGINEER | 32.2 | 0 | 0 | 0 | 0.007 | 0 | 2 | 3 | 0.547 | 0.43 | 0.24 | 0.2 | 0.54 | 1 | 0.33 | Replace on Burnout | 11.4444 | 0.062739 | 31.878 | 0 | 0 | 0 | 0.17476 | 3.167 | 0 | 0 | 0 | 1.9605 | 0 | 0 | 5.1275 | 1.2231 | 3.9045 | 4.1923 | 2.2011 | 0 | 0 | 0 | 1.3413 | 0 | 0 | 3.5424 | 1.2231 | 2.3193 | 2.8963 | 1.2476 | 0 | 0 | 0 | 0.75749 | 0 | 0 | 2.0051 | 1.2231 | 0.782 | 1.6394 | per unit | 1.729 | 110685.5659 | 0.005 | 852832.2853 | 0 | 0 | 0 | 4431.3239 | 101.4129 | 802515.1804 | 0 | 0 | 0 | 95.4295 | 0 | 0 | 0 | 0 | 0 | 281434.6541 | 466013.1456 | 466013.1456 | 0 | 0 | 0 | 0 | 0 | 0 | 0 | 0 | 0 | 1462.3369 | 2421.4083 | 2421.4083 | 33.4663 | 55.415 | 45.8721 | 852832.2853 | 0 | 0 | 0 | 4431.3239 | 101.4129 | 802515.1804 | 0 | 0 | 0 | 95.4295 | 0 | 0 | 0 | 0 | 0 | 281434.6541 | 55.415 | 466013.1456 | 0 | 0 | 0 | 0 | 0 | 0 | 0 | 0 | 0 | 1462.3369 | 2421.4083 | 2421.4083 | 33.4663 | 55.415 | 45.8721 | 21029.7402 | 29094.0416 | 21029.7402 | 247704.0168 | 13358.5977 | 19778.2903 | 13175.3573 | 19778.2903 | 231331.9263 | 12563.6466 | 0 |  |  |  |  | 17194.1689 | 16170.9685 | 0 | 0.15457 | 0.16426 | 0.17456 | 182705.2391 | 0 | 0 | 0 | 949.338 | 21.726 | 119762.1924 | 0 | 0 | 0 | 622.2854 | 14.2413 | 0 | 0 | 0 | 0 | 0 | 0 | 548115.7174 | 359286.5771 | 0 | 0 | 0 | 0 | 0 | 0 | 0 | 0 | 0 | 0 | 2848.014 | 1866.8562 | 0 | 182705.2391 | 35.9673 | 302467.4315 | 0 | 0 | 0 | 0 | 0 | 0 | 0 | 0 | 0 | 949.338 | 1571.6234 | 1571.6234 | 21.726 | 35.9673 | 29.7755 | 0.23 | 0.13 | 1 | 1 | 1 | 1 | 1 | 1.5 | 3.6275 | 3.4184 | 1.5 | 2.0424 | 2.3616 | 1.5 | 0.50507 | 1.3367 | 852832.2853 | 0 | 0 | 0 | 4431.3239 | 101.4129 | 802515.1804 | 0 | 0 | 0 | 95.4295 | 0 | 0 | 0 | 0 | 0 | 281434.6541 | 55.415 | 466013.1456 | 0 | 0 | 0 | 0 | 0 | 0 | 0 | 0 | 0 | 1462.3369 | 2421.4083 | 2421.4083 | 33.4663 | 55.415 | 45.8721 | 28873.3574 | 32570.835 | 28873.3574 | 277305.1191 | 9624.4525 | 27163.7828 | 14754.5294 | 27163.7828 | 259058.9106 | 9054.5943 | 0 |  |  |  |  | 19248.9049 | 18109.1886 | 0 | 0.17304 | 0.18389 | 0.19542 | 204538.8636 | 0 | 0 | 0 | 1062.7857 | 24.3223 | 134116.6504 | 0 | 0 | 0 | 696.8713 | 15.9482 | 0 | 0 | 0 | 0 | 0 | 0 | 613616.5907 | 402349.9513 | 0 | 0 | 0 | 0 | 0 | 0 | 0 | 0 | 0 | 0 | 3188.3571 | 2090.6138 | 0 | 204538.8636 | 40.2706 | 338655.514 | 0 | 0 | 0 | 0 | 0 | 0 | 0 | 0 | 0 | 1062.7857 | 1759.657 | 1759.657 | 24.3223 | 40.2706 | 33.3365 | 2 | 3.1275 | 2.5638 | 2 | 1.5424 | 1.7712 | 2 | 0.0050738 | 1.0025 | 852832.2853 | 0 | 0 | 0 | 4431.3239 | 101.4129 | 802515.1804 | 0 | 0 | 0 | 95.4295 | 0 | 0 | 0 | 0 | 0 | 281434.6541 | 55.415 | 466013.1456 | 0 | 0 | 0 | 0 | 0 | 0 | 0 | 0 | 0 | 1462.3369 | 2421.4083 | 2421.4083 | 33.4663 | 55.415 | 45.8721 | 39728.212 | 33611.8093 | 39728.212 | 286167.8788 | 0 | 37384.2475 | 15229.4781 | 37384.2475 | 267398.0232 | 0 | 0 |  |  |  |  | 19864.106 | 18692.1238 | 0 | 0.17857 | 0.18977 | 0.20167 | 211075.9906 | 0 | 0 | 0 | 1096.7527 | 25.0997 | 138433.8686 | 0 | 0 | 0 | 719.3036 | 16.4616 | 0 | 0 | 0 | 0 | 0 | 0 | 633227.9718 | 415301.6059 | 0 | 0 | 0 | 0 | 0 | 0 | 0 | 0 | 0 | 0 | 3290.258 | 2157.9107 | 0 | 211075.9906 | 41.5613 | 349509.8592 | 0 | 0 | 0 | 0 | 0 | 0 | 0 | 0 | 0 | 1096.7527 | 1816.0562 | 1816.0562 | 25.0997 | 41.5613 | 34.4041
| 264 | Residential | Low Income | Lighting | Electric | 01-362 | 01-362.03 | LED (Exterior) | [01-362]_Residential_Lighting_LED Bulbs (exterior)_Program 1_starts2021_ends2022_ROB_Electric_per unit | Blended mix | LED bulb | ENGINEER | 32.2 | 0 | 0 | 0 | 0.007 | 0 | 2 | 3 | 0.547 | 0.43 | 0.24 | 0.2 | 0.54 | 1 | 0.33 | Replace on Burnout | 11.4444 | 0.062739 | 31.878 | 0 | 0 | 0 | 0.17476 | 3.167 | 0 | 0 | 0 | 1.9605 | 0 | 0 | 6.153 | 2 | 4.153 | 3.0765 | 2.2011 | 0 | 0 | 0 | 1.3413 | 0 | 0 | 4.2509 | 2 | 2.2509 | 2.1254 | 1.2476 | 0 | 0 | 0 | 0.75749 | 0 | 0 | 2.4061 | 2 | 0.40609 | 1.203 | per unit | 1.729 | 265645.3582 | 0.005 | 2046797.4846 | 0 | 0 | 0 | 10635.1774 | 243.3909 | 1926036.433 | 0 | 0 | 0 | 229.0309 | 0 | 0 | 0 | 0 | 0 | 675443.1699 | 1118431.5495 | 1118431.5495 | 0 | 0 | 0 | 0 | 0 | 0 | 0 | 0 | 0 | 3509.6085 | 5811.38 | 5811.38 | 80.319 | 132.9961 | 110.093 | 2046797.4846 | 0 | 0 | 0 | 10635.1774 | 243.3909 | 1926036.433 | 0 | 0 | 0 | 229.0309 | 0 | 0 | 0 | 0 | 0 | 675443.1699 | 132.9961 | 1118431.5495 | 0 | 0 | 0 | 0 | 0 | 0 | 0 | 0 | 0 | 3509.6085 | 5811.38 | 5811.38 | 80.319 | 132.9961 | 110.093 | 16526.9362 | 16779.0152 | 16526.9362 | 87427.2631 | 0 | 15551.847 | 7602.5555 | 15551.847 | 81692.877 | 0 | 0 |  |  |  |  | 8263.4681 | 7775.9235 | 0 | 0.030952 | 0.032893 | 0.034955 | 87807.6121 | 0 | 0 | 0 | 456.2491 | 10.4415 | 57588.4893 | 0 | 0 | 0 | 299.2303 | 6.848 | 0 | 0 | 0 | 0 | 0 | 0 | 263422.8363 | 172765.468 | 0 | 0 | 0 | 0 | 0 | 0 | 0 | 0 | 0 | 0 | 1368.7473 | 897.6909 | 0 | 87807.6121 | 17.2895 | 145396.1014 | 0 | 0 | 0 | 0 | 0 | 0 | 0 | 0 | 0 | 456.2491 | 755.4794 | 755.4794 | 10.4415 | 17.2895 | 14.3121 | 0.23 | 0.13 | 1 | 1 | 1 | 1 | 1 | 2 | 4.153 | 3.0765 | 2 | 2.2509 | 2.1254 | 2 | 0.40609 | 1.203 | 2046797.4846 | 0 | 0 | 0 | 10635.1774 | 243.3909 | 1926036.433 | 0 | 0 | 0 | 229.0309 | 0 | 0 | 0 | 0 | 0 | 675443.1699 | 132.9961 | 1118431.5495 | 0 | 0 | 0 | 0 | 0 | 0 | 0 | 0 | 0 | 3509.6085 | 5811.38 | 5811.38 | 80.319 | 132.9961 | 110.093 | 16526.9362 | 16779.0152 | 16526.9362 | 87427.2631 | 0 | 15551.847 | 7602.5555 | 15551.847 | 81692.877 | 0 | 0 |  |  |  |  | 8263.4681 | 7775.9235 | 0 | 0.030952 | 0.032893 | 0.034955 | 87807.6121 | 0 | 0 | 0 | 456.2491 | 10.4415 | 57588.4893 | 0 | 0 | 0 | 299.2303 | 6.848 | 0 | 0 | 0 | 0 | 0 | 0 | 263422.8363 | 172765.468 | 0 | 0 | 0 | 0 | 0 | 0 | 0 | 0 | 0 | 0 | 1368.7473 | 897.6909 | 0 | 87807.6121 | 17.2895 | 145396.1014 | 0 | 0 | 0 | 0 | 0 | 0 | 0 | 0 | 0 | 456.2491 | 755.4794 | 755.4794 | 10.4415 | 17.2895 | 14.3121 | 2 | 4.153 | 3.0765 | 2 | 2.2509 | 2.1254 | 2 | 0.40609 | 1.203 | 2046797.4846 | 0 | 0 | 0 | 10635.1774 | 243.3909 | 1926036.433 | 0 | 0 | 0 | 229.0309 | 0 | 0 | 0 | 0 | 0 | 675443.1699 | 132.9961 | 1118431.5495 | 0 | 0 | 0 | 0 | 0 | 0 | 0 | 0 | 0 | 3509.6085 | 5811.38 | 5811.38 | 80.319 | 132.9961 | 110.093 | 16526.9362 | 16779.0152 | 16526.9362 | 87427.2631 | 0 | 15551.847 | 7602.5555 | 15551.847 | 81692.877 | 0 | 0 |  |  |  |  | 8263.4681 | 7775.9235 | 0 | 0.030952 | 0.032893 | 0.034955 | 87807.6121 | 0 | 0 | 0 | 456.2491 | 10.4415 | 57588.4893 | 0 | 0 | 0 | 299.2303 | 6.848 | 0 | 0 | 0 | 0 | 0 | 0 | 263422.8363 | 172765.468 | 0 | 0 | 0 | 0 | 0 | 0 | 0 | 0 | 0 | 0 | 1368.7473 | 897.6909 | 0 | 87807.6121 | 17.2895 | 145396.1014 | 0 | 0 | 0 | 0 | 0 | 0 | 0 | 0 | 0 | 456.2491 | 755.4794 | 755.4794 | 10.4415 | 17.2895 | 14.3121
| 265 | Residential | Single Family | Lighting | Electric | 01-365 | 01-365.01 | LED (Exterior) | [01-365]_Residential_Lighting_LED Bulbs (exterior)_Program 1_starts2023_ends2023_ROB_Electric_per unit | Blended mix | LED bulb | ENGINEER | 32.2 | 0 | 0 | 0 | 0.007 | 0 | 2 | 3 | 0.547 | 0.43 | 0.24 | 0.2 | 0.54 | 1 | 0.33 | Replace on Burnout | 11.4444 | 0.062739 | 31.878 | 0 | 0 | 0 | 0.17476 | 3.167 | 0 | 0 | 0 | 1.9605 | 0 | 0 | 5.1275 | 1.2231 | 3.9045 | 4.1923 | 2.2011 | 0 | 0 | 0 | 1.3413 | 0 | 0 | 3.5424 | 1.2231 | 2.3193 | 2.8963 | 1.2476 | 0 | 0 | 0 | 0.75749 | 0 | 0 | 2.0051 | 1.2231 | 0.782 | 1.6394 | per unit | 2.5745 | 1087759.3581 | 0.005 | 0 | 0 | 0 | 0 | 0 | 0 | 0 | 0 | 0 | 0 | 0 | 7421380.8311 | 0 | 0 | 0 | 882.499 | 0 | 0 | 964779.508 | 0 | 0 | 0 | 0 | 0 | 0 | 0 | 0 | 0 | 0 | 0 | 5013.0026 | 0 | 0 | 114.7249 | 0 | 0 | 0 | 0 | 0 | 0 | 0 | 0 | 0 | 0 | 0 | 7421380.8311 | 0 | 0 | 0 | 882.499 | 0 | 0 | 964779.508 | 0 | 0 | 0 | 0 | 0 | 0 | 0 | 0 | 0 | 0 | 0 | 5013.0026 | 0 | 0 | 114.7249 | 0 |  |  |  |  | 0 |  |  |  |  | 201297.4512 | 42900.196 | 201297.4512 | 2364119.3241 | 127868.9918 | 0 | 0 | 164583.2215 | 0 | 0 | 0 | 0 | 0 | 0 | 0 | 0 | 0 | 0 | 0 | 0 | 0 | 0 | 0 | 688945.3651 | 0 | 0 | 0 | 3579.7661 | 81.9246 | 0 | 0 | 2066836.0953 | 0 | 0 | 0 | 0 | 0 | 0 | 0 | 0 | 0 | 0 | 0 | 10739.2982 | 0 | 0 | 688945.3651 | 0 | 0 | 0 | 0 | 0 | 0 | 0 | 0 | 0 | 0 | 0 | 3579.7661 | 0 | 0 | 81.9246 | 0.23 | 0.13 | 1 | 1 | 1 | 1 | 1 | 1.5 | 3.6275 | 3.4184 | 1.5 | 2.0424 | 2.3616 | 1.5 | 0.50507 | 1.3367 | 0 | 0 | 0 | 0 | 0 | 0 | 0 | 0 | 0 | 0 | 0 | 7421380.8311 | 0 | 0 | 0 | 882.499 | 0 | 0 | 964779.508 | 0 | 0 | 0 | 0 | 0 | 0 | 0 | 0 | 0 | 0 | 0 | 5013.0026 | 0 | 0 | 114.7249 | 0 |  |  |  |  | 0 |  |  |  |  | 270192.3007 | 46952.1439 | 270192.3007 | 2587411.7406 | 90064.1002 | 0 | 0 | 180128.2005 | 0 | 0 | 0 | 0 | 0 | 0 | 0 | 0 | 0 | 0 | 0 | 0 | 0 | 0 | 0 | 754016.6472 | 0 | 0 | 0 | 3917.877 | 89.6624 | 0 | 0 | 2262049.9415 | 0 | 0 | 0 | 0 | 0 | 0 | 0 | 0 | 0 | 0 | 0 | 11753.631 | 0 | 0 | 754016.6472 | 0 | 0 | 0 | 0 | 0 | 0 | 0 | 0 | 0 | 0 | 0 | 3917.877 | 0 | 0 | 89.6624 | 2 | 3.1275 | 2.5638 | 2 | 1.5424 | 1.7712 | 2 | 0.0050738 | 1.0025 | 0 | 0 | 0 | 0 | 0 | 0 | 0 | 0 | 0 | 0 | 0 | 7421380.8311 | 0 | 0 | 0 | 882.499 | 0 | 0 | 964779.508 | 0 | 0 | 0 | 0 | 0 | 0 | 0 | 0 | 0 | 0 | 0 | 5013.0026 | 0 | 0 | 114.7249 | 0 |  |  |  |  | 0 |  |  |  |  | 368764.2649 | 48060.9721 | 368764.2649 | 2648516.4066 | 0 | 0 | 0 | 184382.1325 | 0 | 0 | 0 | 0 | 0 | 0 | 0 | 0 | 0 | 0 | 0 | 0 | 0 | 0 | 0 | 771823.6064 | 0 | 0 | 0 | 4010.4021 | 91.7799 | 0 | 0 | 2315470.8193 | 0 | 0 | 0 | 0 | 0 | 0 | 0 | 0 | 0 | 0 | 0 | 12031.2063 | 0 | 0 | 771823.6064 | 0 | 0 | 0 | 0 | 0 | 0 | 0 | 0 | 0 | 0 | 0 | 4010.4021 | 0 | 0 | 91.7799
| 266 | Residential | Multi-Family | Lighting | Electric | 01-365 | 01-365.02 | LED (Exterior) | [01-365]_Residential_Lighting_LED Bulbs (exterior)_Program 1_starts2023_ends2023_ROB_Electric_per unit | Blended mix | LED bulb | ENGINEER | 32.2 | 0 | 0 | 0 | 0.007 | 0 | 2 | 3 | 0.547 | 0.43 | 0.24 | 0.2 | 0.54 | 1 | 0.33 | Replace on Burnout | 11.4444 | 0.062739 | 31.878 | 0 | 0 | 0 | 0.17476 | 3.167 | 0 | 0 | 0 | 1.9605 | 0 | 0 | 5.1275 | 1.2231 | 3.9045 | 4.1923 | 2.2011 | 0 | 0 | 0 | 1.3413 | 0 | 0 | 3.5424 | 1.2231 | 2.3193 | 2.8963 | 1.2476 | 0 | 0 | 0 | 0.75749 | 0 | 0 | 2.0051 | 1.2231 | 0.782 | 1.6394 | per unit | 1.729 | 110685.5659 | 0.005 | 0 | 0 | 0 | 0 | 0 | 0 | 0 | 0 | 0 | 0 | 0 | 755166.7848 | 0 | 0 | 0 | 89.7992 | 0 | 0 | 98171.682 | 0 | 0 | 0 | 0 | 0 | 0 | 0 | 0 | 0 | 0 | 0 | 510.1009 | 0 | 0 | 11.6739 | 0 | 0 | 0 | 0 | 0 | 0 | 0 | 0 | 0 | 0 | 0 | 755166.7848 | 0 | 0 | 0 | 89.7992 | 0 | 0 | 98171.682 | 0 | 0 | 0 | 0 | 0 | 0 | 0 | 0 | 0 | 0 | 0 | 510.1009 | 0 | 0 | 11.6739 | 0 |  |  |  |  | 0 |  |  |  |  | 18617.2715 | 3967.6836 | 18617.2715 | 218648.8261 | 11826.1395 | 0 | 0 | 15221.7055 | 0 | 0 | 0 | 0 | 0 | 0 | 0 | 0 | 0 | 0 | 0 | 0 | 0 | 0 | 0 | 63718.0593 | 0 | 0 | 0 | 331.0796 | 7.5769 | 0 | 0 | 191154.178 | 0 | 0 | 0 | 0 | 0 | 0 | 0 | 0 | 0 | 0 | 0 | 993.2388 | 0 | 0 | 63718.0593 | 0 | 0 | 0 | 0 | 0 | 0 | 0 | 0 | 0 | 0 | 0 | 331.0796 | 0 | 0 | 7.5769 | 0.23 | 0.13 | 1 | 1 | 1 | 1 | 1 | 1.5 | 3.6275 | 3.4184 | 1.5 | 2.0424 | 2.3616 | 1.5 | 0.50507 | 1.3367 | 0 | 0 | 0 | 0 | 0 | 0 | 0 | 0 | 0 | 0 | 0 | 755166.7848 | 0 | 0 | 0 | 89.7992 | 0 | 0 | 98171.682 | 0 | 0 | 0 | 0 | 0 | 0 | 0 | 0 | 0 | 0 | 0 | 510.1009 | 0 | 0 | 11.6739 | 0 |  |  |  |  | 0 |  |  |  |  | 25564.4529 | 4442.4133 | 25564.4529 | 244809.9572 | 8521.4843 | 0 | 0 | 17042.9686 | 0 | 0 | 0 | 0 | 0 | 0 | 0 | 0 | 0 | 0 | 0 | 0 | 0 | 0 | 0 | 71341.8666 | 0 | 0 | 0 | 370.693 | 8.4835 | 0 | 0 | 214025.5997 | 0 | 0 | 0 | 0 | 0 | 0 | 0 | 0 | 0 | 0 | 0 | 1112.0789 | 0 | 0 | 71341.8666 | 0 | 0 | 0 | 0 | 0 | 0 | 0 | 0 | 0 | 0 | 0 | 370.693 | 0 | 0 | 8.4835 | 2 | 3.1275 | 2.5638 | 2 | 1.5424 | 1.7712 | 2 | 0.0050738 | 1.0025 | 0 | 0 | 0 | 0 | 0 | 0 | 0 | 0 | 0 | 0 | 0 | 755166.7848 | 0 | 0 | 0 | 89.7992 | 0 | 0 | 98171.682 | 0 | 0 | 0 | 0 | 0 | 0 | 0 | 0 | 0 | 0 | 0 | 510.1009 | 0 | 0 | 11.6739 | 0 |  |  |  |  | 0 |  |  |  |  | 35178.5769 | 4584.8168 | 35178.5769 | 252657.4482 | 0 | 0 | 0 | 17589.2885 | 0 | 0 | 0 | 0 | 0 | 0 | 0 | 0 | 0 | 0 | 0 | 0 | 0 | 0 | 0 | 73628.7615 | 0 | 0 | 0 | 382.5757 | 8.7554 | 0 | 0 | 220886.2845 | 0 | 0 | 0 | 0 | 0 | 0 | 0 | 0 | 0 | 0 | 0 | 1147.727 | 0 | 0 | 73628.7615 | 0 | 0 | 0 | 0 | 0 | 0 | 0 | 0 | 0 | 0 | 0 | 382.5757 | 0 | 0 | 8.7554
| 267 | Residential | Low Income | Lighting | Electric | 01-365 | 01-365.03 | LED (Exterior) | [01-365]_Residential_Lighting_LED Bulbs (exterior)_Program 1_starts2023_ends2023_ROB_Electric_per unit | Blended mix | LED bulb | ENGINEER | 32.2 | 0 | 0 | 0 | 0.007 | 0 | 2 | 3 | 0.547 | 0.43 | 0.24 | 0.2 | 0.54 | 1 | 0.33 | Replace on Burnout | 11.4444 | 0.062739 | 31.878 | 0 | 0 | 0 | 0.17476 | 3.167 | 0 | 0 | 0 | 1.9605 | 0 | 0 | 6.153 | 2 | 4.153 | 3.0765 | 2.2011 | 0 | 0 | 0 | 1.3413 | 0 | 0 | 4.2509 | 2 | 2.2509 | 2.1254 | 1.2476 | 0 | 0 | 0 | 0.75749 | 0 | 0 | 2.4061 | 2 | 0.40609 | 1.203 | per unit | 1.729 | 265645.3582 | 0.005 | 0 | 0 | 0 | 0 | 0 | 0 | 0 | 0 | 0 | 0 | 0 | 1812400.2835 | 0 | 0 | 0 | 215.518 | 0 | 0 | 235612.0369 | 0 | 0 | 0 | 0 | 0 | 0 | 0 | 0 | 0 | 0 | 0 | 1224.2422 | 0 | 0 | 28.0173 | 0 | 0 | 0 | 0 | 0 | 0 | 0 | 0 | 0 | 0 | 0 | 1812400.2835 | 0 | 0 | 0 | 215.518 | 0 | 0 | 235612.0369 | 0 | 0 | 0 | 0 | 0 | 0 | 0 | 0 | 0 | 0 | 0 | 1224.2422 | 0 | 0 | 28.0173 | 0 |  |  |  |  | 0 |  |  |  |  | 14634.288 | 2288.7406 | 14634.288 | 77189.4781 | 0 | 0 | 0 | 7317.144 | 0 | 0 | 0 | 0 | 0 | 0 | 0 | 0 | 0 | 0 | 0 | 0 | 0 | 0 | 0 | 30629.5648 | 0 | 0 | 0 | 159.1515 | 3.6423 | 0 | 0 | 91888.6944 | 0 | 0 | 0 | 0 | 0 | 0 | 0 | 0 | 0 | 0 | 0 | 477.4544 | 0 | 0 | 30629.5648 | 0 | 0 | 0 | 0 | 0 | 0 | 0 | 0 | 0 | 0 | 0 | 159.1515 | 0 | 0 | 3.6423 | 0.23 | 0.13 | 1 | 1 | 1 | 1 | 1 | 2 | 4.153 | 3.0765 | 2 | 2.2509 | 2.1254 | 2 | 0.40609 | 1.203 | 0 | 0 | 0 | 0 | 0 | 0 | 0 | 0 | 0 | 0 | 0 | 1812400.2835 | 0 | 0 | 0 | 215.518 | 0 | 0 | 235612.0369 | 0 | 0 | 0 | 0 | 0 | 0 | 0 | 0 | 0 | 0 | 0 | 1224.2422 | 0 | 0 | 28.0173 | 0 |  |  |  |  | 0 |  |  |  |  | 14634.288 | 2288.7406 | 14634.288 | 77189.4781 | 0 | 0 | 0 | 7317.144 | 0 | 0 | 0 | 0 | 0 | 0 | 0 | 0 | 0 | 0 | 0 | 0 | 0 | 0 | 0 | 30629.5648 | 0 | 0 | 0 | 159.1515 | 3.6423 | 0 | 0 | 91888.6944 | 0 | 0 | 0 | 0 | 0 | 0 | 0 | 0 | 0 | 0 | 0 | 477.4544 | 0 | 0 | 30629.5648 | 0 | 0 | 0 | 0 | 0 | 0 | 0 | 0 | 0 | 0 | 0 | 159.1515 | 0 | 0 | 3.6423 | 2 | 4.153 | 3.0765 | 2 | 2.2509 | 2.1254 | 2 | 0.40609 | 1.203 | 0 | 0 | 0 | 0 | 0 | 0 | 0 | 0 | 0 | 0 | 0 | 1812400.2835 | 0 | 0 | 0 | 215.518 | 0 | 0 | 235612.0369 | 0 | 0 | 0 | 0 | 0 | 0 | 0 | 0 | 0 | 0 | 0 | 1224.2422 | 0 | 0 | 28.0173 | 0 |  |  |  |  | 0 |  |  |  |  | 14634.288 | 2288.7406 | 14634.288 | 77189.4781 | 0 | 0 | 0 | 7317.144 | 0 | 0 | 0 | 0 | 0 | 0 | 0 | 0 | 0 | 0 | 0 | 0 | 0 | 0 | 0 | 30629.5648 | 0 | 0 | 0 | 159.1515 | 3.6423 | 0 | 0 | 91888.6944 | 0 | 0 | 0 | 0 | 0 | 0 | 0 | 0 | 0 | 0 | 0 | 477.4544 | 0 | 0 | 30629.5648 | 0 | 0 | 0 | 0 | 0 | 0 | 0 | 0 | 0 | 0 | 0 | 159.1515 | 0 | 0 | 3.6423
| 268 | Residential | Single Family | Lighting | Electric | 01-363 | 01-363.01 | LED (Exterior) | [01-363]_Residential_Lighting_LED Bulbs (exterior)_Program 2_starts2021_ends2022_ROB_Electric_per unit | Blended mix | LED bulb | ENGINEER | 42.95 | 0 | 0 | 0 | 0.007 | 0 | 2 | 2 | 0.547 | 0.43 | 0.24 | 0.2 | 0.54 | 1 | 0.33 | Replace on Burnout | 12.87 | 0.070554 | 28.347 | 0 | 0 | 0 | 0.1554 | 2.8961 | 0 | 0 | 0 | 1.3426 | 0 | 0 | 4.2387 | 1.2231 | 3.0157 | 3.4656 | 1.9617 | 0 | 0 | 0 | 0.91105 | 0 | 0 | 2.8727 | 1.2231 | 1.6496 | 2.3488 | 1.1305 | 0 | 0 | 0 | 0.51245 | 0 | 0 | 1.6429 | 1.2231 | 0.41984 | 1.3433 | per unit | 0.02465 | 10414.942 | 0.005 | 124877.3243 | 0 | 0 | 0 | 648.8637 | 11.1328 | 117509.5622 | 0 | 0 | 0 | 10.476 | 0 | 0 | 0 | 0 | 0 | 41209.517 | 68236.7163 | 27027.1993 | 0 | 0 | 0 | 0 | 0 | 0 | 0 | 0 | 0 | 214.125 | 354.5586 | 140.4336 | 3.6738 | 6.0833 | 1.3619 | 124877.3243 | 0 | 0 | 0 | 648.8637 | 11.1328 | 117509.5622 | 0 | 0 | 0 | 10.476 | 0 | 0 | 0 | 0 | 0 | 41209.517 | 6.0833 | 27027.1993 | 0 | 0 | 0 | 0 | 0 | 0 | 0 | 0 | 0 | 214.125 | 354.5586 | 140.4336 | 3.6738 | 6.0833 | 1.3619 | 2572.3559 | 2941.9018 | 2572.3559 | 27782.9677 | 1634.0224 | 2417.3879 | 1305.9089 | 2417.3879 | 25189.5907 | 1535.583 | 0 |  |  |  |  | 2103.1892 | 1976.4854 | 0 | 0.20093 | 0.21353 | 0.22692 | 29809.5517 | 0 | 0 | 0 | 154.8907 | 2.6575 | 19524.7115 | 0 | 0 | 0 | 101.4506 | 1.7406 | 0 | 0 | 0 | 0 | 0 | 0 | 59619.1034 | 39049.423 | 0 | 0 | 0 | 0 | 0 | 0 | 0 | 0 | 0 | 0 | 309.7814 | 202.9011 | 0 | 29809.5517 | 4.3982 | 19524.7115 | 0 | 0 | 0 | 0 | 0 | 0 | 0 | 0 | 0 | 154.8907 | 256.3413 | 101.4506 | 2.6575 | 4.3982 | 0.98384 | 0.23 | 0.13 | 1 | 1 | 1 | 1 | 1 | 1.5 | 2.7387 | 2.8258 | 1.5 | 1.3727 | 1.9151 | 1.5 | 0.14291 | 1.0953 | 124877.3243 | 0 | 0 | 0 | 648.8637 | 11.1328 | 117509.5622 | 0 | 0 | 0 | 10.476 | 0 | 0 | 0 | 0 | 0 | 41209.517 | 6.0833 | 27027.1993 | 0 | 0 | 0 | 0 | 0 | 0 | 0 | 0 | 0 | 214.125 | 354.5586 | 140.4336 | 3.6738 | 6.0833 | 1.3619 | 3429.3725 | 3197.9616 | 3429.3725 | 30201.1651 | 1143.1242 | 3225.0178 | 1420.5618 | 3225.0178 | 27401.1225 | 1075.0059 | 0 |  |  |  |  | 2286.2483 | 2150.0119 | 0 | 0.21842 | 0.23212 | 0.24667 | 32404.1407 | 0 | 0 | 0 | 168.3722 | 2.8888 | 21238.8925 | 0 | 0 | 0 | 110.3575 | 1.8935 | 0 | 0 | 0 | 0 | 0 | 0 | 64808.2813 | 42477.7851 | 0 | 0 | 0 | 0 | 0 | 0 | 0 | 0 | 0 | 0 | 336.7444 | 220.7149 | 0 | 32404.1407 | 4.7823 | 21238.8925 | 0 | 0 | 0 | 0 | 0 | 0 | 0 | 0 | 0 | 168.3722 | 278.7297 | 110.3575 | 2.8888 | 4.7823 | 1.0702 | 2 | 2.2387 | 2.1194 | 2 | 0.87271 | 1.4364 | 2 | -0.35709 | 0.82146 | 124877.3243 | 0 | 0 | 0 | 648.8637 | 11.1328 | 117509.5622 | 0 | 0 | 0 | 10.476 | 0 | 0 | 0 | 0 | 0 | 41209.517 | 6.0833 | 27027.1993 | 0 | 0 | 0 | 0 | 0 | 0 | 0 | 0 | 0 | 214.125 | 354.5586 | 140.4336 | 3.6738 | 6.0833 | 1.3619 | 4652.0074 | 3253.5707 | 4652.0074 | 30726.3307 | 0 | 4377.539 | 1446.1698 | 4377.539 | 27895.074 | 0 | 0 |  |  |  |  | 2326.0037 | 2188.7695 | 0 | 0.22222 | 0.23616 | 0.25096 | 32967.6136 | 0 | 0 | 0 | 171.3 | 2.9391 | 21621.7594 | 0 | 0 | 0 | 112.3468 | 1.9276 | 0 | 0 | 0 | 0 | 0 | 0 | 65935.2273 | 43243.5189 | 0 | 0 | 0 | 0 | 0 | 0 | 0 | 0 | 0 | 0 | 342.6 | 224.6937 | 0 | 32967.6136 | 4.8667 | 21621.7594 | 0 | 0 | 0 | 0 | 0 | 0 | 0 | 0 | 0 | 171.3 | 283.6469 | 112.3468 | 2.9391 | 4.8667 | 1.0895
| 269 | Residential | Multi-Family | Lighting | Electric | 01-363 | 01-363.02 | LED (Exterior) | [01-363]_Residential_Lighting_LED Bulbs (exterior)_Program 2_starts2021_ends2022_ROB_Electric_per unit | Blended mix | LED bulb | ENGINEER | 42.95 | 0 | 0 | 0 | 0.007 | 0 | 2 | 2 | 0.547 | 0.43 | 0.24 | 0.2 | 0.54 | 1 | 0.33 | Replace on Burnout | 12.87 | 0.070554 | 28.347 | 0 | 0 | 0 | 0.1554 | 2.8961 | 0 | 0 | 0 | 1.3426 | 0 | 0 | 4.2387 | 1.2231 | 3.0157 | 3.4656 | 1.9617 | 0 | 0 | 0 | 0.91105 | 0 | 0 | 2.8727 | 1.2231 | 1.6496 | 2.3488 | 1.1305 | 0 | 0 | 0 | 0.51245 | 0 | 0 | 1.6429 | 1.2231 | 0.41984 | 1.3433 | per unit | 0.01405 | 899.4403 | 0.005 | 10784.476 | 0 | 0 | 0 | 56.0362 | 0.96144 | 10148.192 | 0 | 0 | 0 | 0.90471 | 0 | 0 | 0 | 0 | 0 | 3558.8771 | 5892.9612 | 2334.0841 | 0 | 0 | 0 | 0 | 0 | 0 | 0 | 0 | 0 | 18.492 | 30.6199 | 12.1279 | 0.31727 | 0.52536 | 0.11761 | 10784.476 | 0 | 0 | 0 | 56.0362 | 0.96144 | 10148.192 | 0 | 0 | 0 | 0.90471 | 0 | 0 | 0 | 0 | 0 | 3558.8771 | 0.52536 | 2334.0841 | 0 | 0 | 0 | 0 | 0 | 0 | 0 | 0 | 0 | 18.492 | 30.6199 | 12.1279 | 0.31727 | 0.52536 | 0.11761 | 203.3764 | 232.5936 | 203.3764 | 2196.5861 | 129.1896 | 190.9841 | 103.1725 | 190.9841 | 1990.0872 | 121.3177 | 0 |  |  |  |  | 166.283 | 156.1509 | 0 | 0.18395 | 0.19549 | 0.20774 | 2356.8125 | 0 | 0 | 0 | 12.246 | 0.21011 | 1542.5371 | 0 | 0 | 0 | 8.015 | 0.13752 | 0 | 0 | 0 | 0 | 0 | 0 | 4713.625 | 3085.0741 | 0 | 0 | 0 | 0 | 0 | 0 | 0 | 0 | 0 | 0 | 24.492 | 16.0301 | 0 | 2356.8125 | 0.34763 | 1542.5371 | 0 | 0 | 0 | 0 | 0 | 0 | 0 | 0 | 0 | 12.246 | 20.2611 | 8.015 | 0.21011 | 0.34763 | 0.077727 | 0.23 | 0.13 | 1 | 1 | 1 | 1 | 1 | 1.5 | 2.7387 | 2.8258 | 1.5 | 1.3727 | 1.9151 | 1.5 | 0.14291 | 1.0953 | 10784.476 | 0 | 0 | 0 | 56.0362 | 0.96144 | 10148.192 | 0 | 0 | 0 | 0.90471 | 0 | 0 | 0 | 0 | 0 | 3558.8771 | 0.52536 | 2334.0841 | 0 | 0 | 0 | 0 | 0 | 0 | 0 | 0 | 0 | 18.492 | 30.6199 | 12.1279 | 0.31727 | 0.52536 | 0.11761 | 275.9891 | 257.3656 | 275.9891 | 2430.5302 | 91.9964 | 259.4848 | 114.2983 | 259.4848 | 2204.6929 | 86.4949 | 0 |  |  |  |  | 183.9928 | 172.9898 | 0 | 0.20355 | 0.21631 | 0.22987 | 2607.8214 | 0 | 0 | 0 | 13.5503 | 0.23249 | 1708.8802 | 0 | 0 | 0 | 8.8794 | 0.15235 | 0 | 0 | 0 | 0 | 0 | 0 | 5215.6427 | 3417.7604 | 0 | 0 | 0 | 0 | 0 | 0 | 0 | 0 | 0 | 0 | 27.1005 | 17.7587 | 0 | 2607.8214 | 0.38483 | 1708.8802 | 0 | 0 | 0 | 0 | 0 | 0 | 0 | 0 | 0 | 13.5503 | 22.4296 | 8.8794 | 0.23249 | 0.38483 | 0.086109 | 2 | 2.2387 | 2.1194 | 2 | 0.87271 | 1.4364 | 2 | -0.35709 | 0.82146 | 10784.476 | 0 | 0 | 0 | 56.0362 | 0.96144 | 10148.192 | 0 | 0 | 0 | 0.90471 | 0 | 0 | 0 | 0 | 0 | 3558.8771 | 0.52536 | 2334.0841 | 0 | 0 | 0 | 0 | 0 | 0 | 0 | 0 | 0 | 18.492 | 30.6199 | 12.1279 | 0.31727 | 0.52536 | 0.11761 | 376.6406 | 263.4189 | 376.6406 | 2487.6968 | 0 | 354.4188 | 117.0863 | 354.4188 | 2258.4696 | 0 | 0 |  |  |  |  | 188.3203 | 177.2094 | 0 | 0.20833 | 0.2214 | 0.23528 | 2669.1578 | 0 | 0 | 0 | 13.869 | 0.23796 | 1750.5631 | 0 | 0 | 0 | 9.0959 | 0.15606 | 0 | 0 | 0 | 0 | 0 | 0 | 5338.3156 | 3501.1262 | 0 | 0 | 0 | 0 | 0 | 0 | 0 | 0 | 0 | 0 | 27.7379 | 18.1919 | 0 | 2669.1578 | 0.39402 | 1750.5631 | 0 | 0 | 0 | 0 | 0 | 0 | 0 | 0 | 0 | 13.869 | 22.9649 | 9.0959 | 0.23796 | 0.39402 | 0.08821
| 270 | Residential | Low Income | Lighting | Electric | 01-363 | 01-363.03 | LED (Exterior) | [01-363]_Residential_Lighting_LED Bulbs (exterior)_Program 2_starts2021_ends2022_ROB_Electric_per unit | Blended mix | LED bulb | ENGINEER | 42.95 | 0 | 0 | 0 | 0.007 | 0 | 2 | 2 | 0.547 | 0.43 | 0.24 | 0.2 | 0.54 | 1 | 0.33 | Replace on Burnout | 12.87 | 0.070554 | 28.347 | 0 | 0 | 0 | 0.1554 | 2.8961 | 0 | 0 | 0 | 1.3426 | 0 | 0 | 5.0865 | 2 | 3.0865 | 2.5432 | 1.9617 | 0 | 0 | 0 | 0.91105 | 0 | 0 | 3.4472 | 2 | 1.4472 | 1.7236 | 1.1305 | 0 | 0 | 0 | 0.51245 | 0 | 0 | 1.9715 | 2 | -0.028502 | 0.98575 | per unit | 0.01325 | 2035.7438 | 0.005 | 24408.992 | 0 | 0 | 0 | 126.8293 | 2.1761 | 22968.8615 | 0 | 0 | 0 | 2.0477 | 0 | 0 | 0 | 0 | 0 | 8054.9674 | 13337.8055 | 5282.8381 | 0 | 0 | 0 | 0 | 0 | 0 | 0 | 0 | 0 | 41.8537 | 69.3034 | 27.4497 | 0.7181 | 1.1891 | 0.2662 | 24408.992 | 0 | 0 | 0 | 126.8293 | 2.1761 | 22968.8615 | 0 | 0 | 0 | 2.0477 | 0 | 0 | 0 | 0 | 0 | 8054.9674 | 1.1891 | 5282.8381 | 0 | 0 | 0 | 0 | 0 | 0 | 0 | 0 | 0 | 41.8537 | 69.3034 | 27.4497 | 0.7181 | 1.1891 | 0.2662 | 147.7611 | 124.0113 | 147.7611 | 716.7422 | 0 | 139.0432 | 55.1214 | 139.0432 | 650.6985 | 0 | 0 |  |  |  |  | 73.8805 | 69.5216 | 0 | 0.036111 | 0.038375 | 0.040781 | 1047.1458 | 0 | 0 | 0 | 5.441 | 0.093353 | 686.769 | 0 | 0 | 0 | 3.5685 | 0.061226 | 0 | 0 | 0 | 0 | 0 | 0 | 2094.2915 | 1373.5379 | 0 | 0 | 0 | 0 | 0 | 0 | 0 | 0 | 0 | 0 | 10.882 | 7.1369 | 0 | 1047.1458 | 0.15458 | 686.769 | 0 | 0 | 0 | 0 | 0 | 0 | 0 | 0 | 0 | 5.441 | 9.0094 | 3.5685 | 0.093353 | 0.15458 | 0.034606 | 0.23 | 0.13 | 1 | 1 | 1 | 1 | 1 | 2 | 3.0865 | 2.5432 | 2 | 1.4472 | 1.7236 | 2 | -0.028502 | 0.98575 | 24408.992 | 0 | 0 | 0 | 126.8293 | 2.1761 | 22968.8615 | 0 | 0 | 0 | 2.0477 | 0 | 0 | 0 | 0 | 0 | 8054.9674 | 1.1891 | 5282.8381 | 0 | 0 | 0 | 0 | 0 | 0 | 0 | 0 | 0 | 41.8537 | 69.3034 | 27.4497 | 0.7181 | 1.1891 | 0.2662 | 147.7611 | 124.0113 | 147.7611 | 716.7422 | 0 | 139.0432 | 55.1214 | 139.0432 | 650.6985 | 0 | 0 |  |  |  |  | 73.8805 | 69.5216 | 0 | 0.036111 | 0.038375 | 0.040781 | 1047.1458 | 0 | 0 | 0 | 5.441 | 0.093353 | 686.769 | 0 | 0 | 0 | 3.5685 | 0.061226 | 0 | 0 | 0 | 0 | 0 | 0 | 2094.2915 | 1373.5379 | 0 | 0 | 0 | 0 | 0 | 0 | 0 | 0 | 0 | 0 | 10.882 | 7.1369 | 0 | 1047.1458 | 0.15458 | 686.769 | 0 | 0 | 0 | 0 | 0 | 0 | 0 | 0 | 0 | 5.441 | 9.0094 | 3.5685 | 0.093353 | 0.15458 | 0.034606 | 2 | 3.0865 | 2.5432 | 2 | 1.4472 | 1.7236 | 2 | -0.028502 | 0.98575 | 24408.992 | 0 | 0 | 0 | 126.8293 | 2.1761 | 22968.8615 | 0 | 0 | 0 | 2.0477 | 0 | 0 | 0 | 0 | 0 | 8054.9674 | 1.1891 | 5282.8381 | 0 | 0 | 0 | 0 | 0 | 0 | 0 | 0 | 0 | 41.8537 | 69.3034 | 27.4497 | 0.7181 | 1.1891 | 0.2662 | 147.7611 | 124.0113 | 147.7611 | 716.7422 | 0 | 139.0432 | 55.1214 | 139.0432 | 650.6985 | 0 | 0 |  |  |  |  | 73.8805 | 69.5216 | 0 | 0.036111 | 0.038375 | 0.040781 | 1047.1458 | 0 | 0 | 0 | 5.441 | 0.093353 | 686.769 | 0 | 0 | 0 | 3.5685 | 0.061226 | 0 | 0 | 0 | 0 | 0 | 0 | 2094.2915 | 1373.5379 | 0 | 0 | 0 | 0 | 0 | 0 | 0 | 0 | 0 | 0 | 10.882 | 7.1369 | 0 | 1047.1458 | 0.15458 | 686.769 | 0 | 0 | 0 | 0 | 0 | 0 | 0 | 0 | 0 | 5.441 | 9.0094 | 3.5685 | 0.093353 | 0.15458 | 0.034606
| 271 | Residential | Single Family | Lighting | Electric | 01-366 | 01-366.01 | LED (Exterior) | [01-366]_Residential_Lighting_LED Bulbs (exterior)_Program 2_starts2023_ends2023_ROB_Electric_per unit | Blended mix | LED bulb | ENGINEER | 42.95 | 0 | 0 | 0 | 0.007 | 0 | 2 | 2 | 0.547 | 0.43 | 0.24 | 0.2 | 0.54 | 1 | 0.33 | Replace on Burnout | 12.87 | 0.070554 | 28.347 | 0 | 0 | 0 | 0.1554 | 2.8961 | 0 | 0 | 0 | 1.3426 | 0 | 0 | 4.2387 | 1.2231 | 3.0157 | 3.4656 | 1.9617 | 0 | 0 | 0 | 0.91105 | 0 | 0 | 2.8727 | 1.2231 | 1.6496 | 2.3488 | 1.1305 | 0 | 0 | 0 | 0.51245 | 0 | 0 | 1.6429 | 1.2231 | 0.41984 | 1.3433 | per unit | 0.02465 | 10414.942 | 0.005 | 0 | 0 | 0 | 0 | 0 | 0 | 0 | 0 | 0 | 0 | 0 | 110576.498 | 0 | 0 | 0 | 9.8579 | 0 | 0 | 14374.9447 | 0 | 0 | 0 | 0 | 0 | 0 | 0 | 0 | 0 | 0 | 0 | 74.6923 | 0 | 0 | 1.2815 | 0 | 0 | 0 | 0 | 0 | 0 | 0 | 0 | 0 | 0 | 0 | 110576.498 | 0 | 0 | 0 | 9.8579 | 0 | 0 | 14374.9447 | 0 | 0 | 0 | 0 | 0 | 0 | 0 | 0 | 0 | 0 | 0 | 74.6923 | 0 | 0 | 1.2815 | 0 |  |  |  |  | 0 |  |  |  |  | 2276.3864 | 397.5133 | 2276.3864 | 24180.858 | 1446.0155 | 0 | 0 | 1861.201 | 0 | 0 | 0 | 0 | 0 | 0 | 0 | 0 | 0 | 0 | 0 | 0 | 0 | 0 | 0 | 10392.0157 | 0 | 0 | 0 | 53.997 | 0.92645 | 0 | 0 | 20784.0313 | 0 | 0 | 0 | 0 | 0 | 0 | 0 | 0 | 0 | 0 | 0 | 107.994 | 0 | 0 | 10392.0157 | 0 | 0 | 0 | 0 | 0 | 0 | 0 | 0 | 0 | 0 | 0 | 53.997 | 0 | 0 | 0.92645 | 0.23 | 0.13 | 1 | 1 | 1 | 1 | 1 | 1.5 | 2.7387 | 2.8258 | 1.5 | 1.3727 | 1.9151 | 1.5 | 0.14291 | 1.0953 | 0 | 0 | 0 | 0 | 0 | 0 | 0 | 0 | 0 | 0 | 0 | 110576.498 | 0 | 0 | 0 | 9.8579 | 0 | 0 | 14374.9447 | 0 | 0 | 0 | 0 | 0 | 0 | 0 | 0 | 0 | 0 | 0 | 74.6923 | 0 | 0 | 1.2815 | 0 |  |  |  |  | 0 |  |  |  |  | 3035.77 | 432.251 | 3035.77 | 26293.9626 | 1011.9233 | 0 | 0 | 2023.8467 | 0 | 0 | 0 | 0 | 0 | 0 | 0 | 0 | 0 | 0 | 0 | 0 | 0 | 0 | 0 | 11300.1479 | 0 | 0 | 0 | 58.7157 | 1.0074 | 0 | 0 | 22600.2958 | 0 | 0 | 0 | 0 | 0 | 0 | 0 | 0 | 0 | 0 | 0 | 117.4313 | 0 | 0 | 11300.1479 | 0 | 0 | 0 | 0 | 0 | 0 | 0 | 0 | 0 | 0 | 0 | 58.7157 | 0 | 0 | 1.0074 | 2 | 2.2387 | 2.1194 | 2 | 0.87271 | 1.4364 | 2 | -0.35709 | 0.82146 | 0 | 0 | 0 | 0 | 0 | 0 | 0 | 0 | 0 | 0 | 0 | 110576.498 | 0 | 0 | 0 | 9.8579 | 0 | 0 | 14374.9447 | 0 | 0 | 0 | 0 | 0 | 0 | 0 | 0 | 0 | 0 | 0 | 74.6923 | 0 | 0 | 1.2815 | 0 |  |  |  |  | 0 |  |  |  |  | 4119.2642 | 439.894 | 4119.2642 | 26758.8894 | 0 | 0 | 0 | 2059.6321 | 0 | 0 | 0 | 0 | 0 | 0 | 0 | 0 | 0 | 0 | 0 | 0 | 0 | 0 | 0 | 11499.9558 | 0 | 0 | 0 | 59.7539 | 1.0252 | 0 | 0 | 22999.9116 | 0 | 0 | 0 | 0 | 0 | 0 | 0 | 0 | 0 | 0 | 0 | 119.5077 | 0 | 0 | 11499.9558 | 0 | 0 | 0 | 0 | 0 | 0 | 0 | 0 | 0 | 0 | 0 | 59.7539 | 0 | 0 | 1.0252
| 272 | Residential | Multi-Family | Lighting | Electric | 01-366 | 01-366.02 | LED (Exterior) | [01-366]_Residential_Lighting_LED Bulbs (exterior)_Program 2_starts2023_ends2023_ROB_Electric_per unit | Blended mix | LED bulb | ENGINEER | 42.95 | 0 | 0 | 0 | 0.007 | 0 | 2 | 2 | 0.547 | 0.43 | 0.24 | 0.2 | 0.54 | 1 | 0.33 | Replace on Burnout | 12.87 | 0.070554 | 28.347 | 0 | 0 | 0 | 0.1554 | 2.8961 | 0 | 0 | 0 | 1.3426 | 0 | 0 | 4.2387 | 1.2231 | 3.0157 | 3.4656 | 1.9617 | 0 | 0 | 0 | 0.91105 | 0 | 0 | 2.8727 | 1.2231 | 1.6496 | 2.3488 | 1.1305 | 0 | 0 | 0 | 0.51245 | 0 | 0 | 1.6429 | 1.2231 | 0.41984 | 1.3433 | per unit | 0.01405 | 899.4403 | 0.005 | 0 | 0 | 0 | 0 | 0 | 0 | 0 | 0 | 0 | 0 | 0 | 9549.4486 | 0 | 0 | 0 | 0.85134 | 0 | 0 | 1241.4283 | 0 | 0 | 0 | 0 | 0 | 0 | 0 | 0 | 0 | 0 | 0 | 6.4505 | 0 | 0 | 0.11067 | 0 | 0 | 0 | 0 | 0 | 0 | 0 | 0 | 0 | 0 | 0 | 9549.4486 | 0 | 0 | 0 | 0.85134 | 0 | 0 | 1241.4283 | 0 | 0 | 0 | 0 | 0 | 0 | 0 | 0 | 0 | 0 | 0 | 6.4505 | 0 | 0 | 0.11067 | 0 |  |  |  |  | 0 |  |  |  |  | 179.9157 | 31.4177 | 179.9157 | 1911.1499 | 114.2868 | 0 | 0 | 147.1012 | 0 | 0 | 0 | 0 | 0 | 0 | 0 | 0 | 0 | 0 | 0 | 0 | 0 | 0 | 0 | 821.3398 | 0 | 0 | 0 | 4.2677 | 0.073223 | 0 | 0 | 1642.6795 | 0 | 0 | 0 | 0 | 0 | 0 | 0 | 0 | 0 | 0 | 0 | 8.5354 | 0 | 0 | 821.3398 | 0 | 0 | 0 | 0 | 0 | 0 | 0 | 0 | 0 | 0 | 0 | 4.2677 | 0 | 0 | 0.073223 | 0.23 | 0.13 | 1 | 1 | 1 | 1 | 1 | 1.5 | 2.7387 | 2.8258 | 1.5 | 1.3727 | 1.9151 | 1.5 | 0.14291 | 1.0953 | 0 | 0 | 0 | 0 | 0 | 0 | 0 | 0 | 0 | 0 | 0 | 9549.4486 | 0 | 0 | 0 | 0.85134 | 0 | 0 | 1241.4283 | 0 | 0 | 0 | 0 | 0 | 0 | 0 | 0 | 0 | 0 | 0 | 6.4505 | 0 | 0 | 0.11067 | 0 |  |  |  |  | 0 |  |  |  |  | 244.2876 | 34.7831 | 244.2876 | 2115.8679 | 81.4292 | 0 | 0 | 162.8584 | 0 | 0 | 0 | 0 | 0 | 0 | 0 | 0 | 0 | 0 | 0 | 0 | 0 | 0 | 0 | 909.3198 | 0 | 0 | 0 | 4.7248 | 0.081066 | 0 | 0 | 1818.6396 | 0 | 0 | 0 | 0 | 0 | 0 | 0 | 0 | 0 | 0 | 0 | 9.4497 | 0 | 0 | 909.3198 | 0 | 0 | 0 | 0 | 0 | 0 | 0 | 0 | 0 | 0 | 0 | 4.7248 | 0 | 0 | 0.081066 | 2 | 2.2387 | 2.1194 | 2 | 0.87271 | 1.4364 | 2 | -0.35709 | 0.82146 | 0 | 0 | 0 | 0 | 0 | 0 | 0 | 0 | 0 | 0 | 0 | 9549.4486 | 0 | 0 | 0 | 0.85134 | 0 | 0 | 1241.4283 | 0 | 0 | 0 | 0 | 0 | 0 | 0 | 0 | 0 | 0 | 0 | 6.4505 | 0 | 0 | 0.11067 | 0 |  |  |  |  | 0 |  |  |  |  | 333.5081 | 35.6151 | 333.5081 | 2166.4807 | 0 | 0 | 0 | 166.7541 | 0 | 0 | 0 | 0 | 0 | 0 | 0 | 0 | 0 | 0 | 0 | 0 | 0 | 0 | 0 | 931.0712 | 0 | 0 | 0 | 4.8379 | 0.083005 | 0 | 0 | 1862.1425 | 0 | 0 | 0 | 0 | 0 | 0 | 0 | 0 | 0 | 0 | 0 | 9.6757 | 0 | 0 | 931.0712 | 0 | 0 | 0 | 0 | 0 | 0 | 0 | 0 | 0 | 0 | 0 | 4.8379 | 0 | 0 | 0.083005
| 273 | Residential | Low Income | Lighting | Electric | 01-366 | 01-366.03 | LED (Exterior) | [01-366]_Residential_Lighting_LED Bulbs (exterior)_Program 2_starts2023_ends2023_ROB_Electric_per unit | Blended mix | LED bulb | ENGINEER | 42.95 | 0 | 0 | 0 | 0.007 | 0 | 2 | 2 | 0.547 | 0.43 | 0.24 | 0.2 | 0.54 | 1 | 0.33 | Replace on Burnout | 12.87 | 0.070554 | 28.347 | 0 | 0 | 0 | 0.1554 | 2.8961 | 0 | 0 | 0 | 1.3426 | 0 | 0 | 5.0865 | 2 | 3.0865 | 2.5432 | 1.9617 | 0 | 0 | 0 | 0.91105 | 0 | 0 | 3.4472 | 2 | 1.4472 | 1.7236 | 1.1305 | 0 | 0 | 0 | 0.51245 | 0 | 0 | 1.9715 | 2 | -0.028502 | 0.98575 | per unit | 0.01325 | 2035.7438 | 0.005 | 0 | 0 | 0 | 0 | 0 | 0 | 0 | 0 | 0 | 0 | 0 | 21613.6987 | 0 | 0 | 0 | 1.9269 | 0 | 0 | 2809.7808 | 0 | 0 | 0 | 0 | 0 | 0 | 0 | 0 | 0 | 0 | 0 | 14.5996 | 0 | 0 | 0.25049 | 0 | 0 | 0 | 0 | 0 | 0 | 0 | 0 | 0 | 0 | 0 | 21613.6987 | 0 | 0 | 0 | 1.9269 | 0 | 0 | 2809.7808 | 0 | 0 | 0 | 0 | 0 | 0 | 0 | 0 | 0 | 0 | 0 | 14.5996 | 0 | 0 | 0.25049 | 0 |  |  |  |  | 0 |  |  |  |  | 130.8396 | 16.7668 | 130.8396 | 624.1951 | 0 | 0 | 0 | 65.4198 | 0 | 0 | 0 | 0 | 0 | 0 | 0 | 0 | 0 | 0 | 0 | 0 | 0 | 0 | 0 | 365.2715 | 0 | 0 | 0 | 1.898 | 0.032564 | 0 | 0 | 730.543 | 0 | 0 | 0 | 0 | 0 | 0 | 0 | 0 | 0 | 0 | 0 | 3.7959 | 0 | 0 | 365.2715 | 0 | 0 | 0 | 0 | 0 | 0 | 0 | 0 | 0 | 0 | 0 | 1.898 | 0 | 0 | 0.032564 | 0.23 | 0.13 | 1 | 1 | 1 | 1 | 1 | 2 | 3.0865 | 2.5432 | 2 | 1.4472 | 1.7236 | 2 | -0.028502 | 0.98575 | 0 | 0 | 0 | 0 | 0 | 0 | 0 | 0 | 0 | 0 | 0 | 21613.6987 | 0 | 0 | 0 | 1.9269 | 0 | 0 | 2809.7808 | 0 | 0 | 0 | 0 | 0 | 0 | 0 | 0 | 0 | 0 | 0 | 14.5996 | 0 | 0 | 0.25049 | 0 |  |  |  |  | 0 |  |  |  |  | 130.8396 | 16.7668 | 130.8396 | 624.1951 | 0 | 0 | 0 | 65.4198 | 0 | 0 | 0 | 0 | 0 | 0 | 0 | 0 | 0 | 0 | 0 | 0 | 0 | 0 | 0 | 365.2715 | 0 | 0 | 0 | 1.898 | 0.032564 | 0 | 0 | 730.543 | 0 | 0 | 0 | 0 | 0 | 0 | 0 | 0 | 0 | 0 | 0 | 3.7959 | 0 | 0 | 365.2715 | 0 | 0 | 0 | 0 | 0 | 0 | 0 | 0 | 0 | 0 | 0 | 1.898 | 0 | 0 | 0.032564 | 2 | 3.0865 | 2.5432 | 2 | 1.4472 | 1.7236 | 2 | -0.028502 | 0.98575 | 0 | 0 | 0 | 0 | 0 | 0 | 0 | 0 | 0 | 0 | 0 | 21613.6987 | 0 | 0 | 0 | 1.9269 | 0 | 0 | 2809.7808 | 0 | 0 | 0 | 0 | 0 | 0 | 0 | 0 | 0 | 0 | 0 | 14.5996 | 0 | 0 | 0.25049 | 0 |  |  |  |  | 0 |  |  |  |  | 130.8396 | 16.7668 | 130.8396 | 624.1951 | 0 | 0 | 0 | 65.4198 | 0 | 0 | 0 | 0 | 0 | 0 | 0 | 0 | 0 | 0 | 0 | 0 | 0 | 0 | 0 | 365.2715 | 0 | 0 | 0 | 1.898 | 0.032564 | 0 | 0 | 730.543 | 0 | 0 | 0 | 0 | 0 | 0 | 0 | 0 | 0 | 0 | 0 | 3.7959 | 0 | 0 | 365.2715 | 0 | 0 | 0 | 0 | 0 | 0 | 0 | 0 | 0 | 0 | 0 | 1.898 | 0 | 0 | 0.032564
| 274 | Residential | Single Family | Lighting | Electric | 01-364 | 01-364.01 | LED (Exterior) | [01-364]_Residential_Lighting_LED Bulbs (exterior)_Program 3_starts2021_ends2022_ROB_Electric_per unit | Blended mix | LED bulb | ENGINEER | 32.2 | 0 | 0 | 0 | 0.007 | 0 | 2 | 3 | 0.547 | 0.43 | 0.24 | 0.2 | 0.54 | 1 | 0.53 | Replace on Burnout | 7.1258 | 0.039064 | 51.198 | 0 | 0 | 0 | 0.28067 | 5.0865 | 0 | 0 | 0 | 3.1487 | 0 | 0 | 8.2351 | 1.2231 | 7.0121 | 6.7331 | 4.1151 | 0 | 0 | 0 | 2.5077 | 0 | 0 | 6.6228 | 1.2231 | 5.3997 | 5.4149 | 3.1669 | 0 | 0 | 0 | 1.9229 | 0 | 0 | 5.0898 | 1.2231 | 3.8667 | 4.1615 | per unit | 0.1355 | 57250.4925 | 0.005 | 441115.0449 | 0 | 0 | 0 | 2292.0376 | 52.4543 | 415089.2573 | 0 | 0 | 0 | 49.3595 | 0 | 0 | 0 | 0 | 0 | 233790.9738 | 412279.3545 | 412279.3545 | 0 | 0 | 0 | 0 | 0 | 0 | 0 | 0 | 0 | 1214.7799 | 2142.2071 | 2142.2071 | 27.8008 | 49.0254 | 44.0894 | 441115.0449 | 0 | 0 | 0 | 2292.0376 | 52.4543 | 415089.2573 | 0 | 0 | 0 | 49.3595 | 0 | 0 | 0 | 0 | 0 | 233790.9738 | 49.0254 | 412279.3545 | 0 | 0 | 0 | 0 | 0 | 0 | 0 | 0 | 0 | 1214.7799 | 2142.2071 | 2142.2071 | 27.8008 | 49.0254 | 44.0894 | 8883.0057 | 31699.6121 | 8883.0057 | 104630.6884 | 5642.6993 | 8349.6699 | 19441.2508 | 8349.6699 | 97659.8685 | 5303.9115 | 0 |  |  |  |  | 7262.8525 | 6826.7907 | 0 | 0.12623 | 0.13414 | 0.14256 | 123947.8403 | 0 | 0 | 0 | 644.034 | 14.739 | 94523.7446 | 0 | 0 | 0 | 491.1462 | 11.2401 | 0 | 0 | 0 | 0 | 0 | 0 | 371843.521 | 283571.2338 | 0 | 0 | 0 | 0 | 0 | 0 | 0 | 0 | 0 | 0 | 1932.1021 | 1473.4386 | 0 | 123947.8403 | 25.9791 | 218471.585 | 0 | 0 | 0 | 0 | 0 | 0 | 0 | 0 | 0 | 644.034 | 1135.1802 | 1135.1802 | 14.739 | 25.9791 | 23.3651 | 0.43 | 0.33 | 1 | 1 | 1 | 1 | 1 | 1.5 | 6.7351 | 5.4901 | 1.5 | 5.1228 | 4.4152 | 1.5 | 3.5898 | 3.3932 | 441115.0449 | 0 | 0 | 0 | 2292.0376 | 52.4543 | 415089.2573 | 0 | 0 | 0 | 49.3595 | 0 | 0 | 0 | 0 | 0 | 233790.9738 | 49.0254 | 412279.3545 | 0 | 0 | 0 | 0 | 0 | 0 | 0 | 0 | 0 | 1214.7799 | 2142.2071 | 2142.2071 | 27.8008 | 49.0254 | 44.0894 | 12658.6032 | 36833.3529 | 12658.6032 | 121575.5908 | 4219.5344 | 11906.851 | 22605.4561 | 11906.851 | 113554.724 | 3968.9503 | 0 |  |  |  |  | 8439.0688 | 7937.9007 | 0 | 0.14667 | 0.15587 | 0.16564 | 144021.1486 | 0 | 0 | 0 | 748.3351 | 17.126 | 109908.1731 | 0 | 0 | 0 | 571.0838 | 13.0695 | 0 | 0 | 0 | 0 | 0 | 0 | 432063.4458 | 329724.5192 | 0 | 0 | 0 | 0 | 0 | 0 | 0 | 0 | 0 | 0 | 2245.0054 | 1713.2514 | 0 | 144021.1486 | 30.1955 | 253929.3217 | 0 | 0 | 0 | 0 | 0 | 0 | 0 | 0 | 0 | 748.3351 | 1319.4189 | 1319.4189 | 17.126 | 30.1955 | 27.1561 | 2 | 6.2351 | 4.1176 | 2 | 4.6228 | 3.3114 | 2 | 3.0898 | 2.5449 | 441115.0449 | 0 | 0 | 0 | 2292.0376 | 52.4543 | 415089.2573 | 0 | 0 | 0 | 49.3595 | 0 | 0 | 0 | 0 | 0 | 233790.9738 | 49.0254 | 412279.3545 | 0 | 0 | 0 | 0 | 0 | 0 | 0 | 0 | 0 | 1214.7799 | 2142.2071 | 2142.2071 | 27.8008 | 49.0254 | 44.0894 | 17808.9925 | 38864.7681 | 17808.9925 | 128280.6687 | 0 | 16758.2619 | 23861.9862 | 16758.2619 | 119866.6928 | 0 | 0 |  |  |  |  | 8904.4962 | 8379.131 | 0 | 0.15476 | 0.16447 | 0.17478 | 151964.133 | 0 | 0 | 0 | 789.6069 | 18.0705 | 116017.4474 | 0 | 0 | 0 | 602.8277 | 13.796 | 0 | 0 | 0 | 0 | 0 | 0 | 455892.3989 | 348052.3422 | 0 | 0 | 0 | 0 | 0 | 0 | 0 | 0 | 0 | 0 | 2368.8208 | 1808.483 | 0 | 151964.133 | 31.8665 | 267981.5804 | 0 | 0 | 0 | 0 | 0 | 0 | 0 | 0 | 0 | 789.6069 | 1392.4346 | 1392.4346 | 18.0705 | 31.8665 | 28.6581
| 275 | Residential | Multi-Family | Lighting | Electric | 01-364 | 01-364.02 | LED (Exterior) | [01-364]_Residential_Lighting_LED Bulbs (exterior)_Program 3_starts2021_ends2022_ROB_Electric_per unit | Blended mix | LED bulb | ENGINEER | 32.2 | 0 | 0 | 0 | 0.007 | 0 | 2 | 3 | 0.547 | 0.43 | 0.24 | 0.2 | 0.54 | 1 | 0.53 | Replace on Burnout | 7.1258 | 0.039064 | 51.198 | 0 | 0 | 0 | 0.28067 | 5.0865 | 0 | 0 | 0 | 3.1487 | 0 | 0 | 8.2351 | 1.2231 | 7.0121 | 6.7331 | 4.1151 | 0 | 0 | 0 | 2.5077 | 0 | 0 | 6.6228 | 1.2231 | 5.3997 | 5.4149 | 3.1669 | 0 | 0 | 0 | 1.9229 | 0 | 0 | 5.0898 | 1.2231 | 3.8667 | 4.1615 | per unit | 0.091 | 5825.5561 | 0.005 | 44885.9098 | 0 | 0 | 0 | 233.2276 | 5.3375 | 42237.6411 | 0 | 0 | 0 | 5.0226 | 0 | 0 | 0 | 0 | 0 | 23789.5322 | 41951.7178 | 41951.7178 | 0 | 0 | 0 | 0 | 0 | 0 | 0 | 0 | 0 | 123.6106 | 217.9815 | 217.9815 | 2.8289 | 4.9886 | 4.4863 | 44885.9098 | 0 | 0 | 0 | 233.2276 | 5.3375 | 42237.6411 | 0 | 0 | 0 | 5.0226 | 0 | 0 | 0 | 0 | 0 | 23789.5322 | 4.9886 | 41951.7178 | 0 | 0 | 0 | 0 | 0 | 0 | 0 | 0 | 0 | 123.6106 | 217.9815 | 217.9815 | 2.8289 | 4.9886 | 4.4863 | 794.027 | 2833.5397 | 794.027 | 9352.6448 | 504.3851 | 745.9992 | 1736.9737 | 745.9992 | 8725.3968 | 473.8767 | 0 |  |  |  |  | 649.2061 | 609.9379 | 0 | 0.11089 | 0.11784 | 0.12523 | 11079.351 | 0 | 0 | 0 | 57.5684 | 1.3175 | 8445.2006 | 0 | 0 | 0 | 43.8813 | 1.0042 | 0 | 0 | 0 | 0 | 0 | 0 | 33238.053 | 25335.6018 | 0 | 0 | 0 | 0 | 0 | 0 | 0 | 0 | 0 | 0 | 172.7052 | 131.644 | 0 | 11079.351 | 2.3217 | 19524.5516 | 0 | 0 | 0 | 0 | 0 | 0 | 0 | 0 | 0 | 57.5684 | 101.4497 | 101.4497 | 1.3175 | 2.3217 | 2.0882 | 0.43 | 0.33 | 1 | 1 | 1 | 1 | 1 | 1.5 | 6.7351 | 5.4901 | 1.5 | 5.1228 | 4.4152 | 1.5 | 3.5898 | 3.3932 | 44885.9098 | 0 | 0 | 0 | 233.2276 | 5.3375 | 42237.6411 | 0 | 0 | 0 | 5.0226 | 0 | 0 | 0 | 0 | 0 | 23789.5322 | 4.9886 | 41951.7178 | 0 | 0 | 0 | 0 | 0 | 0 | 0 | 0 | 0 | 123.6106 | 217.9815 | 217.9815 | 2.8289 | 4.9886 | 4.4863 | 1168.1236 | 3398.9459 | 1168.1236 | 11218.877 | 389.3745 | 1098.5224 | 2085.5724 | 1098.5224 | 10476.5238 | 366.1741 | 0 |  |  |  |  | 778.749 | 732.3483 | 0 | 0.13301 | 0.14135 | 0.15022 | 13290.1312 | 0 | 0 | 0 | 69.0556 | 1.5804 | 10140.0941 | 0 | 0 | 0 | 52.688 | 1.2058 | 0 | 0 | 0 | 0 | 0 | 0 | 39870.3937 | 30420.2824 | 0 | 0 | 0 | 0 | 0 | 0 | 0 | 0 | 0 | 0 | 207.1669 | 158.064 | 0 | 13290.1312 | 2.7862 | 23430.2254 | 0 | 0 | 0 | 0 | 0 | 0 | 0 | 0 | 0 | 69.0556 | 121.7437 | 121.7437 | 1.5804 | 2.7862 | 2.5057 | 2 | 6.2351 | 4.1176 | 2 | 4.6228 | 3.3114 | 2 | 3.0898 | 2.5449 | 44885.9098 | 0 | 0 | 0 | 233.2276 | 5.3375 | 42237.6411 | 0 | 0 | 0 | 5.0226 | 0 | 0 | 0 | 0 | 0 | 23789.5322 | 4.9886 | 41951.7178 | 0 | 0 | 0 | 0 | 0 | 0 | 0 | 0 | 0 | 123.6106 | 217.9815 | 217.9815 | 2.8289 | 4.9886 | 4.4863 | 1672.7668 | 3650.4982 | 1672.7668 | 12049.1738 | 0 | 1574.0736 | 2241.3137 | 1574.0736 | 11258.8641 | 0 | 0 |  |  |  |  | 836.3834 | 787.0368 | 0 | 0.14286 | 0.15181 | 0.16133 | 14273.7193 | 0 | 0 | 0 | 74.1664 | 1.6973 | 10897.3114 | 0 | 0 | 0 | 56.6225 | 1.2958 | 0 | 0 | 0 | 0 | 0 | 0 | 42821.1579 | 32691.9342 | 0 | 0 | 0 | 0 | 0 | 0 | 0 | 0 | 0 | 0 | 222.4991 | 169.8676 | 0 | 14273.7193 | 2.9932 | 25171.0307 | 0 | 0 | 0 | 0 | 0 | 0 | 0 | 0 | 0 | 74.1664 | 130.7889 | 130.7889 | 1.6973 | 2.9932 | 2.6918
| 276 | Residential | Low Income | Lighting | Electric | 01-364 | 01-364.03 | LED (Exterior) | [01-364]_Residential_Lighting_LED Bulbs (exterior)_Program 3_starts2021_ends2022_ROB_Electric_per unit | Blended mix | LED bulb | ENGINEER | 32.2 | 0 | 0 | 0 | 0.007 | 0 | 2 | 3 | 0.547 | 0.43 | 0.24 | 0.2 | 0.54 | 1 | 0.53 | Replace on Burnout | 7.1258 | 0.039064 | 51.198 | 0 | 0 | 0 | 0.28067 | 5.0865 | 0 | 0 | 0 | 3.1487 | 0 | 0 | 9.8822 | 2 | 7.8822 | 4.9411 | 4.1151 | 0 | 0 | 0 | 2.5077 | 0 | 0 | 7.9473 | 2 | 5.9473 | 3.9737 | 3.1669 | 0 | 0 | 0 | 1.9229 | 0 | 0 | 6.1078 | 2 | 4.1078 | 3.0539 | per unit | 0.091 | 13981.3346 | 0.005 | 107726.1834 | 0 | 0 | 0 | 559.7462 | 12.81 | 101370.3386 | 0 | 0 | 0 | 12.0543 | 0 | 0 | 0 | 0 | 0 | 57094.8772 | 100684.1228 | 100684.1228 | 0 | 0 | 0 | 0 | 0 | 0 | 0 | 0 | 0 | 296.6655 | 523.1556 | 523.1556 | 6.7893 | 11.9727 | 10.7672 | 107726.1834 | 0 | 0 | 0 | 559.7462 | 12.81 | 101370.3386 | 0 | 0 | 0 | 12.0543 | 0 | 0 | 0 | 0 | 0 | 57094.8772 | 11.9727 | 100684.1228 | 0 | 0 | 0 | 0 | 0 | 0 | 0 | 0 | 0 | 296.6655 | 523.1556 | 523.1556 | 6.7893 | 11.9727 | 10.7672 | 802.9281 | 2102.6869 | 802.9281 | 4247.4784 | 0 | 755.5553 | 1290.9967 | 755.5553 | 3968.8847 | 0 | 0 |  |  |  |  | 401.464 | 377.7777 | 0 | 0.028571 | 0.030363 | 0.032267 | 6851.3853 | 0 | 0 | 0 | 35.5999 | 0.81472 | 5230.7095 | 0 | 0 | 0 | 27.1788 | 0.622 | 0 | 0 | 0 | 0 | 0 | 0 | 20554.1558 | 15692.1284 | 0 | 0 | 0 | 0 | 0 | 0 | 0 | 0 | 0 | 0 | 106.7996 | 81.5364 | 0 | 6851.3853 | 1.4367 | 12082.0947 | 0 | 0 | 0 | 0 | 0 | 0 | 0 | 0 | 0 | 35.5999 | 62.7787 | 62.7787 | 0.81472 | 1.4367 | 1.2921 | 0.43 | 0.33 | 1 | 1 | 1 | 1 | 1 | 2 | 7.8822 | 4.9411 | 2 | 5.9473 | 3.9737 | 2 | 4.1078 | 3.0539 | 107726.1834 | 0 | 0 | 0 | 559.7462 | 12.81 | 101370.3386 | 0 | 0 | 0 | 12.0543 | 0 | 0 | 0 | 0 | 0 | 57094.8772 | 11.9727 | 100684.1228 | 0 | 0 | 0 | 0 | 0 | 0 | 0 | 0 | 0 | 296.6655 | 523.1556 | 523.1556 | 6.7893 | 11.9727 | 10.7672 | 802.9281 | 2102.6869 | 802.9281 | 4247.4784 | 0 | 755.5553 | 1290.9967 | 755.5553 | 3968.8847 | 0 | 0 |  |  |  |  | 401.464 | 377.7777 | 0 | 0.028571 | 0.030363 | 0.032267 | 6851.3853 | 0 | 0 | 0 | 35.5999 | 0.81472 | 5230.7095 | 0 | 0 | 0 | 27.1788 | 0.622 | 0 | 0 | 0 | 0 | 0 | 0 | 20554.1558 | 15692.1284 | 0 | 0 | 0 | 0 | 0 | 0 | 0 | 0 | 0 | 0 | 106.7996 | 81.5364 | 0 | 6851.3853 | 1.4367 | 12082.0947 | 0 | 0 | 0 | 0 | 0 | 0 | 0 | 0 | 0 | 35.5999 | 62.7787 | 62.7787 | 0.81472 | 1.4367 | 1.2921 | 2 | 7.8822 | 4.9411 | 2 | 5.9473 | 3.9737 | 2 | 4.1078 | 3.0539 | 107726.1834 | 0 | 0 | 0 | 559.7462 | 12.81 | 101370.3386 | 0 | 0 | 0 | 12.0543 | 0 | 0 | 0 | 0 | 0 | 57094.8772 | 11.9727 | 100684.1228 | 0 | 0 | 0 | 0 | 0 | 0 | 0 | 0 | 0 | 296.6655 | 523.1556 | 523.1556 | 6.7893 | 11.9727 | 10.7672 | 802.9281 | 2102.6869 | 802.9281 | 4247.4784 | 0 | 755.5553 | 1290.9967 | 755.5553 | 3968.8847 | 0 | 0 |  |  |  |  | 401.464 | 377.7777 | 0 | 0.028571 | 0.030363 | 0.032267 | 6851.3853 | 0 | 0 | 0 | 35.5999 | 0.81472 | 5230.7095 | 0 | 0 | 0 | 27.1788 | 0.622 | 0 | 0 | 0 | 0 | 0 | 0 | 20554.1558 | 15692.1284 | 0 | 0 | 0 | 0 | 0 | 0 | 0 | 0 | 0 | 0 | 106.7996 | 81.5364 | 0 | 6851.3853 | 1.4367 | 12082.0947 | 0 | 0 | 0 | 0 | 0 | 0 | 0 | 0 | 0 | 35.5999 | 62.7787 | 62.7787 | 0.81472 | 1.4367 | 1.2921
| 277 | Residential | Single Family | Lighting | Electric | 01-367 | 01-367.01 | LED (Exterior) | [01-367]_Residential_Lighting_LED Bulbs (exterior)_Program 3_starts2023_ends2023_ROB_Electric_per unit | Blended mix | LED bulb | ENGINEER | 32.2 | 0 | 0 | 0 | 0.007 | 0 | 2 | 3 | 0.547 | 0.43 | 0.24 | 0.2 | 0.54 | 1 | 0.53 | Replace on Burnout | 7.1258 | 0.039064 | 51.198 | 0 | 0 | 0 | 0.28067 | 5.0865 | 0 | 0 | 0 | 3.1487 | 0 | 0 | 8.2351 | 1.2231 | 7.0121 | 6.7331 | 4.1151 | 0 | 0 | 0 | 2.5077 | 0 | 0 | 6.6228 | 1.2231 | 5.3997 | 5.4149 | 3.1669 | 0 | 0 | 0 | 1.9229 | 0 | 0 | 5.0898 | 1.2231 | 3.8667 | 4.1615 | per unit | 0.1355 | 57250.4925 | 0.005 | 0 | 0 | 0 | 0 | 0 | 0 | 0 | 0 | 0 | 0 | 0 | 390598.9911 | 0 | 0 | 0 | 46.4473 | 0 | 0 | 128897.6671 | 0 | 0 | 0 | 0 | 0 | 0 | 0 | 0 | 0 | 0 | 0 | 669.7534 | 0 | 0 | 15.3276 | 0 | 0 | 0 | 0 | 0 | 0 | 0 | 0 | 0 | 0 | 0 | 390598.9911 | 0 | 0 | 0 | 46.4473 | 0 | 0 | 128897.6671 | 0 | 0 | 0 | 0 | 0 | 0 | 0 | 0 | 0 | 0 | 0 | 669.7534 | 0 | 0 | 15.3276 | 0 |  |  |  |  | 0 |  |  |  |  | 7862.1377 | 10796.993 | 7862.1377 | 92336.1501 | 4994.2193 | 0 | 0 | 6428.1785 | 0 | 0 | 0 | 0 | 0 | 0 | 0 | 0 | 0 | 0 | 0 | 0 | 0 | 0 | 0 | 68305.8249 | 0 | 0 | 0 | 354.9177 | 8.1225 | 0 | 0 | 204917.4747 | 0 | 0 | 0 | 0 | 0 | 0 | 0 | 0 | 0 | 0 | 0 | 1064.753 | 0 | 0 | 68305.8249 | 0 | 0 | 0 | 0 | 0 | 0 | 0 | 0 | 0 | 0 | 0 | 354.9177 | 0 | 0 | 8.1225 | 0.43 | 0.33 | 1 | 1 | 1 | 1 | 1 | 1.5 | 6.7351 | 5.4901 | 1.5 | 5.1228 | 4.4152 | 1.5 | 3.5898 | 3.3932 | 0 | 0 | 0 | 0 | 0 | 0 | 0 | 0 | 0 | 0 | 0 | 390598.9911 | 0 | 0 | 0 | 46.4473 | 0 | 0 | 128897.6671 | 0 | 0 | 0 | 0 | 0 | 0 | 0 | 0 | 0 | 0 | 0 | 669.7534 | 0 | 0 | 15.3276 | 0 |  |  |  |  | 0 |  |  |  |  | 11207.0455 | 12549.1632 | 11207.0455 | 107320.7527 | 3735.6818 | 0 | 0 | 7471.3637 | 0 | 0 | 0 | 0 | 0 | 0 | 0 | 0 | 0 | 0 | 0 | 0 | 0 | 0 | 0 | 79390.7103 | 0 | 0 | 0 | 412.5148 | 9.4406 | 0 | 0 | 238172.1309 | 0 | 0 | 0 | 0 | 0 | 0 | 0 | 0 | 0 | 0 | 0 | 1237.5444 | 0 | 0 | 79390.7103 | 0 | 0 | 0 | 0 | 0 | 0 | 0 | 0 | 0 | 0 | 0 | 412.5148 | 0 | 0 | 9.4406 | 2 | 6.2351 | 4.1176 | 2 | 4.6228 | 3.3114 | 2 | 3.0898 | 2.5449 | 0 | 0 | 0 | 0 | 0 | 0 | 0 | 0 | 0 | 0 | 0 | 390598.9911 | 0 | 0 | 0 | 46.4473 | 0 | 0 | 128897.6671 | 0 | 0 | 0 | 0 | 0 | 0 | 0 | 0 | 0 | 0 | 0 | 669.7534 | 0 | 0 | 15.3276 | 0 |  |  |  |  | 0 |  |  |  |  | 15769.5245 | 13243.5219 | 15769.5245 | 113258.9253 | 0 | 0 | 0 | 7884.7622 | 0 | 0 | 0 | 0 | 0 | 0 | 0 | 0 | 0 | 0 | 0 | 0 | 0 | 0 | 0 | 83783.4836 | 0 | 0 | 0 | 435.3397 | 9.9629 | 0 | 0 | 251350.4508 | 0 | 0 | 0 | 0 | 0 | 0 | 0 | 0 | 0 | 0 | 0 | 1306.0191 | 0 | 0 | 83783.4836 | 0 | 0 | 0 | 0 | 0 | 0 | 0 | 0 | 0 | 0 | 0 | 435.3397 | 0 | 0 | 9.9629
| 278 | Residential | Multi-Family | Lighting | Electric | 01-367 | 01-367.02 | LED (Exterior) | [01-367]_Residential_Lighting_LED Bulbs (exterior)_Program 3_starts2023_ends2023_ROB_Electric_per unit | Blended mix | LED bulb | ENGINEER | 32.2 | 0 | 0 | 0 | 0.007 | 0 | 2 | 3 | 0.547 | 0.43 | 0.24 | 0.2 | 0.54 | 1 | 0.53 | Replace on Burnout | 7.1258 | 0.039064 | 51.198 | 0 | 0 | 0 | 0.28067 | 5.0865 | 0 | 0 | 0 | 3.1487 | 0 | 0 | 8.2351 | 1.2231 | 7.0121 | 6.7331 | 4.1151 | 0 | 0 | 0 | 2.5077 | 0 | 0 | 6.6228 | 1.2231 | 5.3997 | 5.4149 | 3.1669 | 0 | 0 | 0 | 1.9229 | 0 | 0 | 5.0898 | 1.2231 | 3.8667 | 4.1615 | per unit | 0.091 | 5825.5561 | 0.005 | 0 | 0 | 0 | 0 | 0 | 0 | 0 | 0 | 0 | 0 | 0 | 39745.6203 | 0 | 0 | 0 | 4.7263 | 0 | 0 | 13116.0547 | 0 | 0 | 0 | 0 | 0 | 0 | 0 | 0 | 0 | 0 | 0 | 68.1511 | 0 | 0 | 1.5597 | 0 | 0 | 0 | 0 | 0 | 0 | 0 | 0 | 0 | 0 | 0 | 39745.6203 | 0 | 0 | 0 | 4.7263 | 0 | 0 | 13116.0547 | 0 | 0 | 0 | 0 | 0 | 0 | 0 | 0 | 0 | 0 | 0 | 68.1511 | 0 | 0 | 1.5597 | 0 |  |  |  |  | 0 |  |  |  |  | 702.6366 | 964.9236 | 702.6366 | 8252.0501 | 446.3317 | 0 | 0 | 574.4841 | 0 | 0 | 0 | 0 | 0 | 0 | 0 | 0 | 0 | 0 | 0 | 0 | 0 | 0 | 0 | 6104.4682 | 0 | 0 | 0 | 31.7189 | 0.7259 | 0 | 0 | 18313.4045 | 0 | 0 | 0 | 0 | 0 | 0 | 0 | 0 | 0 | 0 | 0 | 95.1566 | 0 | 0 | 6104.4682 | 0 | 0 | 0 | 0 | 0 | 0 | 0 | 0 | 0 | 0 | 0 | 31.7189 | 0 | 0 | 0.7259 | 0.43 | 0.33 | 1 | 1 | 1 | 1 | 1 | 1.5 | 6.7351 | 5.4901 | 1.5 | 5.1228 | 4.4152 | 1.5 | 3.5898 | 3.3932 | 0 | 0 | 0 | 0 | 0 | 0 | 0 | 0 | 0 | 0 | 0 | 39745.6203 | 0 | 0 | 0 | 4.7263 | 0 | 0 | 13116.0547 | 0 | 0 | 0 | 0 | 0 | 0 | 0 | 0 | 0 | 0 | 0 | 68.1511 | 0 | 0 | 1.5597 | 0 |  |  |  |  | 0 |  |  |  |  | 1034.0856 | 1157.9242 | 1034.0856 | 9902.5963 | 344.6952 | 0 | 0 | 689.3904 | 0 | 0 | 0 | 0 | 0 | 0 | 0 | 0 | 0 | 0 | 0 | 0 | 0 | 0 | 0 | 7325.4625 | 0 | 0 | 0 | 38.0632 | 0.87109 | 0 | 0 | 21976.3875 | 0 | 0 | 0 | 0 | 0 | 0 | 0 | 0 | 0 | 0 | 0 | 114.1895 | 0 | 0 | 7325.4625 | 0 | 0 | 0 | 0 | 0 | 0 | 0 | 0 | 0 | 0 | 0 | 38.0632 | 0 | 0 | 0.87109 | 2 | 6.2351 | 4.1176 | 2 | 4.6228 | 3.3114 | 2 | 3.0898 | 2.5449 | 0 | 0 | 0 | 0 | 0 | 0 | 0 | 0 | 0 | 0 | 0 | 39745.6203 | 0 | 0 | 0 | 4.7263 | 0 | 0 | 13116.0547 | 0 | 0 | 0 | 0 | 0 | 0 | 0 | 0 | 0 | 0 | 0 | 68.1511 | 0 | 0 | 1.5597 | 0 |  |  |  |  | 0 |  |  |  |  | 1481.2032 | 1243.9403 | 1481.2032 | 10638.2083 | 0 | 0 | 0 | 740.6016 | 0 | 0 | 0 | 0 | 0 | 0 | 0 | 0 | 0 | 0 | 0 | 0 | 0 | 0 | 0 | 7869.6328 | 0 | 0 | 0 | 40.8907 | 0.9358 | 0 | 0 | 23608.8984 | 0 | 0 | 0 | 0 | 0 | 0 | 0 | 0 | 0 | 0 | 0 | 122.672 | 0 | 0 | 7869.6328 | 0 | 0 | 0 | 0 | 0 | 0 | 0 | 0 | 0 | 0 | 0 | 40.8907 | 0 | 0 | 0.9358
| 279 | Residential | Low Income | Lighting | Electric | 01-367 | 01-367.03 | LED (Exterior) | [01-367]_Residential_Lighting_LED Bulbs (exterior)_Program 3_starts2023_ends2023_ROB_Electric_per unit | Blended mix | LED bulb | ENGINEER | 32.2 | 0 | 0 | 0 | 0.007 | 0 | 2 | 3 | 0.547 | 0.43 | 0.24 | 0.2 | 0.54 | 1 | 0.53 | Replace on Burnout | 7.1258 | 0.039064 | 51.198 | 0 | 0 | 0 | 0.28067 | 5.0865 | 0 | 0 | 0 | 3.1487 | 0 | 0 | 9.8822 | 2 | 7.8822 | 4.9411 | 4.1151 | 0 | 0 | 0 | 2.5077 | 0 | 0 | 7.9473 | 2 | 5.9473 | 3.9737 | 3.1669 | 0 | 0 | 0 | 1.9229 | 0 | 0 | 6.1078 | 2 | 4.1078 | 3.0539 | per unit | 0.091 | 13981.3346 | 0.005 | 0 | 0 | 0 | 0 | 0 | 0 | 0 | 0 | 0 | 0 | 0 | 95389.4886 | 0 | 0 | 0 | 11.3431 | 0 | 0 | 31478.5312 | 0 | 0 | 0 | 0 | 0 | 0 | 0 | 0 | 0 | 0 | 0 | 163.5627 | 0 | 0 | 3.7432 | 0 | 0 | 0 | 0 | 0 | 0 | 0 | 0 | 0 | 0 | 0 | 95389.4886 | 0 | 0 | 0 | 11.3431 | 0 | 0 | 31478.5312 | 0 | 0 | 0 | 0 | 0 | 0 | 0 | 0 | 0 | 0 | 0 | 163.5627 | 0 | 0 | 3.7432 | 0 |  |  |  |  | 0 |  |  |  |  | 710.9776 | 716.5096 | 710.9776 | 3750.0961 | 0 | 0 | 0 | 355.4888 | 0 | 0 | 0 | 0 | 0 | 0 | 0 | 0 | 0 | 0 | 0 | 0 | 0 | 0 | 0 | 3777.4237 | 0 | 0 | 0 | 19.6275 | 0.44918 | 0 | 0 | 11332.2712 | 0 | 0 | 0 | 0 | 0 | 0 | 0 | 0 | 0 | 0 | 0 | 58.8826 | 0 | 0 | 3777.4237 | 0 | 0 | 0 | 0 | 0 | 0 | 0 | 0 | 0 | 0 | 0 | 19.6275 | 0 | 0 | 0.44918 | 0.43 | 0.33 | 1 | 1 | 1 | 1 | 1 | 2 | 7.8822 | 4.9411 | 2 | 5.9473 | 3.9737 | 2 | 4.1078 | 3.0539 | 0 | 0 | 0 | 0 | 0 | 0 | 0 | 0 | 0 | 0 | 0 | 95389.4886 | 0 | 0 | 0 | 11.3431 | 0 | 0 | 31478.5312 | 0 | 0 | 0 | 0 | 0 | 0 | 0 | 0 | 0 | 0 | 0 | 163.5627 | 0 | 0 | 3.7432 | 0 |  |  |  |  | 0 |  |  |  |  | 710.9776 | 716.5096 | 710.9776 | 3750.0961 | 0 | 0 | 0 | 355.4888 | 0 | 0 | 0 | 0 | 0 | 0 | 0 | 0 | 0 | 0 | 0 | 0 | 0 | 0 | 0 | 3777.4237 | 0 | 0 | 0 | 19.6275 | 0.44918 | 0 | 0 | 11332.2712 | 0 | 0 | 0 | 0 | 0 | 0 | 0 | 0 | 0 | 0 | 0 | 58.8826 | 0 | 0 | 3777.4237 | 0 | 0 | 0 | 0 | 0 | 0 | 0 | 0 | 0 | 0 | 0 | 19.6275 | 0 | 0 | 0.44918 | 2 | 7.8822 | 4.9411 | 2 | 5.9473 | 3.9737 | 2 | 4.1078 | 3.0539 | 0 | 0 | 0 | 0 | 0 | 0 | 0 | 0 | 0 | 0 | 0 | 95389.4886 | 0 | 0 | 0 | 11.3431 | 0 | 0 | 31478.5312 | 0 | 0 | 0 | 0 | 0 | 0 | 0 | 0 | 0 | 0 | 0 | 163.5627 | 0 | 0 | 3.7432 | 0 |  |  |  |  | 0 |  |  |  |  | 710.9776 | 716.5096 | 710.9776 | 3750.0961 | 0 | 0 | 0 | 355.4888 | 0 | 0 | 0 | 0 | 0 | 0 | 0 | 0 | 0 | 0 | 0 | 0 | 0 | 0 | 0 | 3777.4237 | 0 | 0 | 0 | 19.6275 | 0.44918 | 0 | 0 | 11332.2712 | 0 | 0 | 0 | 0 | 0 | 0 | 0 | 0 | 0 | 0 | 0 | 58.8826 | 0 | 0 | 3777.4237 | 0 | 0 | 0 | 0 | 0 | 0 | 0 | 0 | 0 | 0 | 0 | 19.6275 | 0 | 0 | 0.44918
| 280 | Residential | Single Family | Lighting | Electric | 01-037 | 01-037.01 | LED (Interior) | [01-037]_Residential_Lighting_LED Linear Tube_ROB_Electric_per unit | Flourescent T8 | Energy Star LED 4ft-linear replacement lamp | ENGINEER | 6.0956 | -0.0027555 | -0.0084068 | -0.0035391 | 0.002 | 0 | 6.62 | 15 | 0.547 | 0.43 | 0.24 | 0.21 | 0.12 | 1 | 0.33 | Replace on Burnout | 163.3142 | 0.2194 | 30.1733 | -0.014391 | -0.043905 | -0.018483 | 0.040535 | 1.8435 | -0.10798 | -0.8587 | -0.51376 | 1.6154 | -0.0038864 | 0 | 1.9746 | 4.0484 | -2.0738 | 0.48775 | 1.2823 | -0.0761 | -0.61374 | -0.3655 | 1.1338 | -0.0027087 | 0 | 1.358 | 4.0484 | -2.6903 | 0.33545 | 0.72677 | -0.043549 | -0.35409 | -0.20972 | 0.64704 | -0.001531 | 0 | 0.76491 | 4.0484 | -3.2835 | 0.18894 | per unit | 3.53 | 1491470.3958 | 0.005 | 609125.2762 | -275.3567 | -840.0763 | -353.6535 | 775.6087 | 109.3218 | 612170.9025 | -276.7335 | -844.2767 | -355.4218 | 109.8684 | 615231.7571 | -278.1171 | -848.4981 | -357.1989 | 110.4177 | 201011.3411 | 341810.6487 | 421790.7771 | -90.8677 | -154.5164 | -190.6716 | -277.2252 | -471.4088 | -581.7136 | -116.7057 | -198.4527 | -244.8885 | 255.9509 | 435.2328 | 537.0728 | 36.0762 | 61.3459 | 64.7134 | 609125.2762 | -275.3567 | -840.0763 | -353.6535 | 775.6087 | 109.3218 | 612170.9025 | -276.7335 | -844.2767 | -355.4218 | 109.8684 | 615231.7571 | -278.1171 | -848.4981 | -357.1989 | 110.4177 | 201011.3411 | 61.3459 | 421790.7771 | -90.8677 | -154.5164 | -190.6716 | -277.2252 | -471.4088 | -581.7136 | -116.7057 | -198.4527 | -244.8885 | 255.9509 | 435.2328 | 537.0728 | 36.0762 | 61.3459 | 64.7134 | 145763.9583 | 23461.6332 | 145763.9583 | 251011.4541 | 92592.7789 | 146101.1373 | 11272.317 | 146101.1373 | 250553.2846 | 92806.9631 | 147794.678 | 3630.2288 | 147794.678 | 255993.9572 | 93882.7409 | 36005.5494 | 36088.8369 | 36507.163 | 0.024021 | 0.023901 | 0.023782 | 72427.0111 | -32.7408 | -99.8879 | -42.0506 | 92.2224 | 12.9987 | 50596.2003 | -22.8721 | -69.7798 | -29.3758 | 64.4249 | 9.0807 | 28929.3462 | -13.0776 | -39.898 | -16.7962 | 36.8362 | 5.192 | 1086405.167 | 758943.0039 | 433940.1924 | -491.1123 | -343.0822 | -196.1638 | -1498.3178 | -1046.6977 | -598.4694 | -630.7586 | -440.6365 | -251.9424 | 1383.3366 | 966.3739 | 552.5428 | 72427.0111 | 22.0794 | 151952.5575 | -32.7408 | -55.613 | -68.6905 | -99.8879 | -169.6677 | -209.5657 | -42.0506 | -71.4263 | -88.2225 | 92.2224 | 156.6474 | 193.4836 | 12.9987 | 22.0794 | 23.3233 | 0.23 | 0.13 | 1 | 1 | 1 | 1 | 1 | 4.965 | -2.9904 | 0.3977 | 4.965 | -3.607 | 0.27352 | 4.965 | -4.2001 | 0.15406 | 609125.2762 | -275.3567 | -840.0763 | -353.6535 | 775.6087 | 109.3218 | 612170.9025 | -276.7335 | -844.2767 | -355.4218 | 109.8684 | 615231.7571 | -278.1171 | -848.4981 | -357.1989 | 110.4177 | 201011.3411 | 61.3459 | 421790.7771 | -90.8677 | -154.5164 | -190.6716 | -277.2252 | -471.4088 | -581.7136 | -116.7057 | -198.4527 | -244.8885 | 255.9509 | 435.2328 | 537.0728 | 36.0762 | 61.3459 | 64.7134 | 304401.5893 | 39949.9703 | 304401.5893 | 427416.9687 | 101467.1964 | 305513.6954 | 19219.9272 | 305513.6954 | 427207.2804 | 101837.8985 | 308054.773 | 6169.708 | 308054.773 | 435071.1827 | 102684.9243 | 61309.4843 | 61533.4734 | 62045.2715 | 0.040902 | 0.040699 | 0.040496 | 123327.1751 | -55.7504 | -170.0869 | -71.6028 | 157.0344 | 22.134 | 86269.3345 | -38.9983 | -118.9785 | -50.0873 | 109.8481 | 15.4831 | 49166.492 | -22.2258 | -67.8081 | -28.5457 | 62.6045 | 8.8241 | 1849907.6266 | 1294040.0171 | 737497.3799 | -836.2556 | -584.9742 | -333.3876 | -2551.3036 | -1784.6778 | -1017.1209 | -1074.0423 | -751.3098 | -428.1854 | 2355.5162 | 1647.7213 | 939.0669 | 123327.1751 | 37.617 | 258763.0016 | -55.7504 | -94.7486 | -116.9745 | -170.0869 | -289.0654 | -356.8735 | -71.6028 | -121.6901 | -150.2358 | 157.0344 | 266.8825 | 329.487 | 22.134 | 37.617 | 39.7093 | 6.62 | -4.6454 | 0.29828 | 6.62 | -5.262 | 0.20514 | 6.62 | -5.8551 | 0.11555 | 609125.2762 | -275.3567 | -840.0763 | -353.6535 | 775.6087 | 109.3218 | 612170.9025 | -276.7335 | -844.2767 | -355.4218 | 109.8684 | 615231.7571 | -278.1171 | -848.4981 | -357.1989 | 110.4177 | 201011.3411 | 61.3459 | 421790.7771 | -90.8677 | -154.5164 | -190.6716 | -277.2252 | -471.4088 | -581.7136 | -116.7057 | -198.4527 | -244.8885 | 255.9509 | 435.2328 | 537.0728 | 36.0762 | 61.3459 | 64.7134 | 595374.1014 | 58603.1213 | 595374.1014 | 626983.4059 | 0 | 598350.9719 | 28231.7838 | 598350.9719 | 627516.6103 | 0 | 601342.7268 | 9032.75 | 601342.7268 | 636965.195 | 0 | 89935.6649 | 90385.3432 | 90837.2699 | 0.06 | 0.059701 | 0.059404 | 180910.207 | -81.7809 | -249.5027 | -105.0351 | 230.3558 | 32.4686 | 126719.3768 | -57.2838 | -174.7653 | -73.5723 | 161.3538 | 22.7428 | 71982.1156 | -32.5397 | -99.2743 | -41.7923 | 91.6559 | 12.9189 | 2713653.1053 | 1900790.6524 | 1079731.7336 | -1226.714 | -859.2574 | -488.0955 | -3742.5399 | -2621.4791 | -1489.1141 | -1575.5264 | -1103.5846 | -626.884 | 3455.3367 | 2420.3063 | 1374.8392 | 180910.207 | 55.2113 | 379611.6994 | -81.7809 | -139.0648 | -171.6045 | -249.5027 | -424.2679 | -523.5422 | -105.0351 | -178.6074 | -220.3997 | 230.3558 | 391.7095 | 483.3655 | 32.4686 | 55.2113 | 58.2421
| 281 | Residential | Multi-Family | Lighting | Electric | 01-037 | 01-037.02 | LED (Interior) | [01-037]_Residential_Lighting_LED Linear Tube_ROB_Electric_per unit | Flourescent T8 | Energy Star LED 4ft-linear replacement lamp | ENGINEER | 5.6858 | -0.0051067 | -0.0044773 | -0.0051173 | 0.002 | 0 | 6.62 | 15 | 0.547 | 0.43 | 0.24 | 0.21 | 0.12 | 1 | 0.33 | Replace on Burnout | 202.7682 | 0.23521 | 28.1447 | -0.02667 | -0.023383 | -0.026725 | 0.032648 | 1.7195 | -0.20011 | -0.45733 | -0.74287 | 1.6154 | -0.0033369 | 0 | 1.9313 | 4.0484 | -2.1171 | 0.47706 | 1.1961 | -0.14103 | -0.32687 | -0.52849 | 1.1338 | -0.0023257 | 0 | 1.3312 | 4.0484 | -2.7172 | 0.32881 | 0.67791 | -0.080708 | -0.18858 | -0.30325 | 0.64704 | -0.0013145 | 0 | 0.75109 | 4.0484 | -3.2973 | 0.18553 | per unit | 1.74 | 111389.754 | 0.005 | 42433.6937 | -38.1118 | -33.415 | -38.1913 | 46.6549 | 8.1646 | 42645.8621 | -38.3023 | -33.582 | -38.3822 | 8.2055 | 42859.0914 | -38.4939 | -33.75 | -38.5741 | 8.2465 | 14003.1189 | 23811.6672 | 29383.3491 | -12.5769 | -21.3864 | -26.3906 | -11.0269 | -18.7508 | -23.1383 | -12.6031 | -21.431 | -26.4457 | 15.3961 | 26.1804 | 32.3063 | 2.6943 | 4.5816 | 4.8331 | 42433.6937 | -38.1118 | -33.415 | -38.1913 | 46.6549 | 8.1646 | 42645.8621 | -38.3023 | -33.582 | -38.3822 | 8.2055 | 42859.0914 | -38.4939 | -33.75 | -38.5741 | 8.2465 | 14003.1189 | 4.5816 | 29383.3491 | -12.5769 | -21.3864 | -26.3906 | -11.0269 | -18.7508 | -23.1383 | -12.6031 | -21.431 | -26.4457 | 15.3961 | 26.1804 | 32.3063 | 2.6943 | 4.5816 | 4.8331 | 5923.839 | 932.5838 | 5923.839 | 9361.5936 | 3762.9653 | 5933.4528 | 448.727 | 5933.4528 | 9349.976 | 3769.0722 | 6043.3516 | 145.7573 | 6043.3516 | 9631.7551 | 3838.8825 | 1463.2635 | 1465.6382 | 1492.7846 | 0.013071 | 0.013006 | 0.012941 | 2745.5368 | -2.4659 | -2.162 | -2.471 | 3.0187 | 0.52827 | 1916.6615 | -1.7214 | -1.5093 | -1.725 | 2.1073 | 0.36878 | 1103.3957 | -0.99101 | -0.86888 | -0.99308 | 1.2132 | 0.2123 | 41183.0514 | 28749.9219 | 16550.9356 | -36.9885 | -25.8217 | -14.8652 | -32.4301 | -22.6395 | -13.0333 | -37.0657 | -25.8756 | -14.8962 | 45.2799 | 31.6099 | 18.1974 | 2745.5368 | 0.89705 | 5765.5939 | -2.4659 | -4.1873 | -5.1784 | -2.162 | -3.6713 | -4.5402 | -2.471 | -4.1961 | -5.1892 | 3.0187 | 5.126 | 6.3391 | 0.52827 | 0.89705 | 0.94901 | 0.23 | 0.13 | 1 | 1 | 1 | 1 | 1 | 4.965 | -3.0337 | 0.38898 | 4.965 | -3.6338 | 0.26811 | 4.965 | -4.2139 | 0.15128 | 42433.6937 | -38.1118 | -33.415 | -38.1913 | 46.6549 | 8.1646 | 42645.8621 | -38.3023 | -33.582 | -38.3822 | 8.2055 | 42859.0914 | -38.4939 | -33.75 | -38.5741 | 8.2465 | 14003.1189 | 4.5816 | 29383.3491 | -12.5769 | -21.3864 | -26.3906 | -11.0269 | -18.7508 | -23.1383 | -12.6031 | -21.431 | -26.4457 | 15.3961 | 26.1804 | 32.3063 | 2.6943 | 4.5816 | 4.8331 | 16389.5999 | 2103.8483 | 16389.5999 | 21119.1458 | 5463.2 | 16447.8803 | 1014.2526 | 16447.8803 | 21133.6444 | 5482.6268 | 16624.7564 | 326.9409 | 16624.7564 | 21604.5051 | 5541.5855 | 3301.0272 | 3312.7654 | 3348.39 | 0.029487 | 0.029341 | 0.029195 | 6193.7522 | -5.5629 | -4.8774 | -5.5745 | 6.8099 | 1.1917 | 4332.2081 | -3.891 | -3.4115 | -3.8991 | 4.7632 | 0.83356 | 2474.9714 | -2.2229 | -1.9489 | -2.2275 | 2.7212 | 0.47621 | 92906.2836 | 64983.1212 | 37124.5706 | -83.4437 | -58.3645 | -33.3434 | -73.1603 | -51.1718 | -29.2342 | -83.6177 | -58.4863 | -33.4129 | 102.1484 | 71.4475 | 40.8176 | 6193.7522 | 2.0253 | 13000.9317 | -5.5629 | -9.4539 | -11.6768 | -4.8774 | -8.2888 | -10.2378 | -5.5745 | -9.4736 | -11.7011 | 6.8099 | 11.5731 | 14.2942 | 1.1917 | 2.0253 | 2.1391 | 6.62 | -4.6887 | 0.29174 | 6.62 | -5.2888 | 0.20108 | 6.62 | -5.8689 | 0.11346 | 42433.6937 | -38.1118 | -33.415 | -38.1913 | 46.6549 | 8.1646 | 42645.8621 | -38.3023 | -33.582 | -38.3822 | 8.2055 | 42859.0914 | -38.4939 | -33.75 | -38.5741 | 8.2465 | 14003.1189 | 4.5816 | 29383.3491 | -12.5769 | -21.3864 | -26.3906 | -11.0269 | -18.7508 | -23.1383 | -12.6031 | -21.431 | -26.4457 | 15.3961 | 26.1804 | 32.3063 | 2.6943 | 4.5816 | 4.8331 | 39524.6492 | 3805.1814 | 39524.6492 | 38197.7061 | 0 | 39722.2724 | 1837.0947 | 39722.2724 | 38278.9317 | 0 | 39920.8838 | 588.8103 | 39920.8838 | 38909.0334 | 0 | 5970.4908 | 6000.3433 | 6030.345 | 0.053333 | 0.053068 | 0.052804 | 11202.4951 | -10.0615 | -8.8216 | -10.0825 | 12.3169 | 2.1555 | 7846.8386 | -7.0476 | -6.1791 | -7.0623 | 8.6274 | 1.5098 | 4457.3455 | -4.0034 | -3.51 | -4.0117 | 4.9008 | 0.85764 | 168037.4269 | 117702.5795 | 66860.1826 | -150.9227 | -105.7145 | -60.0504 | -132.3233 | -92.6864 | -52.6499 | -151.2374 | -105.9349 | -60.1756 | 184.7535 | 129.4114 | 73.5113 | 11202.4951 | 3.6653 | 23506.6793 | -10.0615 | -17.1091 | -21.1125 | -8.8216 | -15.0006 | -18.5106 | -10.0825 | -17.1448 | -21.1565 | 12.3169 | 20.9443 | 25.8451 | 2.1555 | 3.6653 | 3.8665
| 282 | Residential | Low Income | Lighting | Electric | 01-037 | 01-037.03 | LED (Interior) | [01-037]_Residential_Lighting_LED Linear Tube_ROB_Electric_per unit | Flourescent T8 | Energy Star LED 4ft-linear replacement lamp | ENGINEER | 5.9691 | -0.0018356 | -0.010686 | -0.0021795 | 0.002 | 0 | 6.62 | 15 | 0.547 | 0.43 | 0.24 | 0.21 | 0.12 | 1 | 0.33 | Replace on Burnout | 173.7549 | 0.22405 | 29.5468 | -0.0095867 | -0.055809 | -0.011382 | 0.0381 | 1.8052 | -0.071931 | -1.0915 | -0.31639 | 1.6154 | -0.0043597 | 0 | 2.3237 | 6.62 | -4.2963 | 0.35101 | 1.2557 | -0.050695 | -0.78015 | -0.22509 | 1.1338 | -0.0030386 | 0 | 1.5966 | 6.62 | -5.0234 | 0.24118 | 0.71168 | -0.029011 | -0.4501 | -0.12916 | 0.64704 | -0.0017175 | 0 | 0.89848 | 6.62 | -5.7215 | 0.13572 | per unit | 2.84 | 436340.5536 | 0.005 | 174504.1092 | -53.6649 | -312.4099 | -63.7172 | 213.2753 | 31.9829 | 175376.6298 | -53.9332 | -313.9719 | -64.0358 | 32.1428 | 176253.5129 | -54.2029 | -315.5418 | -64.356 | 32.3035 | 57586.356 | 97922.9809 | 120835.9376 | -17.7094 | -30.114 | -37.1604 | -103.0953 | -175.3088 | -216.3292 | -21.0267 | -35.7549 | -44.1212 | 70.3808 | 119.6794 | 147.6832 | 10.5544 | 17.9472 | 18.9324 | 174504.1092 | -53.6649 | -312.4099 | -63.7172 | 213.2753 | 31.9829 | 175376.6298 | -53.9332 | -313.9719 | -64.0358 | 32.1428 | 176253.5129 | -54.2029 | -315.5418 | -64.356 | 32.3035 | 57586.356 | 17.9472 | 120835.9376 | -17.7094 | -30.114 | -37.1604 | -103.0953 | -175.3088 | -216.3292 | -21.0267 | -35.7549 | -44.1212 | 70.3808 | 119.6794 | 147.6832 | 10.5544 | 17.9472 | 18.9324 | 27094.8285 | 3138.4953 | 27094.8285 | 12077.675 | 0 | 27230.3026 | 1510.478 | 27230.3026 | 11831.4426 | 0 | 27366.4541 | 482.8511 | 27366.4541 | 11912.2481 | 0 | 4092.8744 | 4113.3388 | 4133.9055 | 0.0093333 | 0.0092869 | 0.0092407 | 8062.0898 | -2.4793 | -14.4333 | -2.9437 | 9.8533 | 1.4776 | 5647.1275 | -1.7366 | -10.1099 | -2.062 | 6.9018 | 1.035 | 3207.8139 | -0.98649 | -5.7429 | -1.1713 | 3.9205 | 0.58792 | 120931.3477 | 84706.9122 | 48117.209 | -37.1898 | -26.0497 | -14.7974 | -216.5001 | -151.6484 | -86.1429 | -44.156 | -30.9293 | -17.5692 | 147.7998 | 103.527 | 58.8079 | 8062.0898 | 2.5126 | 16917.0313 | -2.4793 | -4.216 | -5.2025 | -14.4333 | -24.5432 | -30.2861 | -2.9437 | -5.0057 | -6.177 | 9.8533 | 16.7551 | 20.6756 | 1.4776 | 2.5126 | 2.6505 | 0.23 | 0.13 | 1 | 1 | 1 | 1 | 1 | 6.62 | -4.2963 | 0.35101 | 6.62 | -5.0234 | 0.24118 | 6.62 | -5.7215 | 0.13572 | 174504.1092 | -53.6649 | -312.4099 | -63.7172 | 213.2753 | 31.9829 | 175376.6298 | -53.9332 | -313.9719 | -64.0358 | 32.1428 | 176253.5129 | -54.2029 | -315.5418 | -64.356 | 32.3035 | 57586.356 | 17.9472 | 120835.9376 | -17.7094 | -30.114 | -37.1604 | -103.0953 | -175.3088 | -216.3292 | -21.0267 | -35.7549 | -44.1212 | 70.3808 | 119.6794 | 147.6832 | 10.5544 | 17.9472 | 18.9324 | 27094.8285 | 3138.4953 | 27094.8285 | 12077.675 | 0 | 27230.3026 | 1510.478 | 27230.3026 | 11831.4426 | 0 | 27366.4541 | 482.8511 | 27366.4541 | 11912.2481 | 0 | 4092.8744 | 4113.3388 | 4133.9055 | 0.0093333 | 0.0092869 | 0.0092407 | 8062.0898 | -2.4793 | -14.4333 | -2.9437 | 9.8533 | 1.4776 | 5647.1275 | -1.7366 | -10.1099 | -2.062 | 6.9018 | 1.035 | 3207.8139 | -0.98649 | -5.7429 | -1.1713 | 3.9205 | 0.58792 | 120931.3477 | 84706.9122 | 48117.209 | -37.1898 | -26.0497 | -14.7974 | -216.5001 | -151.6484 | -86.1429 | -44.156 | -30.9293 | -17.5692 | 147.7998 | 103.527 | 58.8079 | 8062.0898 | 2.5126 | 16917.0313 | -2.4793 | -4.216 | -5.2025 | -14.4333 | -24.5432 | -30.2861 | -2.9437 | -5.0057 | -6.177 | 9.8533 | 16.7551 | 20.6756 | 1.4776 | 2.5126 | 2.6505 | 6.62 | -4.2963 | 0.35101 | 6.62 | -5.0234 | 0.24118 | 6.62 | -5.7215 | 0.13572 | 174504.1092 | -53.6649 | -312.4099 | -63.7172 | 213.2753 | 31.9829 | 175376.6298 | -53.9332 | -313.9719 | -64.0358 | 32.1428 | 176253.5129 | -54.2029 | -315.5418 | -64.356 | 32.3035 | 57586.356 | 17.9472 | 120835.9376 | -17.7094 | -30.114 | -37.1604 | -103.0953 | -175.3088 | -216.3292 | -21.0267 | -35.7549 | -44.1212 | 70.3808 | 119.6794 | 147.6832 | 10.5544 | 17.9472 | 18.9324 | 27094.8285 | 3138.4953 | 27094.8285 | 12077.675 | 0 | 27230.3026 | 1510.478 | 27230.3026 | 11831.4426 | 0 | 27366.4541 | 482.8511 | 27366.4541 | 11912.2481 | 0 | 4092.8744 | 4113.3388 | 4133.9055 | 0.0093333 | 0.0092869 | 0.0092407 | 8062.0898 | -2.4793 | -14.4333 | -2.9437 | 9.8533 | 1.4776 | 5647.1275 | -1.7366 | -10.1099 | -2.062 | 6.9018 | 1.035 | 3207.8139 | -0.98649 | -5.7429 | -1.1713 | 3.9205 | 0.58792 | 120931.3477 | 84706.9122 | 48117.209 | -37.1898 | -26.0497 | -14.7974 | -216.5001 | -151.6484 | -86.1429 | -44.156 | -30.9293 | -17.5692 | 147.7998 | 103.527 | 58.8079 | 8062.0898 | 2.5126 | 16917.0313 | -2.4793 | -4.216 | -5.2025 | -14.4333 | -24.5432 | -30.2861 | -2.9437 | -5.0057 | -6.177 | 9.8533 | 16.7551 | 20.6756 | 1.4776 | 2.5126 | 2.6505
| 283 | Residential | Single Family | Lighting | Electric | 01-356 | 01-356.01 | LED (Interior) | [01-356]_Residential_Lighting_LED Specialty - Candelabras, Globes (Interior)_Program 1_starts2021_ends2022_ROB_Electric_per unit | Blended mix | LED bulb | ENGINEER | 32.219 | -0.013722 | -0.041865 | -0.017624 | 0.008 | 0 | 4.325 | 3 | 0.547 | 0.43 | 0.24 | 0.21 | 0.12 | 1 | 0.33 | Replace on Burnout | 90.9662 | 0.13559 | 31.8968 | -0.014333 | -0.043728 | -0.018409 | 0.047545 | 2.4211 | -0.12219 | -0.90368 | -0.56312 | 1.4003 | -0.019354 | 0 | 2.2131 | 2.6449 | -0.43184 | 0.83673 | 1.6896 | -0.085712 | -0.66888 | -0.41649 | 0.96192 | -0.013489 | 0 | 1.467 | 2.6449 | -1.1779 | 0.55464 | 0.95583 | -0.048961 | -0.39445 | -0.24291 | 0.54689 | -0.0076242 | 0 | 0.80877 | 2.6449 | -1.8361 | 0.30579 | per unit | 1.518 | 641355.4252 | 0.005 | 4944559.4276 | -2105.9226 | -6424.8875 | -2704.7353 | 6985.7123 | 671.5724 | 4652830.4214 | -1981.6731 | -6045.8192 | -2545.1559 | 631.9497 | 0 | 0 | 0 | 0 | 0 | 1631704.6111 | 2701855.608 | 2701855.608 | -694.9545 | -1150.7393 | -1150.7393 | -2120.2129 | -3510.7513 | -3510.7513 | -892.5627 | -1477.9485 | -1477.9485 | 2305.2851 | 3817.2028 | 3817.2028 | 221.6189 | 366.9673 | 303.7724 | 4944559.4276 | -2105.9226 | -6424.8875 | -2704.7353 | 6985.7123 | 671.5724 | 4652830.4214 | -1981.6731 | -6045.8192 | -2545.1559 | 631.9497 | 0 | 0 | 0 | 0 | 0 | 1631704.6111 | 366.9673 | 2701855.608 | -694.9545 | -1150.7393 | -1150.7393 | -2120.2129 | -3510.7513 | -3510.7513 | -892.5627 | -1477.9485 | -1477.9485 | 2305.2851 | 3817.2028 | 3817.2028 | 221.6189 | 366.9673 | 303.7724 | 289508.2388 | 79939.0267 | 289508.2388 | 1042867.6464 | 183902.6097 | 271194.1671 | 34595.2653 | 271194.1671 | 938396.528 | 172269.0701 | 0 |  |  |  |  | 109459.1557 | 102534.8525 | 0 | 0.16982 | 0.18047 | 0.19178 | 1163799.2977 | -495.6703 | -1512.2236 | -636.6126 | 1644.2248 | 158.0678 | 759821.1952 | -323.6132 | -987.3004 | -415.6316 | 1073.4813 | 103.1993 | 0 | 0 | 0 | 0 | 0 | 0 | 3491397.8932 | 2279463.5855 | 0 | -1487.0109 | -970.8395 | 0 | -4536.6709 | -2961.9013 | 0 | -1909.8379 | -1246.8949 | 0 | 4932.6743 | 3220.444 | 0 | 1163799.2977 | 261.2671 | 1923620.4929 | -495.6703 | -819.2835 | -819.2835 | -1512.2236 | -2499.5241 | -2499.5241 | -636.6126 | -1052.2443 | -1052.2443 | 1644.2248 | 2717.7061 | 2717.7061 | 158.0678 | 261.2671 | 216.3978 | 0.23 | 0.13 | 1 | 1 | 1 | 1 | 1 | 3.2437 | -1.0307 | 0.68225 | 3.2437 | -1.7768 | 0.45224 | 3.2437 | -2.435 | 0.24933 | 4944559.4276 | -2105.9226 | -6424.8875 | -2704.7353 | 6985.7123 | 671.5724 | 4652830.4214 | -1981.6731 | -6045.8192 | -2545.1559 | 631.9497 | 0 | 0 | 0 | 0 | 0 | 1631704.6111 | 366.9673 | 2701855.608 | -694.9545 | -1150.7393 | -1150.7393 | -2120.2129 | -3510.7513 | -3510.7513 | -892.5627 | -1477.9485 | -1477.9485 | 2305.2851 | 3817.2028 | 3817.2028 | 221.6189 | 366.9673 | 303.7724 | 425836.7026 | 95874.3598 | 425836.7026 | 1250756.6345 | 141945.5675 | 399890.6302 | 41594.7968 | 399890.6302 | 1128258.8122 | 133296.8767 | 0 |  |  |  |  | 131279.1376 | 123280.3484 | 0 | 0.20367 | 0.21644 | 0.23001 | 1395795.2362 | -594.479 | -1813.6757 | -763.5173 | 1971.9904 | 189.5776 | 913552.9955 | -389.0886 | -1187.0573 | -499.7248 | 1290.6748 | 124.0792 | 0 | 0 | 0 | 0 | 0 | 0 | 4187385.7087 | 2740658.9864 | 0 | -1783.437 | -1167.2659 | 0 | -5441.0272 | -3561.1718 | 0 | -2290.5519 | -1499.1745 | 0 | 5915.9713 | 3872.0245 | 0 | 1395795.2362 | 313.6568 | 2309348.2317 | -594.479 | -983.5676 | -983.5676 | -1813.6757 | -3000.733 | -3000.733 | -763.5173 | -1263.2421 | -1263.2421 | 1971.9904 | 3262.6653 | 3262.6653 | 189.5776 | 313.6568 | 259.7093 | 4.325 | -2.1119 | 0.51169 | 4.325 | -2.858 | 0.33918 | 4.325 | -3.5162 | 0.187 | 4944559.4276 | -2105.9226 | -6424.8875 | -2704.7353 | 6985.7123 | 671.5724 | 4652830.4214 | -1981.6731 | -6045.8192 | -2545.1559 | 631.9497 | 0 | 0 | 0 | 0 | 0 | 1631704.6111 | 366.9673 | 2701855.608 | -694.9545 | -1150.7393 | -1150.7393 | -2120.2129 | -3510.7513 | -3510.7513 | -892.5627 | -1477.9485 | -1477.9485 | 2305.2851 | 3817.2028 | 3817.2028 | 221.6189 | 366.9673 | 303.7724 | 597371.0411 | 100870.6491 | 597371.0411 | 1315937.1686 | 0 | 562126.1496 | 43852.3459 | 562126.1496 | 1189494.8282 | 0 | 0 |  |  |  |  | 138120.4719 | 129971.3641 | 0 | 0.21429 | 0.22772 | 0.242 | 1468534.15 | -625.459 | -1908.1916 | -803.3064 | 2074.7565 | 199.457 | 963135.8972 | -410.2063 | -1251.4846 | -526.8473 | 1360.7259 | 130.8136 | 0 | 0 | 0 | 0 | 0 | 0 | 4405602.45 | 2889407.6917 | 0 | -1876.377 | -1230.619 | 0 | -5724.5748 | -3754.4537 | 0 | -2409.9192 | -1580.5418 | 0 | 6224.2696 | 4082.1778 | 0 | 1468534.15 | 330.2706 | 2431670.0472 | -625.459 | -1035.6653 | -1035.6653 | -1908.1916 | -3159.6762 | -3159.6762 | -803.3064 | -1330.1537 | -1330.1537 | 2074.7565 | 3435.4825 | 3435.4825 | 199.457 | 330.2706 | 273.3951
| 284 | Residential | Multi-Family | Lighting | Electric | 01-356 | 01-356.02 | LED (Interior) | [01-356]_Residential_Lighting_LED Specialty - Candelabras, Globes (Interior)_Program 1_starts2021_ends2022_ROB_Electric_per unit | Blended mix | LED bulb | ENGINEER | 32.219 | -0.025431 | -0.022297 | -0.025484 | 0.008 | 0 | 4.325 | 3 | 0.547 | 0.43 | 0.24 | 0.21 | 0.12 | 1 | 0.33 | Replace on Burnout | 90.9662 | 0.13559 | 31.8968 | -0.026563 | -0.023289 | -0.026618 | 0.047545 | 2.4211 | -0.22645 | -0.48129 | -0.81424 | 1.4003 | -0.016617 | 0 | 2.2828 | 2.6449 | -0.3621 | 0.8631 | 1.6896 | -0.15885 | -0.35624 | -0.60223 | 0.96192 | -0.011582 | 0 | 1.5226 | 2.6449 | -1.1223 | 0.57569 | 0.95583 | -0.090737 | -0.21008 | -0.35124 | 0.54689 | -0.0065462 | 0 | 0.84411 | 2.6449 | -1.8008 | 0.31915 | per unit | 0.53871 | 34486.707 | 0.005 | 265876.8685 | -209.8594 | -183.9968 | -210.2971 | 375.6329 | 36.1115 | 250190.1332 | -197.4777 | -173.141 | -197.8895 | 33.9809 | 0 | 0 | 0 | 0 | 0 | 87739.3666 | 145283.0972 | 145283.0972 | -69.2536 | -114.6735 | -114.6735 | -60.7189 | -100.5414 | -100.5414 | -69.398 | -114.9126 | -114.9126 | 123.9589 | 205.2571 | 205.2571 | 11.9168 | 19.7324 | 16.3343 | 265876.8685 | -209.8594 | -183.9968 | -210.2971 | 375.6329 | 36.1115 | 250190.1332 | -197.4777 | -173.141 | -197.8895 | 33.9809 | 0 | 0 | 0 | 0 | 0 | 87739.3666 | 19.7324 | 145283.0972 | -69.2536 | -114.6735 | -114.6735 | -60.7189 | -100.5414 | -100.5414 | -69.398 | -114.9126 | -114.9126 | 123.9589 | 205.2571 | 205.2571 | 11.9168 | 19.7324 | 16.3343 | 13995.2184 | 3986.1408 | 13995.2184 | 51162.0758 | 8890.1 | 13094.8684 | 1733.8687 | 13094.8684 | 46172.447 | 8318.1759 | 0 |  |  |  |  | 5291.4031 | 4950.9929 | 0 | 0.15267 | 0.16224 | 0.17241 | 56259.6264 | -44.4063 | -38.9338 | -44.4989 | 79.484 | 7.6412 | 36688.6893 | -28.9588 | -25.39 | -29.0192 | 51.8341 | 4.9831 | 0 | 0 | 0 | 0 | 0 | 0 | 168778.8791 | 110066.0678 | 0 | -133.2189 | -86.8763 | 0 | -116.8013 | -76.1699 | 0 | -133.4968 | -87.0575 | 0 | 238.4521 | 155.5022 | 0 | 56259.6264 | 12.6243 | 92948.3156 | -44.4063 | -73.3651 | -73.3651 | -38.9338 | -64.3237 | -64.3237 | -44.4989 | -73.5181 | -73.5181 | 79.484 | 131.3181 | 131.3181 | 7.6412 | 12.6243 | 10.4577 | 0.23 | 0.13 | 1 | 1 | 1 | 1 | 1 | 3.2437 | -0.96095 | 0.70375 | 3.2437 | -1.7211 | 0.46941 | 3.2437 | -2.3996 | 0.26023 | 265876.8685 | -209.8594 | -183.9968 | -210.2971 | 375.6329 | 36.1115 | 250190.1332 | -197.4777 | -173.141 | -197.8895 | 33.9809 | 0 | 0 | 0 | 0 | 0 | 87739.3666 | 19.7324 | 145283.0972 | -69.2536 | -114.6735 | -114.6735 | -60.7189 | -100.5414 | -100.5414 | -69.398 | -114.9126 | -114.9126 | 123.9589 | 205.2571 | 205.2571 | 11.9168 | 19.7324 | 16.3343 | 19890.7219 | 4619.3934 | 19890.7219 | 59289.8675 | 6630.2406 | 18667.714 | 2015.4297 | 18667.714 | 53670.3407 | 6222.5713 | 0 |  |  |  |  | 6132.0144 | 5754.9793 | 0 | 0.17692 | 0.18802 | 0.1998 | 65197.2332 | -51.4609 | -45.1189 | -51.5682 | 92.1112 | 8.8551 | 42646.5258 | -33.6614 | -29.513 | -33.7316 | 60.2513 | 5.7923 | 0 | 0 | 0 | 0 | 0 | 0 | 195591.6997 | 127939.5774 | 0 | -154.3826 | -100.9841 | 0 | -135.3568 | -88.539 | 0 | -154.7045 | -101.1947 | 0 | 276.3335 | 180.754 | 0 | 65197.2332 | 14.6474 | 107843.759 | -51.4609 | -85.1222 | -85.1222 | -45.1189 | -74.6319 | -74.6319 | -51.5682 | -85.2997 | -85.2997 | 92.1112 | 152.3625 | 152.3625 | 8.8551 | 14.6474 | 12.129 | 4.325 | -2.0422 | 0.52782 | 4.325 | -2.8024 | 0.35205 | 4.325 | -3.4809 | 0.19517 | 265876.8685 | -209.8594 | -183.9968 | -210.2971 | 375.6329 | 36.1115 | 250190.1332 | -197.4777 | -173.141 | -197.8895 | 33.9809 | 0 | 0 | 0 | 0 | 0 | 87739.3666 | 19.7324 | 145283.0972 | -69.2536 | -114.6735 | -114.6735 | -60.7189 | -100.5414 | -100.5414 | -69.398 | -114.9126 | -114.9126 | 123.9589 | 205.2571 | 205.2571 | 11.9168 | 19.7324 | 16.3343 | 28552.53 | 4973.2497 | 28552.53 | 63831.6095 | 0 | 26867.9308 | 2175.5647 | 26867.9308 | 57934.6912 | 0 | 0 |  |  |  |  | 6601.741 | 6212.2383 | 0 | 0.19048 | 0.20242 | 0.21511 | 70191.4933 | -55.4029 | -48.5751 | -55.5184 | 99.1671 | 9.5334 | 46034.9845 | -36.3359 | -31.8579 | -36.4117 | 65.0386 | 6.2525 | 0 | 0 | 0 | 0 | 0 | 0 | 210574.4798 | 138104.9536 | 0 | -166.2087 | -109.0077 | 0 | -145.7254 | -95.5738 | 0 | -166.5553 | -109.235 | 0 | 297.5013 | 195.1158 | 0 | 70191.4933 | 15.7859 | 116226.4778 | -55.4029 | -91.7388 | -91.7388 | -48.5751 | -80.4331 | -80.4331 | -55.5184 | -91.9301 | -91.9301 | 99.1671 | 164.2057 | 164.2057 | 9.5334 | 15.7859 | 13.0675
| 285 | Residential | Low Income | Lighting | Electric | 01-356 | 01-356.03 | LED (Interior) | [01-356]_Residential_Lighting_LED Specialty - Candelabras, Globes (Interior)_Program 1_starts2021_ends2022_ROB_Electric_per unit | Blended mix | LED bulb | ENGINEER | 32.219 | -0.0091414 | -0.053216 | -0.010854 | 0.008 | 0 | 4.325 | 3 | 0.547 | 0.43 | 0.24 | 0.21 | 0.12 | 1 | 0.33 | Replace on Burnout | 90.9662 | 0.13559 | 31.8968 | -0.0095482 | -0.055585 | -0.011337 | 0.047545 | 2.4211 | -0.0814 | -1.1487 | -0.34679 | 1.4003 | -0.021711 | 0 | 2.6673 | 4.325 | -1.6577 | 0.61673 | 1.6896 | -0.057099 | -0.85025 | -0.25649 | 0.96192 | -0.015132 | 0 | 1.7671 | 4.325 | -2.5579 | 0.40857 | 0.95583 | -0.032616 | -0.5014 | -0.1496 | 0.54689 | -0.0085528 | 0 | 0.97266 | 4.325 | -3.3523 | 0.22489 | per unit | 0.75955 | 116698.718 | 0.005 | 899694.1844 | -255.2662 | -1486.0313 | -303.0818 | 1271.095 | 122.1969 | 846612.2275 | -240.2055 | -1398.3554 | -285.2 | 114.9873 | 0 | 0 | 0 | 0 | 0 | 296899.0809 | 491619.8932 | 491619.8932 | -84.2378 | -139.4851 | -139.4851 | -490.3903 | -812.0121 | -812.0121 | -100.017 | -165.613 | -165.613 | 419.4613 | 694.5644 | 694.5644 | 40.325 | 66.772 | 55.2733 | 899694.1844 | -255.2662 | -1486.0313 | -303.0818 | 1271.095 | 122.1969 | 846612.2275 | -240.2055 | -1398.3554 | -285.2 | 114.9873 | 0 | 0 | 0 | 0 | 0 | 296899.0809 | 66.772 | 491619.8932 | -84.2378 | -139.4851 | -139.4851 | -490.3903 | -812.0121 | -812.0121 | -100.017 | -165.613 | -165.613 | 419.4613 | 694.5644 | 694.5644 | 40.325 | 66.772 | 55.2733 | 16908.1855 | 3441.1586 | 16908.1855 | 19184.9752 | 0 | 15910.6026 | 1495.1456 | 15910.6026 | 16543.1615 | 0 | 0 |  |  |  |  | 3909.4071 | 3678.752 | 0 | 0.033333 | 0.035423 | 0.037644 | 41565.8713 | -11.7933 | -68.6546 | -14.0024 | 58.7246 | 5.6455 | 27260.9137 | -7.7346 | -45.027 | -9.1834 | 38.5144 | 3.7026 | 0 | 0 | 0 | 0 | 0 | 0 | 124697.614 | 81782.7412 | 0 | -35.3799 | -23.2038 | 0 | -205.9639 | -135.0811 | 0 | -42.0071 | -27.5503 | 0 | 176.1738 | 115.5433 | 0 | 41565.8713 | 9.3481 | 68826.785 | -11.7933 | -19.5279 | -19.5279 | -68.6546 | -113.6817 | -113.6817 | -14.0024 | -23.1858 | -23.1858 | 58.7246 | 97.239 | 97.239 | 5.6455 | 9.3481 | 7.7383 | 0.23 | 0.13 | 1 | 1 | 1 | 1 | 1 | 4.325 | -1.6577 | 0.61673 | 4.325 | -2.5579 | 0.40857 | 4.325 | -3.3523 | 0.22489 | 899694.1844 | -255.2662 | -1486.0313 | -303.0818 | 1271.095 | 122.1969 | 846612.2275 | -240.2055 | -1398.3554 | -285.2 | 114.9873 | 0 | 0 | 0 | 0 | 0 | 296899.0809 | 66.772 | 491619.8932 | -84.2378 | -139.4851 | -139.4851 | -490.3903 | -812.0121 | -812.0121 | -100.017 | -165.613 | -165.613 | 419.4613 | 694.5644 | 694.5644 | 40.325 | 66.772 | 55.2733 | 16908.1855 | 3441.1586 | 16908.1855 | 19184.9752 | 0 | 15910.6026 | 1495.1456 | 15910.6026 | 16543.1615 | 0 | 0 |  |  |  |  | 3909.4071 | 3678.752 | 0 | 0.033333 | 0.035423 | 0.037644 | 41565.8713 | -11.7933 | -68.6546 | -14.0024 | 58.7246 | 5.6455 | 27260.9137 | -7.7346 | -45.027 | -9.1834 | 38.5144 | 3.7026 | 0 | 0 | 0 | 0 | 0 | 0 | 124697.614 | 81782.7412 | 0 | -35.3799 | -23.2038 | 0 | -205.9639 | -135.0811 | 0 | -42.0071 | -27.5503 | 0 | 176.1738 | 115.5433 | 0 | 41565.8713 | 9.3481 | 68826.785 | -11.7933 | -19.5279 | -19.5279 | -68.6546 | -113.6817 | -113.6817 | -14.0024 | -23.1858 | -23.1858 | 58.7246 | 97.239 | 97.239 | 5.6455 | 9.3481 | 7.7383 | 4.325 | -1.6577 | 0.61673 | 4.325 | -2.5579 | 0.40857 | 4.325 | -3.3523 | 0.22489 | 899694.1844 | -255.2662 | -1486.0313 | -303.0818 | 1271.095 | 122.1969 | 846612.2275 | -240.2055 | -1398.3554 | -285.2 | 114.9873 | 0 | 0 | 0 | 0 | 0 | 296899.0809 | 66.772 | 491619.8932 | -84.2378 | -139.4851 | -139.4851 | -490.3903 | -812.0121 | -812.0121 | -100.017 | -165.613 | -165.613 | 419.4613 | 694.5644 | 694.5644 | 40.325 | 66.772 | 55.2733 | 16908.1855 | 3441.1586 | 16908.1855 | 19184.9752 | 0 | 15910.6026 | 1495.1456 | 15910.6026 | 16543.1615 | 0 | 0 |  |  |  |  | 3909.4071 | 3678.752 | 0 | 0.033333 | 0.035423 | 0.037644 | 41565.8713 | -11.7933 | -68.6546 | -14.0024 | 58.7246 | 5.6455 | 27260.9137 | -7.7346 | -45.027 | -9.1834 | 38.5144 | 3.7026 | 0 | 0 | 0 | 0 | 0 | 0 | 124697.614 | 81782.7412 | 0 | -35.3799 | -23.2038 | 0 | -205.9639 | -135.0811 | 0 | -42.0071 | -27.5503 | 0 | 176.1738 | 115.5433 | 0 | 41565.8713 | 9.3481 | 68826.785 | -11.7933 | -19.5279 | -19.5279 | -68.6546 | -113.6817 | -113.6817 | -14.0024 | -23.1858 | -23.1858 | 58.7246 | 97.239 | 97.239 | 5.6455 | 9.3481 | 7.7383
| 286 | Residential | Single Family | Lighting | Electric | 01-359 | 01-359.01 | LED (Interior) | [01-359]_Residential_Lighting_LED Specialty - Candelabras, Globes (Interior)_Program 1_starts2023_ends2023_ROB_Electric_per unit | Blended mix | LED bulb | ENGINEER | 32.219 | -0.013722 | -0.041865 | -0.017624 | 0.008 | 0 | 4.325 | 3 | 0.547 | 0.43 | 0.24 | 0.21 | 0.12 | 1 | 0.33 | Replace on Burnout | 90.9662 | 0.13559 | 31.8968 | -0.014333 | -0.043728 | -0.018409 | 0.047545 | 2.4211 | -0.12219 | -0.90368 | -0.56312 | 1.4003 | -0.019354 | 0 | 2.2131 | 2.6449 | -0.43184 | 0.83673 | 1.6896 | -0.085712 | -0.66888 | -0.41649 | 0.96192 | -0.013489 | 0 | 1.467 | 2.6449 | -1.1779 | 0.55464 | 0.95583 | -0.048961 | -0.39445 | -0.24291 | 0.54689 | -0.0076242 | 0 | 0.80877 | 2.6449 | -1.8361 | 0.30579 | per unit | 1.518 | 641355.4252 | 0.005 | 0 | 0 | 0 | 0 | 0 | 0 | 0 | 0 | 0 | 0 | 0 | 4378313.4265 | -1864.7544 | -5689.1158 | -2394.9917 | 594.6646 | 0 | 0 | 569180.7454 | 0 | 0 | -242.4181 | 0 | 0 | -739.5851 | 0 | 0 | -311.3489 | 0 | 0 | 804.143 | 0 | 0 | 77.3064 | 0 | 0 | 0 | 0 | 0 | 0 | 0 | 0 | 0 | 0 | 0 | 4378313.4265 | -1864.7544 | -5689.1158 | -2394.9917 | 594.6646 | 0 | 0 | 569180.7454 | 0 | 0 | -242.4181 | 0 | 0 | -739.5851 | 0 | 0 | -311.3489 | 0 | 0 | 804.143 | 0 | 0 | 77.3064 | 0 |  |  |  |  | 0 |  |  |  |  | 254785.6897 | 10128.2707 | 254785.6897 | 869397.1039 | 161846.0098 | 0 | 0 | 96331.0288 | 0 | 0 | 0 | 0 | 0 | 0 | 0 | 0 | 0 | 0 | 0 | 0 | 0 | 0 | 0 | 403479.6242 | -171.8448 | -524.2755 | -220.7084 | 570.0392 | 54.8008 | 0 | 0 | 1210438.8726 | 0 | 0 | -515.5344 | 0 | 0 | -1572.8264 | 0 | 0 | -662.1251 | 0 | 0 | 1710.1175 | 0 | 0 | 403479.6242 | 0 | 0 | -171.8448 | 0 | 0 | -524.2755 | 0 | 0 | -220.7084 | 0 | 0 | 570.0392 | 0 | 0 | 54.8008 | 0.23 | 0.13 | 1 | 1 | 1 | 1 | 1 | 3.2437 | -1.0307 | 0.68225 | 3.2437 | -1.7768 | 0.45224 | 3.2437 | -2.435 | 0.24933 | 0 | 0 | 0 | 0 | 0 | 0 | 0 | 0 | 0 | 0 | 0 | 4378313.4265 | -1864.7544 | -5689.1158 | -2394.9917 | 594.6646 | 0 | 0 | 569180.7454 | 0 | 0 | -242.4181 | 0 | 0 | -739.5851 | 0 | 0 | -311.3489 | 0 | 0 | 804.143 | 0 | 0 | 77.3064 | 0 |  |  |  |  | 0 |  |  |  |  | 376023.3002 | 12188.1133 | 376023.3002 | 1046211.2174 | 125341.1001 | 0 | 0 | 115922.4047 | 0 | 0 | 0 | 0 | 0 | 0 | 0 | 0 | 0 | 0 | 0 | 0 | 0 | 0 | 0 | 485537.5144 | -206.7938 | -630.9003 | -265.595 | 685.9712 | 65.9459 | 0 | 0 | 1456612.5431 | 0 | 0 | -620.3815 | 0 | 0 | -1892.7008 | 0 | 0 | -796.7851 | 0 | 0 | 2057.9136 | 0 | 0 | 485537.5144 | 0 | 0 | -206.7938 | 0 | 0 | -630.9003 | 0 | 0 | -265.595 | 0 | 0 | 685.9712 | 0 | 0 | 65.9459 | 4.325 | -2.1119 | 0.51169 | 4.325 | -2.858 | 0.33918 | 4.325 | -3.5162 | 0.187 | 0 | 0 | 0 | 0 | 0 | 0 | 0 | 0 | 0 | 0 | 0 | 4378313.4265 | -1864.7544 | -5689.1158 | -2394.9917 | 594.6646 | 0 | 0 | 569180.7454 | 0 | 0 | -242.4181 | 0 | 0 | -739.5851 | 0 | 0 | -311.3489 | 0 | 0 | 804.143 | 0 | 0 | 77.3064 | 0 |  |  |  |  | 0 |  |  |  |  | 528960.7068 | 12858.9765 | 528960.7068 | 1103797.2076 | 0 | 0 | 0 | 122303.0536 | 0 | 0 | 0 | 0 | 0 | 0 | 0 | 0 | 0 | 0 | 0 | 0 | 0 | 0 | 0 | 512262.6709 | -218.1763 | -665.6266 | -280.214 | 723.7287 | 69.5758 | 0 | 0 | 1536788.0127 | 0 | 0 | -654.5288 | 0 | 0 | -1996.8797 | 0 | 0 | -840.6421 | 0 | 0 | 2171.1861 | 0 | 0 | 512262.6709 | 0 | 0 | -218.1763 | 0 | 0 | -665.6266 | 0 | 0 | -280.214 | 0 | 0 | 723.7287 | 0 | 0 | 69.5758
| 287 | Residential | Multi-Family | Lighting | Electric | 01-359 | 01-359.02 | LED (Interior) | [01-359]_Residential_Lighting_LED Specialty - Candelabras, Globes (Interior)_Program 1_starts2023_ends2023_ROB_Electric_per unit | Blended mix | LED bulb | ENGINEER | 32.219 | -0.025431 | -0.022297 | -0.025484 | 0.008 | 0 | 4.325 | 3 | 0.547 | 0.43 | 0.24 | 0.21 | 0.12 | 1 | 0.33 | Replace on Burnout | 90.9662 | 0.13559 | 31.8968 | -0.026563 | -0.023289 | -0.026618 | 0.047545 | 2.4211 | -0.22645 | -0.48129 | -0.81424 | 1.4003 | -0.016617 | 0 | 2.2828 | 2.6449 | -0.3621 | 0.8631 | 1.6896 | -0.15885 | -0.35624 | -0.60223 | 0.96192 | -0.011582 | 0 | 1.5226 | 2.6449 | -1.1223 | 0.57569 | 0.95583 | -0.090737 | -0.21008 | -0.35124 | 0.54689 | -0.0065462 | 0 | 0.84411 | 2.6449 | -1.8008 | 0.31915 | per unit | 0.53871 | 34486.707 | 0.005 | 0 | 0 | 0 | 0 | 0 | 0 | 0 | 0 | 0 | 0 | 0 | 235428.9154 | -185.8265 | -162.9256 | -186.2141 | 31.9761 | 0 | 0 | 30605.759 | 0 | 0 | -24.1574 | 0 | 0 | -21.1803 | 0 | 0 | -24.2078 | 0 | 0 | 43.2401 | 0 | 0 | 4.1569 | 0 | 0 | 0 | 0 | 0 | 0 | 0 | 0 | 0 | 0 | 0 | 235428.9154 | -185.8265 | -162.9256 | -186.2141 | 31.9761 | 0 | 0 | 30605.759 | 0 | 0 | -24.1574 | 0 | 0 | -21.1803 | 0 | 0 | -24.2078 | 0 | 0 | 43.2401 | 0 | 0 | 4.1569 | 0 |  |  |  |  | 0 |  |  |  |  | 12301.8067 | 510.3925 | 12301.8067 | 42932.1555 | 7814.4041 | 0 | 0 | 4651.147 | 0 | 0 | 0 | 0 | 0 | 0 | 0 | 0 | 0 | 0 | 0 | 0 | 0 | 0 | 0 | 19481.1897 | -15.3767 | -13.4817 | -15.4088 | 27.5232 | 2.6459 | 0 | 0 | 58443.569 | 0 | 0 | -46.1301 | 0 | 0 | -40.4451 | 0 | 0 | -46.2263 | 0 | 0 | 82.5695 | 0 | 0 | 19481.1897 | 0 | 0 | -15.3767 | 0 | 0 | -13.4817 | 0 | 0 | -15.4088 | 0 | 0 | 27.5232 | 0 | 0 | 2.6459 | 0.23 | 0.13 | 1 | 1 | 1 | 1 | 1 | 3.2437 | -0.96095 | 0.70375 | 3.2437 | -1.7211 | 0.46941 | 3.2437 | -2.3996 | 0.26023 | 0 | 0 | 0 | 0 | 0 | 0 | 0 | 0 | 0 | 0 | 0 | 235428.9154 | -185.8265 | -162.9256 | -186.2141 | 31.9761 | 0 | 0 | 30605.759 | 0 | 0 | -24.1574 | 0 | 0 | -21.1803 | 0 | 0 | -24.2078 | 0 | 0 | 43.2401 | 0 | 0 | 4.1569 | 0 |  |  |  |  | 0 |  |  |  |  | 17552.8259 | 593.805 | 17552.8259 | 49948.4824 | 5850.942 | 0 | 0 | 5411.2758 | 0 | 0 | 0 | 0 | 0 | 0 | 0 | 0 | 0 | 0 | 0 | 0 | 0 | 0 | 0 | 22664.9663 | -17.8897 | -15.685 | -17.927 | 32.0212 | 3.0784 | 0 | 0 | 67994.899 | 0 | 0 | -53.6691 | 0 | 0 | -47.055 | 0 | 0 | -53.781 | 0 | 0 | 96.0637 | 0 | 0 | 22664.9663 | 0 | 0 | -17.8897 | 0 | 0 | -15.685 | 0 | 0 | -17.927 | 0 | 0 | 32.0212 | 0 | 0 | 3.0784 | 4.325 | -2.0422 | 0.52782 | 4.325 | -2.8024 | 0.35205 | 4.325 | -3.4809 | 0.19517 | 0 | 0 | 0 | 0 | 0 | 0 | 0 | 0 | 0 | 0 | 0 | 235428.9154 | -185.8265 | -162.9256 | -186.2141 | 31.9761 | 0 | 0 | 30605.759 | 0 | 0 | -24.1574 | 0 | 0 | -21.1803 | 0 | 0 | -24.2078 | 0 | 0 | 43.2401 | 0 | 0 | 4.1569 | 0 |  |  |  |  | 0 |  |  |  |  | 25282.7228 | 641.4783 | 25282.7228 | 53958.5611 | 0 | 0 | 0 | 5845.7163 | 0 | 0 | 0 | 0 | 0 | 0 | 0 | 0 | 0 | 0 | 0 | 0 | 0 | 0 | 0 | 24484.6072 | -19.326 | -16.9443 | -19.3663 | 34.592 | 3.3255 | 0 | 0 | 73453.8216 | 0 | 0 | -57.9779 | 0 | 0 | -50.8328 | 0 | 0 | -58.0988 | 0 | 0 | 103.7761 | 0 | 0 | 24484.6072 | 0 | 0 | -19.326 | 0 | 0 | -16.9443 | 0 | 0 | -19.3663 | 0 | 0 | 34.592 | 0 | 0 | 3.3255
| 288 | Residential | Low Income | Lighting | Electric | 01-359 | 01-359.03 | LED (Interior) | [01-359]_Residential_Lighting_LED Specialty - Candelabras, Globes (Interior)_Program 1_starts2023_ends2023_ROB_Electric_per unit | Blended mix | LED bulb | ENGINEER | 32.219 | -0.0091414 | -0.053216 | -0.010854 | 0.008 | 0 | 4.325 | 3 | 0.547 | 0.43 | 0.24 | 0.21 | 0.12 | 1 | 0.33 | Replace on Burnout | 90.9662 | 0.13559 | 31.8968 | -0.0095482 | -0.055585 | -0.011337 | 0.047545 | 2.4211 | -0.0814 | -1.1487 | -0.34679 | 1.4003 | -0.021711 | 0 | 2.6673 | 4.325 | -1.6577 | 0.61673 | 1.6896 | -0.057099 | -0.85025 | -0.25649 | 0.96192 | -0.015132 | 0 | 1.7671 | 4.325 | -2.5579 | 0.40857 | 0.95583 | -0.032616 | -0.5014 | -0.1496 | 0.54689 | -0.0085528 | 0 | 0.97266 | 4.325 | -3.3523 | 0.22489 | per unit | 0.75955 | 116698.718 | 0.005 | 0 | 0 | 0 | 0 | 0 | 0 | 0 | 0 | 0 | 0 | 0 | 796662.1061 | -226.0333 | -1315.8525 | -268.3732 | 108.203 | 0 | 0 | 103566.0738 | 0 | 0 | -29.3843 | 0 | 0 | -171.0608 | 0 | 0 | -34.8885 | 0 | 0 | 146.319 | 0 | 0 | 14.0664 | 0 | 0 | 0 | 0 | 0 | 0 | 0 | 0 | 0 | 0 | 0 | 796662.1061 | -226.0333 | -1315.8525 | -268.3732 | 108.203 | 0 | 0 | 103566.0738 | 0 | 0 | -29.3843 | 0 | 0 | -171.0608 | 0 | 0 | -34.8885 | 0 | 0 | 146.319 | 0 | 0 | 14.0664 | 0 |  |  |  |  | 0 |  |  |  |  | 14971.877 | 437.7198 | 14971.877 | 14899.8846 | 0 | 0 | 0 | 3461.7057 | 0 | 0 | 0 | 0 | 0 | 0 | 0 | 0 | 0 | 0 | 0 | 0 | 0 | 0 | 0 | 14499.2503 | -4.1138 | -23.9485 | -4.8844 | 20.4847 | 1.9693 | 0 | 0 | 43497.751 | 0 | 0 | -12.3414 | 0 | 0 | -71.8455 | 0 | 0 | -14.6532 | 0 | 0 | 61.454 | 0 | 0 | 14499.2503 | 0 | 0 | -4.1138 | 0 | 0 | -23.9485 | 0 | 0 | -4.8844 | 0 | 0 | 20.4847 | 0 | 0 | 1.9693 | 0.23 | 0.13 | 1 | 1 | 1 | 1 | 1 | 4.325 | -1.6577 | 0.61673 | 4.325 | -2.5579 | 0.40857 | 4.325 | -3.3523 | 0.22489 | 0 | 0 | 0 | 0 | 0 | 0 | 0 | 0 | 0 | 0 | 0 | 796662.1061 | -226.0333 | -1315.8525 | -268.3732 | 108.203 | 0 | 0 | 103566.0738 | 0 | 0 | -29.3843 | 0 | 0 | -171.0608 | 0 | 0 | -34.8885 | 0 | 0 | 146.319 | 0 | 0 | 14.0664 | 0 |  |  |  |  | 0 |  |  |  |  | 14971.877 | 437.7198 | 14971.877 | 14899.8846 | 0 | 0 | 0 | 3461.7057 | 0 | 0 | 0 | 0 | 0 | 0 | 0 | 0 | 0 | 0 | 0 | 0 | 0 | 0 | 0 | 14499.2503 | -4.1138 | -23.9485 | -4.8844 | 20.4847 | 1.9693 | 0 | 0 | 43497.751 | 0 | 0 | -12.3414 | 0 | 0 | -71.8455 | 0 | 0 | -14.6532 | 0 | 0 | 61.454 | 0 | 0 | 14499.2503 | 0 | 0 | -4.1138 | 0 | 0 | -23.9485 | 0 | 0 | -4.8844 | 0 | 0 | 20.4847 | 0 | 0 | 1.9693 | 4.325 | -1.6577 | 0.61673 | 4.325 | -2.5579 | 0.40857 | 4.325 | -3.3523 | 0.22489 | 0 | 0 | 0 | 0 | 0 | 0 | 0 | 0 | 0 | 0 | 0 | 796662.1061 | -226.0333 | -1315.8525 | -268.3732 | 108.203 | 0 | 0 | 103566.0738 | 0 | 0 | -29.3843 | 0 | 0 | -171.0608 | 0 | 0 | -34.8885 | 0 | 0 | 146.319 | 0 | 0 | 14.0664 | 0 |  |  |  |  | 0 |  |  |  |  | 14971.877 | 437.7198 | 14971.877 | 14899.8846 | 0 | 0 | 0 | 3461.7057 | 0 | 0 | 0 | 0 | 0 | 0 | 0 | 0 | 0 | 0 | 0 | 0 | 0 | 0 | 0 | 14499.2503 | -4.1138 | -23.9485 | -4.8844 | 20.4847 | 1.9693 | 0 | 0 | 43497.751 | 0 | 0 | -12.3414 | 0 | 0 | -71.8455 | 0 | 0 | -14.6532 | 0 | 0 | 61.454 | 0 | 0 | 14499.2503 | 0 | 0 | -4.1138 | 0 | 0 | -23.9485 | 0 | 0 | -4.8844 | 0 | 0 | 20.4847 | 0 | 0 | 1.9693
| 289 | Residential | Single Family | Lighting | Electric | 01-357 | 01-357.01 | LED (Interior) | [01-357]_Residential_Lighting_LED Specialty - Candelabras, Globes (Interior)_Program 2_starts2021_ends2022_ROB_Electric_per unit | Blended mix | LED bulb | ENGINEER | 51.106 | -0.021766 | -0.066406 | -0.027956 | 0.008 | 0 | 4.325 | 2 | 0.547 | 0.43 | 0.24 | 0.21 | 0.12 | 1 | 0.33 | Replace on Burnout | 86.0224 | 0.12822 | 33.73 | -0.015157 | -0.046241 | -0.019467 | 0.050278 | 2.6174 | -0.1312 | -0.93153 | -0.57966 | 0.95719 | -0.030699 | 0 | 1.9015 | 2.6449 | -0.7434 | 0.71893 | 1.7926 | -0.091605 | -0.70521 | -0.4407 | 0.65147 | -0.021396 | 0 | 1.1852 | 2.6449 | -1.4597 | 0.44811 | 1.0352 | -0.052374 | -0.41993 | -0.26099 | 0.36862 | -0.012094 | 0 | 0.65845 | 2.6449 | -1.9865 | 0.24895 | per unit | 0.014854 | 6275.9004 | 0.005 | 89538.8462 | -38.1352 | -116.3455 | -48.9789 | 126.5012 | 7.6668 | 84256.0543 | -35.8852 | -109.4811 | -46.0891 | 7.2145 | 0 | 0 | 0 | 0 | 0 | 29547.8193 | 48926.7117 | 19378.8925 | -12.5846 | -20.8382 | -8.2536 | -38.394 | -63.5746 | -25.1806 | -16.163 | -26.7635 | -10.6005 | 41.7454 | 69.124 | 27.3787 | 2.5301 | 4.1894 | 0.93789 | 89538.8462 | -38.1352 | -116.3455 | -48.9789 | 126.5012 | 7.6668 | 84256.0543 | -35.8852 | -109.4811 | -46.0891 | 7.2145 | 0 | 0 | 0 | 0 | 0 | 29547.8193 | 4.1894 | 19378.8925 | -12.5846 | -20.8382 | -8.2536 | -38.394 | -63.5746 | -25.1806 | -16.163 | -26.7635 | -10.6005 | 41.7454 | 69.124 | 27.3787 | 2.5301 | 4.1894 | 0.93789 | 3454.4487 | 819.5596 | 3454.4487 | 13926.3857 | 2194.3491 | 3228.7151 | 332.7695 | 3228.7151 | 11850.8299 | 2050.9576 | 0 |  |  |  |  | 1306.0804 | 1220.7336 | 0 | 0.20708 | 0.22006 | 0.23386 | 22027.0201 | -9.3815 | -28.6216 | -12.0491 | 31.1199 | 1.8861 | 14348.9665 | -6.1113 | -18.6448 | -7.8491 | 20.2723 | 1.2286 | 0 | 0 | 0 | 0 | 0 | 0 | 44054.0403 | 28697.9329 | 0 | -18.7629 | -12.2227 | 0 | -57.2432 | -37.2897 | 0 | -24.0981 | -15.6981 | 0 | 62.2399 | 40.5447 | 0 | 22027.0201 | 3.1147 | 14348.9665 | -9.3815 | -15.4928 | -6.1113 | -28.6216 | -47.2664 | -18.6448 | -12.0491 | -19.8981 | -7.8491 | 31.1199 | 51.3923 | 20.2723 | 1.8861 | 3.1147 | 0.69445 | 0.23 | 0.13 | 1 | 1 | 1 | 1 | 1 | 3.2437 | -1.3422 | 0.5862 | 3.2437 | -2.0585 | 0.36538 | 3.2437 | -2.5853 | 0.20299 | 89538.8462 | -38.1352 | -116.3455 | -48.9789 | 126.5012 | 7.6668 | 84256.0543 | -35.8852 | -109.4811 | -46.0891 | 7.2145 | 0 | 0 | 0 | 0 | 0 | 29547.8193 | 4.1894 | 19378.8925 | -12.5846 | -20.8382 | -8.2536 | -38.394 | -63.5746 | -25.1806 | -16.163 | -26.7635 | -10.6005 | 41.7454 | 69.124 | 27.3787 | 2.5301 | 4.1894 | 0.93789 | 4958.8313 | 959.2738 | 4958.8313 | 16300.4826 | 1652.9438 | 4652.2044 | 390.9615 | 4652.2044 | 13923.207 | 1550.7348 | 0 |  |  |  |  | 1528.7341 | 1434.2056 | 0 | 0.24238 | 0.25757 | 0.27372 | 25782.0705 | -10.9808 | -33.5008 | -14.1031 | 36.4251 | 2.2076 | 16858.1974 | -7.18 | -21.9053 | -9.2216 | 23.8174 | 1.4435 | 0 | 0 | 0 | 0 | 0 | 0 | 51564.1411 | 33716.3948 | 0 | -21.9615 | -14.36 | 0 | -67.0017 | -43.8106 | 0 | -28.2062 | -18.4433 | 0 | 72.8502 | 47.6348 | 0 | 25782.0705 | 3.6511 | 16858.1974 | -10.9808 | -18.1608 | -7.18 | -33.5008 | -55.4061 | -21.9053 | -14.1031 | -23.3248 | -9.2216 | 36.4251 | 60.2425 | 23.8174 | 2.2076 | 3.6511 | 0.81589 | 4.325 | -2.4235 | 0.43965 | 4.325 | -3.1398 | 0.27404 | 4.325 | -3.6666 | 0.15224 | 89538.8462 | -38.1352 | -116.3455 | -48.9789 | 126.5012 | 7.6668 | 84256.0543 | -35.8852 | -109.4811 | -46.0891 | 7.2145 | 0 | 0 | 0 | 0 | 0 | 29547.8193 | 4.1894 | 19378.8925 | -12.5846 | -20.8382 | -8.2536 | -38.394 | -63.5746 | -25.1806 | -16.163 | -26.7635 | -10.6005 | 41.7454 | 69.124 | 27.3787 | 2.5301 | 4.1894 | 0.93789 | 6819.7464 | 989.4475 | 6819.7464 | 16813.2091 | 0 | 6417.3814 | 404.4775 | 6417.3814 | 14404.547 | 0 | 0 |  |  |  |  | 1576.82 | 1483.7876 | 0 | 0.25 | 0.26567 | 0.28233 | 26593.0373 | -11.3262 | -34.5546 | -14.5467 | 37.5709 | 2.2771 | 17441.0032 | -7.4282 | -22.6626 | -9.5404 | 24.6408 | 1.4934 | 0 | 0 | 0 | 0 | 0 | 0 | 53186.0747 | 34882.0065 | 0 | -22.6523 | -14.8565 | 0 | -69.1092 | -45.3252 | 0 | -29.0934 | -19.0809 | 0 | 75.1417 | 49.2816 | 0 | 26593.0373 | 3.7705 | 17441.0032 | -11.3262 | -18.7544 | -7.4282 | -34.5546 | -57.2172 | -22.6626 | -14.5467 | -24.0872 | -9.5404 | 37.5709 | 62.2116 | 24.6408 | 2.2771 | 3.7705 | 0.8441
| 290 | Residential | Multi-Family | Lighting | Electric | 01-357 | 01-357.02 | LED (Interior) | [01-357]_Residential_Lighting_LED Specialty - Candelabras, Globes (Interior)_Program 2_starts2021_ends2022_ROB_Electric_per unit | Blended mix | LED bulb | ENGINEER | 51.106 | -0.040339 | -0.035367 | -0.040423 | 0.008 | 0 | 4.325 | 2 | 0.547 | 0.43 | 0.24 | 0.21 | 0.12 | 1 | 0.33 | Replace on Burnout | 86.0224 | 0.12822 | 33.73 | -0.028089 | -0.024628 | -0.028148 | 0.050278 | 2.6174 | -0.24314 | -0.49612 | -0.83816 | 0.95719 | -0.026358 | 0 | 1.9708 | 2.6449 | -0.67409 | 0.74514 | 1.7926 | -0.16977 | -0.37559 | -0.63723 | 0.65147 | -0.018371 | 0 | 1.2432 | 2.6449 | -1.4017 | 0.47002 | 1.0352 | -0.097062 | -0.22365 | -0.37738 | 0.36862 | -0.010384 | 0 | 0.69536 | 2.6449 | -1.9495 | 0.26291 | per unit | 0.0060237 | 385.6201 | 0.005 | 5501.6777 | -4.3425 | -3.8074 | -4.3516 | 7.7728 | 0.47109 | 5177.0787 | -4.0863 | -3.5827 | -4.0948 | 0.44329 | 0 | 0 | 0 | 0 | 0 | 1815.5536 | 3006.2817 | 1190.7281 | -1.433 | -2.3729 | -0.93985 | -1.2564 | -2.0805 | -0.82403 | -1.436 | -2.3778 | -0.94181 | 2.565 | 4.2473 | 1.6823 | 0.15546 | 0.25742 | 0.057628 | 5501.6777 | -4.3425 | -3.8074 | -4.3516 | 7.7728 | 0.47109 | 5177.0787 | -4.0863 | -3.5827 | -4.0948 | 0.44329 | 0 | 0 | 0 | 0 | 0 | 1815.5536 | 0.25742 | 1190.7281 | -1.433 | -2.3729 | -0.93985 | -1.2564 | -2.0805 | -0.82403 | -1.436 | -2.3778 | -0.94181 | 2.565 | 4.2473 | 1.6823 | 0.15546 | 0.25742 | 0.057628 | 194.0764 | 47.7224 | 194.0764 | 791.9196 | 123.282 | 181.0336 | 19.5707 | 181.0336 | 676.362 | 114.9969 | 0 |  |  |  |  | 73.3777 | 68.4464 | 0 | 0.18934 | 0.20121 | 0.21383 | 1237.5128 | -0.97678 | -0.85641 | -0.97882 | 1.7484 | 0.10596 | 804.5444 | -0.63504 | -0.55677 | -0.63636 | 1.1367 | 0.06889 | 0 | 0 | 0 | 0 | 0 | 0 | 2475.0256 | 1609.0889 | 0 | -1.9536 | -1.2701 | 0 | -1.7128 | -1.1135 | 0 | -1.9576 | -1.2727 | 0 | 3.4967 | 2.2733 | 0 | 1237.5128 | 0.17485 | 804.5444 | -0.97678 | -1.6118 | -0.63504 | -0.85641 | -1.4132 | -0.55677 | -0.97882 | -1.6152 | -0.63636 | 1.7484 | 2.885 | 1.1367 | 0.10596 | 0.17485 | 0.038938 | 0.23 | 0.13 | 1 | 1 | 1 | 1 | 1 | 3.2437 | -1.2729 | 0.60757 | 3.2437 | -2.0006 | 0.38325 | 3.2437 | -2.5484 | 0.21437 | 5501.6777 | -4.3425 | -3.8074 | -4.3516 | 7.7728 | 0.47109 | 5177.0787 | -4.0863 | -3.5827 | -4.0948 | 0.44329 | 0 | 0 | 0 | 0 | 0 | 1815.5536 | 0.25742 | 1190.7281 | -1.433 | -2.3729 | -0.93985 | -1.2564 | -2.0805 | -0.82403 | -1.436 | -2.3778 | -0.94181 | 2.565 | 4.2473 | 1.6823 | 0.15546 | 0.25742 | 0.057628 | 266.9971 | 53.5325 | 266.9971 | 888.3341 | 88.999 | 250.215 | 22.0557 | 250.215 | 762.2454 | 83.405 | 0 |  |  |  |  | 82.3112 | 77.1376 | 0 | 0.21239 | 0.22571 | 0.23986 | 1388.1774 | -1.0957 | -0.96067 | -1.098 | 1.9612 | 0.11886 | 906.7042 | -0.71567 | -0.62747 | -0.71716 | 1.281 | 0.077637 | 0 | 0 | 0 | 0 | 0 | 0 | 2776.3548 | 1813.4084 | 0 | -2.1914 | -1.4313 | 0 | -1.9213 | -1.2549 | 0 | -2.196 | -1.4343 | 0 | 3.9225 | 2.562 | 0 | 1388.1774 | 0.1965 | 906.7042 | -1.0957 | -1.8114 | -0.71567 | -0.96067 | -1.5881 | -0.62747 | -1.098 | -1.8152 | -0.71716 | 1.9612 | 3.2422 | 1.281 | 0.11886 | 0.1965 | 0.043882 | 4.325 | -2.3542 | 0.45568 | 4.325 | -3.0818 | 0.28744 | 4.325 | -3.6296 | 0.16078 | 5501.6777 | -4.3425 | -3.8074 | -4.3516 | 7.7728 | 0.47109 | 5177.0787 | -4.0863 | -3.5827 | -4.0948 | 0.44329 | 0 | 0 | 0 | 0 | 0 | 1815.5536 | 0.25742 | 1190.7281 | -1.433 | -2.3729 | -0.93985 | -1.2564 | -2.0805 | -0.82403 | -1.436 | -2.3778 | -0.94181 | 2.565 | 4.2473 | 1.6823 | 0.15546 | 0.25742 | 0.057628 | 372.4769 | 56.0107 | 372.4769 | 929.4594 | 0 | 350.5008 | 23.1717 | 350.5008 | 800.8142 | 0 | 0 |  |  |  |  | 86.1218 | 81.0406 | 0 | 0.22222 | 0.23616 | 0.25096 | 1452.4429 | -1.1464 | -1.0051 | -1.1488 | 2.052 | 0.12437 | 952.5825 | -0.75188 | -0.65922 | -0.75345 | 1.3458 | 0.081566 | 0 | 0 | 0 | 0 | 0 | 0 | 2904.8858 | 1905.165 | 0 | -2.2929 | -1.5038 | 0 | -2.0103 | -1.3184 | 0 | -2.2976 | -1.5069 | 0 | 4.104 | 2.6916 | 0 | 1452.4429 | 0.20593 | 952.5825 | -1.1464 | -1.8983 | -0.75188 | -1.0051 | -1.6644 | -0.65922 | -1.1488 | -1.9023 | -0.75345 | 2.052 | 3.3978 | 1.3458 | 0.12437 | 0.20593 | 0.046102
| 291 | Residential | Low Income | Lighting | Electric | 01-357 | 01-357.03 | LED (Interior) | [01-357]_Residential_Lighting_LED Specialty - Candelabras, Globes (Interior)_Program 2_starts2021_ends2022_ROB_Electric_per unit | Blended mix | LED bulb | ENGINEER | 51.106 | -0.0145 | -0.084412 | -0.017216 | 0.008 | 0 | 4.325 | 2 | 0.547 | 0.43 | 0.24 | 0.21 | 0.12 | 1 | 0.33 | Replace on Burnout | 86.0224 | 0.12822 | 33.73 | -0.010097 | -0.058779 | -0.011988 | 0.050278 | 2.6174 | -0.087398 | -1.1841 | -0.35698 | 0.95719 | -0.034438 | 0 | 2.294 | 4.325 | -2.031 | 0.5304 | 1.7926 | -0.061024 | -0.89642 | -0.2714 | 0.65147 | -0.024002 | 0 | 1.4295 | 4.325 | -2.8955 | 0.33053 | 1.0352 | -0.03489 | -0.53379 | -0.16073 | 0.36862 | -0.013567 | 0 | 0.79303 | 4.325 | -3.532 | 0.18336 | per unit | 0.0066054 | 1014.859 | 0.005 | 14479.0862 | -4.1081 | -23.9152 | -4.8776 | 20.4562 | 1.2398 | 13624.8201 | -3.8657 | -22.5042 | -4.5898 | 1.1666 | 0 | 0 | 0 | 0 | 0 | 4778.0985 | 7911.8071 | 3133.7086 | -1.3557 | -2.2448 | -0.88911 | -7.892 | -13.068 | -5.176 | -1.6096 | -2.6653 | -1.0557 | 6.7505 | 11.1779 | 4.4273 | 0.40913 | 0.67746 | 0.15166 | 14479.0862 | -4.1081 | -23.9152 | -4.8776 | 20.4562 | 1.2398 | 13624.8201 | -3.8657 | -22.5042 | -4.5898 | 1.1666 | 0 | 0 | 0 | 0 | 0 | 4778.0985 | 0.67746 | 3133.7086 | -1.3557 | -2.2448 | -0.88911 | -7.892 | -13.068 | -5.176 | -1.6096 | -2.6653 | -1.0557 | 6.7505 | 11.1779 | 4.4273 | 0.40913 | 0.67746 | 0.15166 | 171.5471 | 30.0264 | 171.5471 | 225.3158 | 0 | 161.4258 | 12.2717 | 161.4258 | 178.6288 | 0 | 0 |  |  |  |  | 39.6641 | 37.3239 | 0 | 0.038889 | 0.041327 | 0.043918 | 668.9338 | -0.18979 | -1.1049 | -0.22535 | 0.94507 | 0.057278 | 438.7192 | -0.12448 | -0.72464 | -0.14779 | 0.61983 | 0.037566 | 0 | 0 | 0 | 0 | 0 | 0 | 1337.8676 | 877.4384 | 0 | -0.37959 | -0.24895 | 0 | -2.2098 | -1.4493 | 0 | -0.45069 | -0.29558 | 0 | 1.8901 | 1.2397 | 0 | 668.9338 | 0.094844 | 438.7192 | -0.18979 | -0.31427 | -0.12448 | -1.1049 | -1.8295 | -0.72464 | -0.22535 | -0.37314 | -0.14779 | 0.94507 | 1.5649 | 0.61983 | 0.057278 | 0.094844 | 0.021233 | 0.23 | 0.13 | 1 | 1 | 1 | 1 | 1 | 4.325 | -2.031 | 0.5304 | 4.325 | -2.8955 | 0.33053 | 4.325 | -3.532 | 0.18336 | 14479.0862 | -4.1081 | -23.9152 | -4.8776 | 20.4562 | 1.2398 | 13624.8201 | -3.8657 | -22.5042 | -4.5898 | 1.1666 | 0 | 0 | 0 | 0 | 0 | 4778.0985 | 0.67746 | 3133.7086 | -1.3557 | -2.2448 | -0.88911 | -7.892 | -13.068 | -5.176 | -1.6096 | -2.6653 | -1.0557 | 6.7505 | 11.1779 | 4.4273 | 0.40913 | 0.67746 | 0.15166 | 171.5471 | 30.0264 | 171.5471 | 225.3158 | 0 | 161.4258 | 12.2717 | 161.4258 | 178.6288 | 0 | 0 |  |  |  |  | 39.6641 | 37.3239 | 0 | 0.038889 | 0.041327 | 0.043918 | 668.9338 | -0.18979 | -1.1049 | -0.22535 | 0.94507 | 0.057278 | 438.7192 | -0.12448 | -0.72464 | -0.14779 | 0.61983 | 0.037566 | 0 | 0 | 0 | 0 | 0 | 0 | 1337.8676 | 877.4384 | 0 | -0.37959 | -0.24895 | 0 | -2.2098 | -1.4493 | 0 | -0.45069 | -0.29558 | 0 | 1.8901 | 1.2397 | 0 | 668.9338 | 0.094844 | 438.7192 | -0.18979 | -0.31427 | -0.12448 | -1.1049 | -1.8295 | -0.72464 | -0.22535 | -0.37314 | -0.14779 | 0.94507 | 1.5649 | 0.61983 | 0.057278 | 0.094844 | 0.021233 | 4.325 | -2.031 | 0.5304 | 4.325 | -2.8955 | 0.33053 | 4.325 | -3.532 | 0.18336 | 14479.0862 | -4.1081 | -23.9152 | -4.8776 | 20.4562 | 1.2398 | 13624.8201 | -3.8657 | -22.5042 | -4.5898 | 1.1666 | 0 | 0 | 0 | 0 | 0 | 4778.0985 | 0.67746 | 3133.7086 | -1.3557 | -2.2448 | -0.88911 | -7.892 | -13.068 | -5.176 | -1.6096 | -2.6653 | -1.0557 | 6.7505 | 11.1779 | 4.4273 | 0.40913 | 0.67746 | 0.15166 | 171.5471 | 30.0264 | 171.5471 | 225.3158 | 0 | 161.4258 | 12.2717 | 161.4258 | 178.6288 | 0 | 0 |  |  |  |  | 39.6641 | 37.3239 | 0 | 0.038889 | 0.041327 | 0.043918 | 668.9338 | -0.18979 | -1.1049 | -0.22535 | 0.94507 | 0.057278 | 438.7192 | -0.12448 | -0.72464 | -0.14779 | 0.61983 | 0.037566 | 0 | 0 | 0 | 0 | 0 | 0 | 1337.8676 | 877.4384 | 0 | -0.37959 | -0.24895 | 0 | -2.2098 | -1.4493 | 0 | -0.45069 | -0.29558 | 0 | 1.8901 | 1.2397 | 0 | 668.9338 | 0.094844 | 438.7192 | -0.18979 | -0.31427 | -0.12448 | -1.1049 | -1.8295 | -0.72464 | -0.22535 | -0.37314 | -0.14779 | 0.94507 | 1.5649 | 0.61983 | 0.057278 | 0.094844 | 0.021233
| 292 | Residential | Single Family | Lighting | Electric | 01-360 | 01-360.01 | LED (Interior) | [01-360]_Residential_Lighting_LED Specialty - Candelabras, Globes (Interior)_Program 2_starts2023_ends2023_ROB_Electric_per unit | Blended mix | LED bulb | ENGINEER | 51.106 | -0.021766 | -0.066406 | -0.027956 | 0.008 | 0 | 4.325 | 2 | 0.547 | 0.43 | 0.24 | 0.21 | 0.12 | 1 | 0.33 | Replace on Burnout | 86.0224 | 0.12822 | 33.73 | -0.015157 | -0.046241 | -0.019467 | 0.050278 | 2.6174 | -0.1312 | -0.93153 | -0.57966 | 0.95719 | -0.030699 | 0 | 1.9015 | 2.6449 | -0.7434 | 0.71893 | 1.7926 | -0.091605 | -0.70521 | -0.4407 | 0.65147 | -0.021396 | 0 | 1.1852 | 2.6449 | -1.4597 | 0.44811 | 1.0352 | -0.052374 | -0.41993 | -0.26099 | 0.36862 | -0.012094 | 0 | 0.65845 | 2.6449 | -1.9865 | 0.24895 | per unit | 0.014854 | 6275.9004 | 0.005 | 0 | 0 | 0 | 0 | 0 | 0 | 0 | 0 | 0 | 0 | 0 | 79284.9471 | -33.768 | -103.0217 | -43.3698 | 6.7888 | 0 | 0 | 10307.0431 | 0 | 0 | -4.3898 | 0 | 0 | -13.3928 | 0 | 0 | -5.6381 | 0 | 0 | 14.5619 | 0 | 0 | 0.88255 | 0 | 0 | 0 | 0 | 0 | 0 | 0 | 0 | 0 | 0 | 0 | 79284.9471 | -33.768 | -103.0217 | -43.3698 | 6.7888 | 0 | 0 | 10307.0431 | 0 | 0 | -4.3898 | 0 | 0 | -13.3928 | 0 | 0 | -5.6381 | 0 | 0 | 14.5619 | 0 | 0 | 0.88255 | 0 |  |  |  |  | 0 |  |  |  |  | 3039.0904 | 98.3556 | 3039.0904 | 11196.2475 | 1930.5034 | 0 | 0 | 1149.039 | 0 | 0 | 0 | 0 | 0 | 0 | 0 | 0 | 0 | 0 | 0 | 0 | 0 | 0 | 0 | 7633.9625 | -3.2514 | -9.9195 | -4.1759 | 10.7853 | 0.65367 | 0 | 0 | 15267.925 | 0 | 0 | -6.5027 | 0 | 0 | -19.8389 | 0 | 0 | -8.3517 | 0 | 0 | 21.5706 | 0 | 0 | 7633.9625 | 0 | 0 | -3.2514 | 0 | 0 | -9.9195 | 0 | 0 | -4.1759 | 0 | 0 | 10.7853 | 0 | 0 | 0.65367 | 0.23 | 0.13 | 1 | 1 | 1 | 1 | 1 | 3.2437 | -1.3422 | 0.5862 | 3.2437 | -2.0585 | 0.36538 | 3.2437 | -2.5853 | 0.20299 | 0 | 0 | 0 | 0 | 0 | 0 | 0 | 0 | 0 | 0 | 0 | 79284.9471 | -33.768 | -103.0217 | -43.3698 | 6.7888 | 0 | 0 | 10307.0431 | 0 | 0 | -4.3898 | 0 | 0 | -13.3928 | 0 | 0 | -5.6381 | 0 | 0 | 14.5619 | 0 | 0 | 0.88255 | 0 |  |  |  |  | 0 |  |  |  |  | 4378.2802 | 115.5368 | 4378.2802 | 13152.0632 | 1459.4267 | 0 | 0 | 1349.7588 | 0 | 0 | 0 | 0 | 0 | 0 | 0 | 0 | 0 | 0 | 0 | 0 | 0 | 0 | 0 | 8967.5007 | -3.8193 | -11.6522 | -4.9053 | 12.6694 | 0.76785 | 0 | 0 | 17935.0015 | 0 | 0 | -7.6386 | 0 | 0 | -23.3045 | 0 | 0 | -9.8107 | 0 | 0 | 25.3387 | 0 | 0 | 8967.5007 | 0 | 0 | -3.8193 | 0 | 0 | -11.6522 | 0 | 0 | -4.9053 | 0 | 0 | 12.6694 | 0 | 0 | 0.76785 | 4.325 | -2.4235 | 0.43965 | 4.325 | -3.1398 | 0.27404 | 4.325 | -3.6666 | 0.15224 | 0 | 0 | 0 | 0 | 0 | 0 | 0 | 0 | 0 | 0 | 0 | 79284.9471 | -33.768 | -103.0217 | -43.3698 | 6.7888 | 0 | 0 | 10307.0431 | 0 | 0 | -4.3898 | 0 | 0 | -13.3928 | 0 | 0 | -5.6381 | 0 | 0 | 14.5619 | 0 | 0 | 0.88255 | 0 |  |  |  |  | 0 |  |  |  |  | 6038.7559 | 119.5159 | 6038.7559 | 13605.0164 | 0 | 0 | 0 | 1396.2441 | 0 | 0 | 0 | 0 | 0 | 0 | 0 | 0 | 0 | 0 | 0 | 0 | 0 | 0 | 0 | 9276.3388 | -3.9509 | -12.0535 | -5.0743 | 13.1057 | 0.7943 | 0 | 0 | 18552.6776 | 0 | 0 | -7.9017 | 0 | 0 | -24.1071 | 0 | 0 | -10.1485 | 0 | 0 | 26.2114 | 0 | 0 | 9276.3388 | 0 | 0 | -3.9509 | 0 | 0 | -12.0535 | 0 | 0 | -5.0743 | 0 | 0 | 13.1057 | 0 | 0 | 0.7943
| 293 | Residential | Multi-Family | Lighting | Electric | 01-360 | 01-360.02 | LED (Interior) | [01-360]_Residential_Lighting_LED Specialty - Candelabras, Globes (Interior)_Program 2_starts2023_ends2023_ROB_Electric_per unit | Blended mix | LED bulb | ENGINEER | 51.106 | -0.040339 | -0.035367 | -0.040423 | 0.008 | 0 | 4.325 | 2 | 0.547 | 0.43 | 0.24 | 0.21 | 0.12 | 1 | 0.33 | Replace on Burnout | 86.0224 | 0.12822 | 33.73 | -0.028089 | -0.024628 | -0.028148 | 0.050278 | 2.6174 | -0.24314 | -0.49612 | -0.83816 | 0.95719 | -0.026358 | 0 | 1.9708 | 2.6449 | -0.67409 | 0.74514 | 1.7926 | -0.16977 | -0.37559 | -0.63723 | 0.65147 | -0.018371 | 0 | 1.2432 | 2.6449 | -1.4017 | 0.47002 | 1.0352 | -0.097062 | -0.22365 | -0.37738 | 0.36862 | -0.010384 | 0 | 0.69536 | 2.6449 | -1.9495 | 0.26291 | per unit | 0.0060237 | 385.6201 | 0.005 | 0 | 0 | 0 | 0 | 0 | 0 | 0 | 0 | 0 | 0 | 0 | 4871.6311 | -3.8452 | -3.3714 | -3.8532 | 0.41714 | 0 | 0 | 633.312 | 0 | 0 | -0.49988 | 0 | 0 | -0.43828 | 0 | 0 | -0.50092 | 0 | 0 | 0.89475 | 0 | 0 | 0.054228 | 0 | 0 | 0 | 0 | 0 | 0 | 0 | 0 | 0 | 0 | 0 | 4871.6311 | -3.8452 | -3.3714 | -3.8532 | 0.41714 | 0 | 0 | 633.312 | 0 | 0 | -0.49988 | 0 | 0 | -0.43828 | 0 | 0 | -0.50092 | 0 | 0 | 0.89475 | 0 | 0 | 0.054228 | 0 |  |  |  |  | 0 |  |  |  |  | 170.475 | 5.8264 | 170.475 | 641.4001 | 108.2898 | 0 | 0 | 64.4543 | 0 | 0 | 0 | 0 | 0 | 0 | 0 | 0 | 0 | 0 | 0 | 0 | 0 | 0 | 0 | 428.22 | -0.338 | -0.29634 | -0.3387 | 0.60499 | 0.036667 | 0 | 0 | 856.4401 | 0 | 0 | -0.676 | 0 | 0 | -0.59269 | 0 | 0 | -0.67741 | 0 | 0 | 1.21 | 0 | 0 | 428.22 | 0 | 0 | -0.338 | 0 | 0 | -0.29634 | 0 | 0 | -0.3387 | 0 | 0 | 0.60499 | 0 | 0 | 0.036667 | 0.23 | 0.13 | 1 | 1 | 1 | 1 | 1 | 3.2437 | -1.2729 | 0.60757 | 3.2437 | -2.0006 | 0.38325 | 3.2437 | -2.5484 | 0.21437 | 0 | 0 | 0 | 0 | 0 | 0 | 0 | 0 | 0 | 0 | 0 | 4871.6311 | -3.8452 | -3.3714 | -3.8532 | 0.41714 | 0 | 0 | 633.312 | 0 | 0 | -0.49988 | 0 | 0 | -0.43828 | 0 | 0 | -0.50092 | 0 | 0 | 0.89475 | 0 | 0 | 0.054228 | 0 |  |  |  |  | 0 |  |  |  |  | 235.5319 | 6.5638 | 235.5319 | 722.5695 | 78.5106 | 0 | 0 | 72.611 | 0 | 0 | 0 | 0 | 0 | 0 | 0 | 0 | 0 | 0 | 0 | 0 | 0 | 0 | 0 | 482.4114 | -0.38077 | -0.33385 | -0.38157 | 0.68155 | 0.041307 | 0 | 0 | 964.8228 | 0 | 0 | -0.76154 | 0 | 0 | -0.66769 | 0 | 0 | -0.76313 | 0 | 0 | 1.3631 | 0 | 0 | 482.4114 | 0 | 0 | -0.38077 | 0 | 0 | -0.33385 | 0 | 0 | -0.38157 | 0 | 0 | 0.68155 | 0 | 0 | 0.041307 | 4.325 | -2.3542 | 0.45568 | 4.325 | -3.0818 | 0.28744 | 4.325 | -3.6296 | 0.16078 | 0 | 0 | 0 | 0 | 0 | 0 | 0 | 0 | 0 | 0 | 0 | 4871.6311 | -3.8452 | -3.3714 | -3.8532 | 0.41714 | 0 | 0 | 633.312 | 0 | 0 | -0.49988 | 0 | 0 | -0.43828 | 0 | 0 | -0.50092 | 0 | 0 | 0.89475 | 0 | 0 | 0.054228 | 0 |  |  |  |  | 0 |  |  |  |  | 329.8212 | 6.8936 | 329.8212 | 758.8742 | 0 | 0 | 0 | 76.2592 | 0 | 0 | 0 | 0 | 0 | 0 | 0 | 0 | 0 | 0 | 0 | 0 | 0 | 0 | 0 | 506.6496 | -0.3999 | -0.35062 | -0.40074 | 0.7158 | 0.043382 | 0 | 0 | 1013.2993 | 0 | 0 | -0.79981 | 0 | 0 | -0.70124 | 0 | 0 | -0.80148 | 0 | 0 | 1.4316 | 0 | 0 | 506.6496 | 0 | 0 | -0.3999 | 0 | 0 | -0.35062 | 0 | 0 | -0.40074 | 0 | 0 | 0.7158 | 0 | 0 | 0.043382
| 294 | Residential | Low Income | Lighting | Electric | 01-360 | 01-360.03 | LED (Interior) | [01-360]_Residential_Lighting_LED Specialty - Candelabras, Globes (Interior)_Program 2_starts2023_ends2023_ROB_Electric_per unit | Blended mix | LED bulb | ENGINEER | 51.106 | -0.0145 | -0.084412 | -0.017216 | 0.008 | 0 | 4.325 | 2 | 0.547 | 0.43 | 0.24 | 0.21 | 0.12 | 1 | 0.33 | Replace on Burnout | 86.0224 | 0.12822 | 33.73 | -0.010097 | -0.058779 | -0.011988 | 0.050278 | 2.6174 | -0.087398 | -1.1841 | -0.35698 | 0.95719 | -0.034438 | 0 | 2.294 | 4.325 | -2.031 | 0.5304 | 1.7926 | -0.061024 | -0.89642 | -0.2714 | 0.65147 | -0.024002 | 0 | 1.4295 | 4.325 | -2.8955 | 0.33053 | 1.0352 | -0.03489 | -0.53379 | -0.16073 | 0.36862 | -0.013567 | 0 | 0.79303 | 4.325 | -3.532 | 0.18336 | per unit | 0.0066054 | 1014.859 | 0.005 | 0 | 0 | 0 | 0 | 0 | 0 | 0 | 0 | 0 | 0 | 0 | 12820.9558 | -3.6376 | -21.1765 | -4.319 | 1.0978 | 0 | 0 | 1666.7242 | 0 | 0 | -0.47289 | 0 | 0 | -2.7529 | 0 | 0 | -0.56147 | 0 | 0 | 2.3548 | 0 | 0 | 0.14271 | 0 | 0 | 0 | 0 | 0 | 0 | 0 | 0 | 0 | 0 | 0 | 12820.9558 | -3.6376 | -21.1765 | -4.319 | 1.0978 | 0 | 0 | 1666.7242 | 0 | 0 | -0.47289 | 0 | 0 | -2.7529 | 0 | 0 | -0.56147 | 0 | 0 | 2.3548 | 0 | 0 | 0.14271 | 0 |  |  |  |  | 0 |  |  |  |  | 151.9017 | 3.6208 | 151.9017 | 164.4643 | 0 | 0 | 0 | 35.1218 | 0 | 0 | 0 | 0 | 0 | 0 | 0 | 0 | 0 | 0 | 0 | 0 | 0 | 0 | 0 | 233.3414 | -0.066205 | -0.38541 | -0.078606 | 0.32967 | 0.01998 | 0 | 0 | 466.6828 | 0 | 0 | -0.13241 | 0 | 0 | -0.77082 | 0 | 0 | -0.15721 | 0 | 0 | 0.65933 | 0 | 0 | 233.3414 | 0 | 0 | -0.066205 | 0 | 0 | -0.38541 | 0 | 0 | -0.078606 | 0 | 0 | 0.32967 | 0 | 0 | 0.01998 | 0.23 | 0.13 | 1 | 1 | 1 | 1 | 1 | 4.325 | -2.031 | 0.5304 | 4.325 | -2.8955 | 0.33053 | 4.325 | -3.532 | 0.18336 | 0 | 0 | 0 | 0 | 0 | 0 | 0 | 0 | 0 | 0 | 0 | 12820.9558 | -3.6376 | -21.1765 | -4.319 | 1.0978 | 0 | 0 | 1666.7242 | 0 | 0 | -0.47289 | 0 | 0 | -2.7529 | 0 | 0 | -0.56147 | 0 | 0 | 2.3548 | 0 | 0 | 0.14271 | 0 |  |  |  |  | 0 |  |  |  |  | 151.9017 | 3.6208 | 151.9017 | 164.4643 | 0 | 0 | 0 | 35.1218 | 0 | 0 | 0 | 0 | 0 | 0 | 0 | 0 | 0 | 0 | 0 | 0 | 0 | 0 | 0 | 233.3414 | -0.066205 | -0.38541 | -0.078606 | 0.32967 | 0.01998 | 0 | 0 | 466.6828 | 0 | 0 | -0.13241 | 0 | 0 | -0.77082 | 0 | 0 | -0.15721 | 0 | 0 | 0.65933 | 0 | 0 | 233.3414 | 0 | 0 | -0.066205 | 0 | 0 | -0.38541 | 0 | 0 | -0.078606 | 0 | 0 | 0.32967 | 0 | 0 | 0.01998 | 4.325 | -2.031 | 0.5304 | 4.325 | -2.8955 | 0.33053 | 4.325 | -3.532 | 0.18336 | 0 | 0 | 0 | 0 | 0 | 0 | 0 | 0 | 0 | 0 | 0 | 12820.9558 | -3.6376 | -21.1765 | -4.319 | 1.0978 | 0 | 0 | 1666.7242 | 0 | 0 | -0.47289 | 0 | 0 | -2.7529 | 0 | 0 | -0.56147 | 0 | 0 | 2.3548 | 0 | 0 | 0.14271 | 0 |  |  |  |  | 0 |  |  |  |  | 151.9017 | 3.6208 | 151.9017 | 164.4643 | 0 | 0 | 0 | 35.1218 | 0 | 0 | 0 | 0 | 0 | 0 | 0 | 0 | 0 | 0 | 0 | 0 | 0 | 0 | 0 | 233.3414 | -0.066205 | -0.38541 | -0.078606 | 0.32967 | 0.01998 | 0 | 0 | 466.6828 | 0 | 0 | -0.13241 | 0 | 0 | -0.77082 | 0 | 0 | -0.15721 | 0 | 0 | 0.65933 | 0 | 0 | 233.3414 | 0 | 0 | -0.066205 | 0 | 0 | -0.38541 | 0 | 0 | -0.078606 | 0 | 0 | 0.32967 | 0 | 0 | 0.01998
| 295 | Residential | Single Family | Lighting | Electric | 01-358 | 01-358.01 | LED (Interior) | [01-358]_Residential_Lighting_LED Specialty - Candelabras, Globes (Interior)_Program 3_starts2021_ends2022_ROB_Electric_per unit | Blended mix | LED bulb | ENGINEER | 32.219 | -0.013722 | -0.041865 | -0.017624 | 0.008 | 0 | 4.325 | 3 | 0.547 | 0.43 | 0.24 | 0.21 | 0.12 | 1 | 0.53 | Replace on Burnout | 56.6394 | 0.084426 | 51.2282 | -0.02302 | -0.07023 | -0.029565 | 0.07636 | 3.8884 | -0.19625 | -1.4514 | -0.9044 | 2.249 | -0.031083 | 0 | 3.5543 | 2.6449 | 0.90941 | 1.3438 | 3.1588 | -0.16024 | -1.2505 | -0.77866 | 1.7984 | -0.025218 | 0 | 2.7426 | 2.6449 | 0.097674 | 1.0369 | 2.4263 | -0.12429 | -1.0013 | -0.61663 | 1.3883 | -0.019354 | 0 | 2.053 | 2.6449 | -0.59186 | 0.77622 | per unit | 0.079892 | 33755.5487 | 0.005 | 260239.9699 | -110.838 | -338.152 | -142.3545 | 367.6691 | 35.3459 | 244885.8117 | -104.2986 | -318.201 | -133.9556 | 33.2605 | 0 | 0 | 0 | 0 | 0 | 137927.184 | 243228.083 | 243228.083 | -58.7442 | -103.5925 | -103.5925 | -179.2205 | -316.047 | -316.047 | -75.4479 | -133.0488 | -133.0488 | 194.8646 | 343.6345 | 343.6345 | 18.7333 | 33.0354 | 29.7093 | 260239.9699 | -110.838 | -338.152 | -142.3545 | 367.6691 | 35.3459 | 244885.8117 | -104.2986 | -318.201 | -133.9556 | 33.2605 | 0 | 0 | 0 | 0 | 0 | 137927.184 | 33.0354 | 243228.083 | -58.7442 | -103.5925 | -103.5925 | -179.2205 | -316.047 | -316.047 | -75.4479 | -133.0488 | -133.0488 | 194.8646 | 343.6345 | 343.6345 | 18.7333 | 33.0354 | 29.7093 | 9956.0172 | 7090.999 | 9956.0172 | 35863.6019 | 6324.302 | 9221.5463 | 4111.699 | 9221.5463 | 31908.7506 | 5857.7484 | 0 |  |  |  |  | 3764.2357 | 3486.5421 | 0 | 0.11096 | 0.11792 | 0.12531 | 64278.3516 | -27.3766 | -83.5223 | -35.1611 | 90.813 | 8.7303 | 48303.1475 | -20.5726 | -62.7644 | -26.4224 | 68.2431 | 6.5606 | 0 | 0 | 0 | 0 | 0 | 0 | 192835.0549 | 144909.4425 | 0 | -82.1298 | -61.7179 | 0 | -250.567 | -188.2932 | 0 | -105.4832 | -79.2673 | 0 | 272.4389 | 204.7292 | 0 | 64278.3516 | 15.2909 | 112581.4991 | -27.3766 | -47.9493 | -47.9493 | -83.5223 | -146.2867 | -146.2867 | -35.1611 | -61.5835 | -61.5835 | 90.813 | 159.056 | 159.056 | 8.7303 | 15.2909 | 13.7652 | 0.43 | 0.33 | 1 | 1 | 1 | 1 | 1 | 3.2437 | 0.31056 | 1.0957 | 3.2437 | -0.50118 | 0.84549 | 3.2437 | -1.1907 | 0.63292 | 260239.9699 | -110.838 | -338.152 | -142.3545 | 367.6691 | 35.3459 | 244885.8117 | -104.2986 | -318.201 | -133.9556 | 33.2605 | 0 | 0 | 0 | 0 | 0 | 137927.184 | 33.0354 | 243228.083 | -58.7442 | -103.5925 | -103.5925 | -179.2205 | -316.047 | -316.047 | -75.4479 | -133.0488 | -133.0488 | 194.8646 | 343.6345 | 343.6345 | 18.7333 | 33.0354 | 29.7093 | 15619.2409 | 9070.7494 | 15619.2409 | 45876.4337 | 5206.4136 | 14599.215 | 5307.7263 | 14599.215 | 41190.4949 | 4866.405 | 0 |  |  |  |  | 4815.1803 | 4500.7214 | 0 | 0.14194 | 0.15084 | 0.1603 | 82224.355 | -35.0199 | -106.8411 | -44.9777 | 116.1672 | 11.1678 | 62353.7592 | -26.5569 | -81.0216 | -34.1083 | 88.0939 | 8.4689 | 0 | 0 | 0 | 0 | 0 | 0 | 246673.0651 | 187061.2777 | 0 | -105.0598 | -79.6707 | 0 | -320.5233 | -243.0647 | 0 | -134.9332 | -102.3248 | 0 | 348.5016 | 264.2816 | 0 | 82224.355 | 19.6367 | 144578.1143 | -35.0199 | -61.5768 | -61.5768 | -106.8411 | -187.8627 | -187.8627 | -44.9777 | -79.086 | -79.086 | 116.1672 | 204.2611 | 204.2611 | 11.1678 | 19.6367 | 17.6672 | 4.325 | -0.77069 | 0.8218 | 4.325 | -1.5824 | 0.63412 | 4.325 | -2.272 | 0.47469 | 260239.9699 | -110.838 | -338.152 | -142.3545 | 367.6691 | 35.3459 | 244885.8117 | -104.2986 | -318.201 | -133.9556 | 33.2605 | 0 | 0 | 0 | 0 | 0 | 137927.184 | 33.0354 | 243228.083 | -58.7442 | -103.5925 | -103.5925 | -179.2205 | -316.047 | -316.047 | -75.4479 | -133.0488 | -133.0488 | 194.8646 | 343.6345 | 343.6345 | 18.7333 | 33.0354 | 29.7093 | 24453.7853 | 10651.0054 | 24453.7853 | 53868.773 | 0 | 23011.012 | 6274.4549 | 23011.012 | 48692.7707 | 0 | 0 |  |  |  |  | 5654.0544 | 5320.4652 | 0 | 0.16667 | 0.17712 | 0.18822 | 96549.0288 | -41.1209 | -125.4544 | -52.8135 | 136.4052 | 13.1133 | 73710.6293 | -31.3939 | -95.7785 | -40.3206 | 104.139 | 10.0114 | 0 | 0 | 0 | 0 | 0 | 0 | 289647.0865 | 221131.8879 | 0 | -123.3627 | -94.1816 | 0 | -376.3631 | -287.3355 | 0 | -158.4405 | -120.9619 | 0 | 409.2157 | 312.4169 | 0 | 96549.0288 | 23.1247 | 170259.6581 | -41.1209 | -72.5148 | -72.5148 | -125.4544 | -221.2329 | -221.2329 | -52.8135 | -93.1341 | -93.1341 | 136.4052 | 240.5442 | 240.5442 | 13.1133 | 23.1247 | 20.7965
| 296 | Residential | Multi-Family | Lighting | Electric | 01-358 | 01-358.02 | LED (Interior) | [01-358]_Residential_Lighting_LED Specialty - Candelabras, Globes (Interior)_Program 3_starts2021_ends2022_ROB_Electric_per unit | Blended mix | LED bulb | ENGINEER | 32.219 | -0.025431 | -0.022297 | -0.025484 | 0.008 | 0 | 4.325 | 3 | 0.547 | 0.43 | 0.24 | 0.21 | 0.12 | 1 | 0.53 | Replace on Burnout | 56.6394 | 0.084426 | 51.2282 | -0.042661 | -0.037404 | -0.04275 | 0.07636 | 3.8884 | -0.36369 | -0.77298 | -1.3077 | 2.249 | -0.026688 | 0 | 3.6663 | 2.6449 | 1.0214 | 1.3862 | 3.1588 | -0.29697 | -0.66601 | -1.1259 | 1.7984 | -0.021653 | 0 | 2.8467 | 2.6449 | 0.20177 | 1.0763 | 2.4263 | -0.23033 | -0.53328 | -0.89162 | 1.3883 | -0.016617 | 0 | 2.1427 | 2.6449 | -0.50215 | 0.81014 | per unit | 0.028353 | 1815.0898 | 0.005 | 13993.5194 | -11.0452 | -9.684 | -11.0683 | 19.7702 | 1.9006 | 13167.9017 | -10.3936 | -9.1127 | -10.4152 | 1.7885 | 0 | 0 | 0 | 0 | 0 | 7416.5653 | 13078.763 | 13078.763 | -5.854 | -10.3232 | -10.3232 | -5.1325 | -9.051 | -9.051 | -5.8662 | -10.3447 | -10.3447 | 10.4782 | 18.4778 | 18.4778 | 1.0073 | 1.7764 | 1.5975 | 13993.5194 | -11.0452 | -9.684 | -11.0683 | 19.7702 | 1.9006 | 13167.9017 | -10.3936 | -9.1127 | -10.4152 | 1.7885 | 0 | 0 | 0 | 0 | 0 | 7416.5653 | 1.7764 | 13078.763 | -5.854 | -10.3232 | -10.3232 | -5.1325 | -9.051 | -9.051 | -5.8662 | -10.3447 | -10.3447 | 10.4782 | 18.4778 | 18.4778 | 1.0073 | 1.7764 | 1.5975 | 398.2448 | 292.5816 | 398.2448 | 1455.8566 | 252.9747 | 365.5177 | 169.1627 | 365.5177 | 1288.8137 | 232.1856 | 0 |  |  |  |  | 150.571 | 138.1973 | 0 | 0.082542 | 0.087718 | 0.093218 | 2571.1607 | -2.0294 | -1.7793 | -2.0337 | 3.6326 | 0.34922 | 1914.6089 | -1.5112 | -1.325 | -1.5144 | 2.705 | 0.26004 | 0 | 0 | 0 | 0 | 0 | 0 | 7713.4822 | 5743.8268 | 0 | -6.0883 | -4.5337 | 0 | -5.338 | -3.9749 | 0 | -6.101 | -4.5431 | 0 | 10.8977 | 8.1149 | 0 | 2571.1607 | 0.60926 | 4485.7697 | -2.0294 | -3.5407 | -3.5407 | -1.7793 | -3.1043 | -3.1043 | -2.0337 | -3.548 | -3.548 | 3.6326 | 6.3375 | 6.3375 | 0.34922 | 0.60926 | 0.54878 | 0.43 | 0.33 | 1 | 1 | 1 | 1 | 1 | 3.2437 | 0.42256 | 1.1303 | 3.2437 | -0.39708 | 0.87759 | 3.2437 | -1.101 | 0.66058 | 13993.5194 | -11.0452 | -9.684 | -11.0683 | 19.7702 | 1.9006 | 13167.9017 | -10.3936 | -9.1127 | -10.4152 | 1.7885 | 0 | 0 | 0 | 0 | 0 | 7416.5653 | 1.7764 | 13078.763 | -5.854 | -10.3232 | -10.3232 | -5.1325 | -9.051 | -9.051 | -5.8662 | -10.3447 | -10.3447 | 10.4782 | 18.4778 | 18.4778 | 1.0073 | 1.7764 | 1.5975 | 751.8071 | 450.3651 | 751.8071 | 2240.9716 | 250.6024 | 701.6061 | 264.7592 | 701.6061 | 2017.1424 | 233.8687 | 0 |  |  |  |  | 231.771 | 216.2947 | 0 | 0.12706 | 0.13502 | 0.14349 | 3957.7374 | -3.1239 | -2.7389 | -3.1304 | 5.5915 | 0.53754 | 2996.5841 | -2.3652 | -2.0737 | -2.3702 | 4.2336 | 0.407 | 0 | 0 | 0 | 0 | 0 | 0 | 11873.2122 | 8989.7523 | 0 | -9.3717 | -7.0957 | 0 | -8.2167 | -6.2212 | 0 | -9.3912 | -7.1105 | 0 | 16.7746 | 12.7008 | 0 | 3957.7374 | 0.94454 | 6954.3215 | -3.1239 | -5.4891 | -5.4891 | -2.7389 | -4.8127 | -4.8127 | -3.1304 | -5.5006 | -5.5006 | 5.5915 | 9.8251 | 9.8251 | 0.53754 | 0.94454 | 0.84989 | 4.325 | -0.65869 | 0.8477 | 4.325 | -1.4783 | 0.65819 | 4.325 | -2.1823 | 0.49543 | 13993.5194 | -11.0452 | -9.684 | -11.0683 | 19.7702 | 1.9006 | 13167.9017 | -10.3936 | -9.1127 | -10.4152 | 1.7885 | 0 | 0 | 0 | 0 | 0 | 7416.5653 | 1.7764 | 13078.763 | -5.854 | -10.3232 | -10.3232 | -5.1325 | -9.051 | -9.051 | -5.8662 | -10.3447 | -10.3447 | 10.4782 | 18.4778 | 18.4778 | 1.0073 | 1.7764 | 1.5975 | 1220.9963 | 548.5723 | 1220.9963 | 2729.6412 | 0 | 1148.9576 | 325.1794 | 1148.9576 | 2477.4703 | 0 | 0 |  |  |  |  | 282.3113 | 265.6549 | 0 | 0.15476 | 0.16447 | 0.17478 | 4820.7674 | -3.8051 | -3.3362 | -3.813 | 6.8108 | 0.65476 | 3680.4285 | -2.905 | -2.547 | -2.9111 | 5.1997 | 0.49988 | 0 | 0 | 0 | 0 | 0 | 0 | 14462.3023 | 11041.2856 | 0 | -11.4152 | -8.715 | 0 | -10.0085 | -7.641 | 0 | -11.4391 | -8.7332 | 0 | 20.4325 | 15.5992 | 0 | 4820.7674 | 1.1546 | 8501.196 | -3.8051 | -6.7101 | -6.7101 | -3.3362 | -5.8831 | -5.8831 | -3.813 | -6.7241 | -6.7241 | 6.8108 | 12.0106 | 12.0106 | 0.65476 | 1.1546 | 1.0384
| 297 | Residential | Low Income | Lighting | Electric | 01-358 | 01-358.03 | LED (Interior) | [01-358]_Residential_Lighting_LED Specialty - Candelabras, Globes (Interior)_Program 3_starts2021_ends2022_ROB_Electric_per unit | Blended mix | LED bulb | ENGINEER | 32.219 | -0.0091414 | -0.053216 | -0.010854 | 0.008 | 0 | 4.325 | 3 | 0.547 | 0.43 | 0.24 | 0.21 | 0.12 | 1 | 0.53 | Replace on Burnout | 56.6394 | 0.084426 | 51.2282 | -0.015335 | -0.089273 | -0.018207 | 0.07636 | 3.8884 | -0.13073 | -1.8449 | -0.55697 | 2.249 | -0.034869 | 0 | 4.2839 | 4.325 | -0.041076 | 0.9905 | 3.1588 | -0.10675 | -1.5896 | -0.47953 | 1.7984 | -0.02829 | 0 | 3.3037 | 4.325 | -1.0213 | 0.76385 | 2.4263 | -0.082795 | -1.2728 | -0.37975 | 1.3883 | -0.021711 | 0 | 2.4691 | 4.325 | -1.8559 | 0.57088 | per unit | 0.039977 | 6142.0378 | 0.005 | 47352.3255 | -13.4351 | -78.2122 | -15.9517 | 66.8997 | 6.4314 | 44558.5383 | -12.6424 | -73.5977 | -15.0105 | 6.052 | 0 | 0 | 0 | 0 | 0 | 25096.7325 | 44256.904 | 44256.904 | -7.1206 | -12.5568 | -12.5568 | -41.4525 | -73.0994 | -73.0994 | -8.4544 | -14.9089 | -14.9089 | 35.4569 | 62.5265 | 62.5265 | 3.4087 | 6.011 | 5.4058 | 47352.3255 | -13.4351 | -78.2122 | -15.9517 | 66.8997 | 6.4314 | 44558.5383 | -12.6424 | -73.5977 | -15.0105 | 6.052 | 0 | 0 | 0 | 0 | 0 | 25096.7325 | 6.011 | 44256.904 | -7.1206 | -12.5568 | -12.5568 | -41.4525 | -73.0994 | -73.0994 | -8.4544 | -14.9089 | -14.9089 | 35.4569 | 62.5265 | 62.5265 | 3.4087 | 6.011 | 5.4058 | 762.7753 | 400.4314 | 762.7753 | 865.4876 | 0 | 717.7715 | 235.7569 | 717.7715 | 746.308 | 0 | 0 |  |  |  |  | 176.3642 | 165.9587 | 0 | 0.028571 | 0.030363 | 0.032267 | 3011.6079 | -0.85447 | -4.9743 | -1.0145 | 4.2548 | 0.40904 | 2299.2206 | -0.65235 | -3.7976 | -0.77454 | 3.2484 | 0.31228 | 0 | 0 | 0 | 0 | 0 | 0 | 9034.8237 | 6897.6617 | 0 | -2.5634 | -1.957 | 0 | -14.9229 | -11.3929 | 0 | -3.0436 | -2.3236 | 0 | 12.7645 | 9.7451 | 0 | 3011.6079 | 0.72132 | 5310.8285 | -0.85447 | -1.5068 | -1.5068 | -4.9743 | -8.7719 | -8.7719 | -1.0145 | -1.7891 | -1.7891 | 4.2548 | 7.5032 | 7.5032 | 0.40904 | 0.72132 | 0.6487 | 0.43 | 0.33 | 1 | 1 | 1 | 1 | 1 | 4.325 | -0.041076 | 0.9905 | 4.325 | -1.0213 | 0.76385 | 4.325 | -1.8559 | 0.57088 | 47352.3255 | -13.4351 | -78.2122 | -15.9517 | 66.8997 | 6.4314 | 44558.5383 | -12.6424 | -73.5977 | -15.0105 | 6.052 | 0 | 0 | 0 | 0 | 0 | 25096.7325 | 6.011 | 44256.904 | -7.1206 | -12.5568 | -12.5568 | -41.4525 | -73.0994 | -73.0994 | -8.4544 | -14.9089 | -14.9089 | 35.4569 | 62.5265 | 62.5265 | 3.4087 | 6.011 | 5.4058 | 762.7753 | 400.4314 | 762.7753 | 865.4876 | 0 | 717.7715 | 235.7569 | 717.7715 | 746.308 | 0 | 0 |  |  |  |  | 176.3642 | 165.9587 | 0 | 0.028571 | 0.030363 | 0.032267 | 3011.6079 | -0.85447 | -4.9743 | -1.0145 | 4.2548 | 0.40904 | 2299.2206 | -0.65235 | -3.7976 | -0.77454 | 3.2484 | 0.31228 | 0 | 0 | 0 | 0 | 0 | 0 | 9034.8237 | 6897.6617 | 0 | -2.5634 | -1.957 | 0 | -14.9229 | -11.3929 | 0 | -3.0436 | -2.3236 | 0 | 12.7645 | 9.7451 | 0 | 3011.6079 | 0.72132 | 5310.8285 | -0.85447 | -1.5068 | -1.5068 | -4.9743 | -8.7719 | -8.7719 | -1.0145 | -1.7891 | -1.7891 | 4.2548 | 7.5032 | 7.5032 | 0.40904 | 0.72132 | 0.6487 | 4.325 | -0.041076 | 0.9905 | 4.325 | -1.0213 | 0.76385 | 4.325 | -1.8559 | 0.57088 | 47352.3255 | -13.4351 | -78.2122 | -15.9517 | 66.8997 | 6.4314 | 44558.5383 | -12.6424 | -73.5977 | -15.0105 | 6.052 | 0 | 0 | 0 | 0 | 0 | 25096.7325 | 6.011 | 44256.904 | -7.1206 | -12.5568 | -12.5568 | -41.4525 | -73.0994 | -73.0994 | -8.4544 | -14.9089 | -14.9089 | 35.4569 | 62.5265 | 62.5265 | 3.4087 | 6.011 | 5.4058 | 762.7753 | 400.4314 | 762.7753 | 865.4876 | 0 | 717.7715 | 235.7569 | 717.7715 | 746.308 | 0 | 0 |  |  |  |  | 176.3642 | 165.9587 | 0 | 0.028571 | 0.030363 | 0.032267 | 3011.6079 | -0.85447 | -4.9743 | -1.0145 | 4.2548 | 0.40904 | 2299.2206 | -0.65235 | -3.7976 | -0.77454 | 3.2484 | 0.31228 | 0 | 0 | 0 | 0 | 0 | 0 | 9034.8237 | 6897.6617 | 0 | -2.5634 | -1.957 | 0 | -14.9229 | -11.3929 | 0 | -3.0436 | -2.3236 | 0 | 12.7645 | 9.7451 | 0 | 3011.6079 | 0.72132 | 5310.8285 | -0.85447 | -1.5068 | -1.5068 | -4.9743 | -8.7719 | -8.7719 | -1.0145 | -1.7891 | -1.7891 | 4.2548 | 7.5032 | 7.5032 | 0.40904 | 0.72132 | 0.6487
| 298 | Residential | Single Family | Lighting | Electric | 01-361 | 01-361.01 | LED (Interior) | [01-361]_Residential_Lighting_LED Specialty - Candelabras, Globes (Interior)_Program 3_starts2023_ends2023_ROB_Electric_per unit | Blended mix | LED bulb | ENGINEER | 32.219 | -0.013722 | -0.041865 | -0.017624 | 0.008 | 0 | 4.325 | 3 | 0.547 | 0.43 | 0.24 | 0.21 | 0.12 | 1 | 0.53 | Replace on Burnout | 56.6394 | 0.084426 | 51.2282 | -0.02302 | -0.07023 | -0.029565 | 0.07636 | 3.8884 | -0.19625 | -1.4514 | -0.9044 | 2.249 | -0.031083 | 0 | 3.5543 | 2.6449 | 0.90941 | 1.3438 | 3.1588 | -0.16024 | -1.2505 | -0.77866 | 1.7984 | -0.025218 | 0 | 2.7426 | 2.6449 | 0.097674 | 1.0369 | 2.4263 | -0.12429 | -1.0013 | -0.61663 | 1.3883 | -0.019354 | 0 | 2.053 | 2.6449 | -0.59186 | 0.77622 | per unit | 0.079892 | 33755.5487 | 0.005 | 0 | 0 | 0 | 0 | 0 | 0 | 0 | 0 | 0 | 0 | 0 | 230437.5488 | -98.145 | -299.4271 | -126.0522 | 31.2981 | 0 | 0 | 76044.3911 | 0 | 0 | -32.3878 | 0 | 0 | -98.811 | 0 | 0 | -41.5972 | 0 | 0 | 107.4361 | 0 | 0 | 10.3284 | 0 | 0 | 0 | 0 | 0 | 0 | 0 | 0 | 0 | 0 | 0 | 230437.5488 | -98.145 | -299.4271 | -126.0522 | 31.2981 | 0 | 0 | 76044.3911 | 0 | 0 | -32.3878 | 0 | 0 | -98.811 | 0 | 0 | -41.5972 | 0 | 0 | 107.4361 | 0 | 0 | 10.3284 | 0 |  |  |  |  | 0 |  |  |  |  | 8628.8805 | 2210.3238 | 8628.8805 | 29444.0544 | 5481.2728 | 0 | 0 | 3262.4632 | 0 | 0 | 0 | 0 | 0 | 0 | 0 | 0 | 0 | 0 | 0 | 0 | 0 | 0 | 0 | 34687.3895 | -14.7736 | -45.0723 | -18.9744 | 49.0066 | 4.7113 | 0 | 0 | 104062.1686 | 0 | 0 | -44.3208 | 0 | 0 | -135.2168 | 0 | 0 | -56.9233 | 0 | 0 | 147.0198 | 0 | 0 | 34687.3895 | 0 | 0 | -14.7736 | 0 | 0 | -45.0723 | 0 | 0 | -18.9744 | 0 | 0 | 49.0066 | 0 | 0 | 4.7113 | 0.43 | 0.33 | 1 | 1 | 1 | 1 | 1 | 3.2437 | 0.31056 | 1.0957 | 3.2437 | -0.50118 | 0.84549 | 3.2437 | -1.1907 | 0.63292 | 0 | 0 | 0 | 0 | 0 | 0 | 0 | 0 | 0 | 0 | 0 | 230437.5488 | -98.145 | -299.4271 | -126.0522 | 31.2981 | 0 | 0 | 76044.3911 | 0 | 0 | -32.3878 | 0 | 0 | -98.811 | 0 | 0 | -41.5972 | 0 | 0 | 107.4361 | 0 | 0 | 10.3284 | 0 |  |  |  |  | 0 |  |  |  |  | 13705.0991 | 2862.4973 | 13705.0991 | 38131.7553 | 4568.3664 | 0 | 0 | 4225.0787 | 0 | 0 | 0 | 0 | 0 | 0 | 0 | 0 | 0 | 0 | 0 | 0 | 0 | 0 | 0 | 44922.1779 | -19.1327 | -58.3712 | -24.573 | 63.4664 | 6.1014 | 0 | 0 | 134766.5336 | 0 | 0 | -57.398 | 0 | 0 | -175.1136 | 0 | 0 | -73.719 | 0 | 0 | 190.3992 | 0 | 0 | 44922.1779 | 0 | 0 | -19.1327 | 0 | 0 | -58.3712 | 0 | 0 | -24.573 | 0 | 0 | 63.4664 | 0 | 0 | 6.1014 | 4.325 | -0.77069 | 0.8218 | 4.325 | -1.5824 | 0.63412 | 4.325 | -2.272 | 0.47469 | 0 | 0 | 0 | 0 | 0 | 0 | 0 | 0 | 0 | 0 | 0 | 230437.5488 | -98.145 | -299.4271 | -126.0522 | 31.2981 | 0 | 0 | 76044.3911 | 0 | 0 | -32.3878 | 0 | 0 | -98.811 | 0 | 0 | -41.5972 | 0 | 0 | 107.4361 | 0 | 0 | 10.3284 | 0 |  |  |  |  | 0 |  |  |  |  | 21653.3623 | 3391.9505 | 21653.3623 | 45184.681 | 0 | 0 | 0 | 5006.5577 | 0 | 0 | 0 | 0 | 0 | 0 | 0 | 0 | 0 | 0 | 0 | 0 | 0 | 0 | 0 | 53231.0738 | -22.6715 | -69.1677 | -29.1181 | 75.2053 | 7.2299 | 0 | 0 | 159693.2213 | 0 | 0 | -68.0145 | 0 | 0 | -207.503 | 0 | 0 | -87.3542 | 0 | 0 | 225.6158 | 0 | 0 | 53231.0738 | 0 | 0 | -22.6715 | 0 | 0 | -69.1677 | 0 | 0 | -29.1181 | 0 | 0 | 75.2053 | 0 | 0 | 7.2299
| 299 | Residential | Multi-Family | Lighting | Electric | 01-361 | 01-361.02 | LED (Interior) | [01-361]_Residential_Lighting_LED Specialty - Candelabras, Globes (Interior)_Program 3_starts2023_ends2023_ROB_Electric_per unit | Blended mix | LED bulb | ENGINEER | 32.219 | -0.025431 | -0.022297 | -0.025484 | 0.008 | 0 | 4.325 | 3 | 0.547 | 0.43 | 0.24 | 0.21 | 0.12 | 1 | 0.53 | Replace on Burnout | 56.6394 | 0.084426 | 51.2282 | -0.042661 | -0.037404 | -0.04275 | 0.07636 | 3.8884 | -0.36369 | -0.77298 | -1.3077 | 2.249 | -0.026688 | 0 | 3.6663 | 2.6449 | 1.0214 | 1.3862 | 3.1588 | -0.29697 | -0.66601 | -1.1259 | 1.7984 | -0.021653 | 0 | 2.8467 | 2.6449 | 0.20177 | 1.0763 | 2.4263 | -0.23033 | -0.53328 | -0.89162 | 1.3883 | -0.016617 | 0 | 2.1427 | 2.6449 | -0.50215 | 0.81014 | per unit | 0.028353 | 1815.0898 | 0.005 | 0 | 0 | 0 | 0 | 0 | 0 | 0 | 0 | 0 | 0 | 0 | 12390.9955 | -9.7803 | -8.575 | -9.8007 | 1.683 | 0 | 0 | 4089.0285 | 0 | 0 | -3.2275 | 0 | 0 | -2.8298 | 0 | 0 | -3.2342 | 0 | 0 | 5.777 | 0 | 0 | 0.55537 | 0 | 0 | 0 | 0 | 0 | 0 | 0 | 0 | 0 | 0 | 0 | 12390.9955 | -9.7803 | -8.575 | -9.8007 | 1.683 | 0 | 0 | 4089.0285 | 0 | 0 | -3.2275 | 0 | 0 | -2.8298 | 0 | 0 | -3.2342 | 0 | 0 | 5.777 | 0 | 0 | 0.55537 | 0 |  |  |  |  | 0 |  |  |  |  | 341.4455 | 91.2847 | 341.4455 | 1191.613 | 216.8944 | 0 | 0 | 129.0959 | 0 | 0 | 0 | 0 | 0 | 0 | 0 | 0 | 0 | 0 | 0 | 0 | 0 | 0 | 0 | 1372.5829 | -1.0834 | -0.94988 | -1.0857 | 1.9392 | 0.18642 | 0 | 0 | 4117.7488 | 0 | 0 | -3.2502 | 0 | 0 | -2.8496 | 0 | 0 | -3.257 | 0 | 0 | 5.8176 | 0 | 0 | 1372.5829 | 0 | 0 | -1.0834 | 0 | 0 | -0.94988 | 0 | 0 | -1.0857 | 0 | 0 | 1.9392 | 0 | 0 | 0.18642 | 0.43 | 0.33 | 1 | 1 | 1 | 1 | 1 | 3.2437 | 0.42256 | 1.1303 | 3.2437 | -0.39708 | 0.87759 | 3.2437 | -1.101 | 0.66058 | 0 | 0 | 0 | 0 | 0 | 0 | 0 | 0 | 0 | 0 | 0 | 12390.9955 | -9.7803 | -8.575 | -9.8007 | 1.683 | 0 | 0 | 4089.0285 | 0 | 0 | -3.2275 | 0 | 0 | -2.8298 | 0 | 0 | -3.2342 | 0 | 0 | 5.777 | 0 | 0 | 0.55537 | 0 |  |  |  |  | 0 |  |  |  |  | 658.6142 | 143.5718 | 658.6142 | 1874.1587 | 219.5381 | 0 | 0 | 203.041 | 0 | 0 | 0 | 0 | 0 | 0 | 0 | 0 | 0 | 0 | 0 | 0 | 0 | 0 | 0 | 2158.7867 | -1.704 | -1.494 | -1.7075 | 3.05 | 0.29321 | 0 | 0 | 6476.36 | 0 | 0 | -5.1119 | 0 | 0 | -4.4819 | 0 | 0 | -5.1225 | 0 | 0 | 9.1499 | 0 | 0 | 2158.7867 | 0 | 0 | -1.704 | 0 | 0 | -1.494 | 0 | 0 | -1.7075 | 0 | 0 | 3.05 | 0 | 0 | 0.29321 | 4.325 | -0.65869 | 0.8477 | 4.325 | -1.4783 | 0.65819 | 4.325 | -2.1823 | 0.49543 | 0 | 0 | 0 | 0 | 0 | 0 | 0 | 0 | 0 | 0 | 0 | 12390.9955 | -9.7803 | -8.575 | -9.8007 | 1.683 | 0 | 0 | 4089.0285 | 0 | 0 | -3.2275 | 0 | 0 | -2.8298 | 0 | 0 | -3.2342 | 0 | 0 | 5.777 | 0 | 0 | 0.55537 | 0 |  |  |  |  | 0 |  |  |  |  | 1081.1691 | 176.7636 | 1081.1691 | 2307.4385 | 0 | 0 | 0 | 249.9813 | 0 | 0 | 0 | 0 | 0 | 0 | 0 | 0 | 0 | 0 | 0 | 0 | 0 | 0 | 0 | 2657.8685 | -2.0979 | -1.8393 | -2.1023 | 3.7551 | 0.36099 | 0 | 0 | 7973.6056 | 0 | 0 | -6.2937 | 0 | 0 | -5.518 | 0 | 0 | -6.3068 | 0 | 0 | 11.2652 | 0 | 0 | 2657.8685 | 0 | 0 | -2.0979 | 0 | 0 | -1.8393 | 0 | 0 | -2.1023 | 0 | 0 | 3.7551 | 0 | 0 | 0.36099
| 300 | Residential | Low Income | Lighting | Electric | 01-361 | 01-361.03 | LED (Interior) | [01-361]_Residential_Lighting_LED Specialty - Candelabras, Globes (Interior)_Program 3_starts2023_ends2023_ROB_Electric_per unit | Blended mix | LED bulb | ENGINEER | 32.219 | -0.0091414 | -0.053216 | -0.010854 | 0.008 | 0 | 4.325 | 3 | 0.547 | 0.43 | 0.24 | 0.21 | 0.12 | 1 | 0.53 | Replace on Burnout | 56.6394 | 0.084426 | 51.2282 | -0.015335 | -0.089273 | -0.018207 | 0.07636 | 3.8884 | -0.13073 | -1.8449 | -0.55697 | 2.249 | -0.034869 | 0 | 4.2839 | 4.325 | -0.041076 | 0.9905 | 3.1588 | -0.10675 | -1.5896 | -0.47953 | 1.7984 | -0.02829 | 0 | 3.3037 | 4.325 | -1.0213 | 0.76385 | 2.4263 | -0.082795 | -1.2728 | -0.37975 | 1.3883 | -0.021711 | 0 | 2.4691 | 4.325 | -1.8559 | 0.57088 | per unit | 0.039977 | 6142.0378 | 0.005 | 0 | 0 | 0 | 0 | 0 | 0 | 0 | 0 | 0 | 0 | 0 | 41929.5845 | -11.8965 | -69.2554 | -14.1249 | 5.6949 | 0 | 0 | 13836.7629 | 0 | 0 | -3.9258 | 0 | 0 | -22.8543 | 0 | 0 | -4.6612 | 0 | 0 | 19.5487 | 0 | 0 | 1.8793 | 0 | 0 | 0 | 0 | 0 | 0 | 0 | 0 | 0 | 0 | 0 | 41929.5845 | -11.8965 | -69.2554 | -14.1249 | 5.6949 | 0 | 0 | 13836.7629 | 0 | 0 | -3.9258 | 0 | 0 | -22.8543 | 0 | 0 | -4.6612 | 0 | 0 | 19.5487 | 0 | 0 | 1.8793 | 0 |  |  |  |  | 0 |  |  |  |  | 675.423 | 127.2439 | 675.423 | 672.1752 | 0 | 0 | 0 | 156.1672 | 0 | 0 | 0 | 0 | 0 | 0 | 0 | 0 | 0 | 0 | 0 | 0 | 0 | 0 | 0 | 1660.4115 | -0.4711 | -2.7425 | -0.55935 | 2.3458 | 0.22552 | 0 | 0 | 4981.2346 | 0 | 0 | -1.4133 | 0 | 0 | -8.2275 | 0 | 0 | -1.678 | 0 | 0 | 7.0375 | 0 | 0 | 1660.4115 | 0 | 0 | -0.4711 | 0 | 0 | -2.7425 | 0 | 0 | -0.55935 | 0 | 0 | 2.3458 | 0 | 0 | 0.22552 | 0.43 | 0.33 | 1 | 1 | 1 | 1 | 1 | 4.325 | -0.041076 | 0.9905 | 4.325 | -1.0213 | 0.76385 | 4.325 | -1.8559 | 0.57088 | 0 | 0 | 0 | 0 | 0 | 0 | 0 | 0 | 0 | 0 | 0 | 41929.5845 | -11.8965 | -69.2554 | -14.1249 | 5.6949 | 0 | 0 | 13836.7629 | 0 | 0 | -3.9258 | 0 | 0 | -22.8543 | 0 | 0 | -4.6612 | 0 | 0 | 19.5487 | 0 | 0 | 1.8793 | 0 |  |  |  |  | 0 |  |  |  |  | 675.423 | 127.2439 | 675.423 | 672.1752 | 0 | 0 | 0 | 156.1672 | 0 | 0 | 0 | 0 | 0 | 0 | 0 | 0 | 0 | 0 | 0 | 0 | 0 | 0 | 0 | 1660.4115 | -0.4711 | -2.7425 | -0.55935 | 2.3458 | 0.22552 | 0 | 0 | 4981.2346 | 0 | 0 | -1.4133 | 0 | 0 | -8.2275 | 0 | 0 | -1.678 | 0 | 0 | 7.0375 | 0 | 0 | 1660.4115 | 0 | 0 | -0.4711 | 0 | 0 | -2.7425 | 0 | 0 | -0.55935 | 0 | 0 | 2.3458 | 0 | 0 | 0.22552 | 4.325 | -0.041076 | 0.9905 | 4.325 | -1.0213 | 0.76385 | 4.325 | -1.8559 | 0.57088 | 0 | 0 | 0 | 0 | 0 | 0 | 0 | 0 | 0 | 0 | 0 | 41929.5845 | -11.8965 | -69.2554 | -14.1249 | 5.6949 | 0 | 0 | 13836.7629 | 0 | 0 | -3.9258 | 0 | 0 | -22.8543 | 0 | 0 | -4.6612 | 0 | 0 | 19.5487 | 0 | 0 | 1.8793 | 0 |  |  |  |  | 0 |  |  |  |  | 675.423 | 127.2439 | 675.423 | 672.1752 | 0 | 0 | 0 | 156.1672 | 0 | 0 | 0 | 0 | 0 | 0 | 0 | 0 | 0 | 0 | 0 | 0 | 0 | 0 | 0 | 1660.4115 | -0.4711 | -2.7425 | -0.55935 | 2.3458 | 0.22552 | 0 | 0 | 4981.2346 | 0 | 0 | -1.4133 | 0 | 0 | -8.2275 | 0 | 0 | -1.678 | 0 | 0 | 7.0375 | 0 | 0 | 1660.4115 | 0 | 0 | -0.4711 | 0 | 0 | -2.7425 | 0 | 0 | -0.55935 | 0 | 0 | 2.3458 | 0 | 0 | 0.22552
| 301 | Residential | Single Family | Lighting | Electric | 01-350 | 01-350.01 | LED (Interior) | [01-350]_Residential_Lighting_LED Specialty - Reflectors (Interior)_Program 1_starts2021_ends2022_ROB_Electric_per unit | Blended mix | LED bulb | ENGINEER | 35.653 | -0.015185 | -0.046327 | -0.019503 | 0.009 | 0 | 2.4 | 2 | 0.547 | 0.43 | 0.24 | 0.21 | 0.12 | 1 | 0.33 | Replace on Burnout | 68.4247 | 0.10199 | 23.531 | -0.010574 | -0.032259 | -0.01358 | 0.035075 | 1.826 | -0.091525 | -0.64986 | -0.40438 | 1.0768 | -0.021416 | 0 | 1.7356 | 1.4677 | 0.26793 | 1.1826 | 1.2506 | -0.063906 | -0.49197 | -0.30744 | 0.7329 | -0.014927 | 0 | 1.1053 | 1.4677 | -0.36243 | 0.75306 | 0.7222 | -0.036538 | -0.29295 | -0.18207 | 0.4147 | -0.0084368 | 0 | 0.61689 | 1.4677 | -0.8508 | 0.42031 | per unit | 1.9413 | 820238.1593 | 0.005 | 8163936.3472 | -3477.0778 | -10608.0984 | -4465.7744 | 11534.0732 | 1127.2841 | 7682264.1027 | -3271.9302 | -9982.2206 | -4202.2937 | 1060.7743 | 0 | 0 | 0 | 0 | 0 | 2694098.9946 | 4461019.7382 | 1766920.7436 | -1147.4357 | -1899.9796 | -752.544 | -3500.6725 | -5796.5832 | -2295.9107 | -1473.7056 | -2440.2331 | -966.5276 | 3806.2442 | 6302.5636 | 2496.3195 | 372.0037 | 615.9818 | 137.9007 | 8163936.3472 | -3477.0778 | -10608.0984 | -4465.7744 | 11534.0732 | 1127.2841 | 7682264.1027 | -3271.9302 | -9982.2206 | -4202.2937 | 1060.7743 | 0 | 0 | 0 | 0 | 0 | 2694098.9946 | 615.9818 | 1766920.7436 | -1147.4357 | -1899.9796 | -752.544 | -3500.6725 | -5796.5832 | -2295.9107 | -1473.7056 | -2440.2331 | -966.5276 | 3806.2442 | 6302.5636 | 2496.3195 | 372.0037 | 615.9818 | 137.9007 | 254114.4907 | 99166.1539 | 254114.4907 | 1287917.837 | 161419.648 | 237823.7302 | 41191.88 | 237823.7302 | 1097421.0393 | 151071.3643 | 0 |  |  |  |  | 173139.2244 | 162039.6227 | 0 | 0.21003 | 0.2232 | 0.2372 | 2037067.8136 | -867.6015 | -2646.9359 | -1114.3014 | 2877.9854 | 281.2803 | 1328755.6937 | -565.9264 | -1726.5655 | -726.8458 | 1877.2764 | 183.4758 | 0 | 0 | 0 | 0 | 0 | 0 | 4074135.6273 | 2657511.3875 | 0 | -1735.203 | -1131.8528 | 0 | -5293.8717 | -3453.1311 | 0 | -2228.6027 | -1453.6917 | 0 | 5755.9707 | 3754.5529 | 0 | 2037067.8136 | 464.7561 | 1328755.6937 | -867.6015 | -1433.5279 | -565.9264 | -2646.9359 | -4373.5014 | -1726.5655 | -1114.3014 | -1841.1472 | -726.8458 | 2877.9854 | 4755.2618 | 1877.2764 | 281.2803 | 464.7561 | 103.7037 | 0.23 | 0.13 | 1 | 1 | 1 | 1 | 1 | 1.8 | -0.064382 | 0.96423 | 1.8 | -0.69474 | 0.61403 | 1.8 | -1.1831 | 0.34272 | 8163936.3472 | -3477.0778 | -10608.0984 | -4465.7744 | 11534.0732 | 1127.2841 | 7682264.1027 | -3271.9302 | -9982.2206 | -4202.2937 | 1060.7743 | 0 | 0 | 0 | 0 | 0 | 2694098.9946 | 615.9818 | 1766920.7436 | -1147.4357 | -1899.9796 | -752.544 | -3500.6725 | -5796.5832 | -2295.9107 | -1473.7056 | -2440.2331 | -966.5276 | 3806.2442 | 6302.5636 | 2496.3195 | 372.0037 | 615.9818 | 137.9007 | 361911.8961 | 115159.1247 | 361911.8961 | 1495626.1287 | 120637.2987 | 339739.4625 | 47980.4018 | 339739.4625 | 1278278.6904 | 113246.4875 | 0 |  |  |  |  | 201062.1645 | 188744.1459 | 0 | 0.24391 | 0.2592 | 0.27545 | 2365594.8855 | -1007.5235 | -3073.8191 | -1294.0097 | 3342.131 | 326.6436 | 1547737.8574 | -659.1924 | -2011.1077 | -846.6318 | 2186.6562 | 213.7131 | 0 | 0 | 0 | 0 | 0 | 0 | 4731189.771 | 3095475.7147 | 0 | -2015.0469 | -1318.3848 | 0 | -6147.6382 | -4022.2155 | 0 | -2588.0195 | -1693.2636 | 0 | 6684.262 | 4373.3123 | 0 | 2365594.8855 | 540.3567 | 1547737.8574 | -1007.5235 | -1666.7159 | -659.1924 | -3073.8191 | -5084.9268 | -2011.1077 | -1294.0097 | -2140.6415 | -846.6318 | 3342.131 | 5528.7871 | 2186.6562 | 326.6436 | 540.3567 | 120.7944 | 2.4 | -0.66438 | 0.72317 | 2.4 | -1.2947 | 0.46052 | 2.4 | -1.7831 | 0.25704 | 8163936.3472 | -3477.0778 | -10608.0984 | -4465.7744 | 11534.0732 | 1127.2841 | 7682264.1027 | -3271.9302 | -9982.2206 | -4202.2937 | 1060.7743 | 0 | 0 | 0 | 0 | 0 | 2694098.9946 | 615.9818 | 1766920.7436 | -1147.4357 | -1899.9796 | -752.544 | -3500.6725 | -5796.5832 | -2295.9107 | -1473.7056 | -2440.2331 | -966.5276 | 3806.2442 | 6302.5636 | 2496.3195 | 372.0037 | 615.9818 | 137.9007 | 494603.6101 | 118035.88 | 494603.6101 | 1532987.9122 | 0 | 465421.9971 | 49297.6314 | 465421.9971 | 1313371.9067 | 0 | 0 |  |  |  |  | 206084.8375 | 193925.8321 | 0 | 0.25 | 0.26567 | 0.28233 | 2424689.0951 | -1032.6921 | -3150.6052 | -1326.335 | 3425.6197 | 334.8034 | 1590228.6693 | -677.2896 | -2066.3197 | -869.8748 | 2246.6875 | 219.5803 | 0 | 0 | 0 | 0 | 0 | 0 | 4849378.1903 | 3180457.3385 | 0 | -2065.3842 | -1354.5791 | 0 | -6301.2104 | -4132.6393 | 0 | -2652.67 | -1739.7496 | 0 | 6851.2395 | 4493.375 | 0 | 2424689.0951 | 554.3836 | 1590228.6693 | -1032.6921 | -1709.9817 | -677.2896 | -3150.6052 | -5216.9249 | -2066.3197 | -1326.335 | -2196.2098 | -869.8748 | 3425.6197 | 5672.3073 | 2246.6875 | 334.8034 | 554.3836 | 124.1106
| 302 | Residential | Multi-Family | Lighting | Electric | 01-350 | 01-350.02 | LED (Interior) | [01-350]_Residential_Lighting_LED Specialty - Reflectors (Interior)_Program 1_starts2021_ends2022_ROB_Electric_per unit | Blended mix | LED bulb | ENGINEER | 35.653 | -0.028141 | -0.024673 | -0.0282 | 0.009 | 0 | 2.4 | 2 | 0.547 | 0.43 | 0.24 | 0.21 | 0.12 | 1 | 0.33 | Replace on Burnout | 68.4247 | 0.10199 | 23.531 | -0.019596 | -0.017181 | -0.019637 | 0.035075 | 1.826 | -0.16962 | -0.34611 | -0.58472 | 1.0768 | -0.018388 | 0 | 1.784 | 1.4677 | 0.31628 | 1.2155 | 1.2506 | -0.11843 | -0.26202 | -0.44455 | 0.7329 | -0.012816 | 0 | 1.1457 | 1.4677 | -0.322 | 0.7806 | 0.7222 | -0.067714 | -0.15602 | -0.26327 | 0.4147 | -0.0072439 | 0 | 0.64264 | 1.4677 | -0.82505 | 0.43786 | per unit | 0.79274 | 50748.8044 | 0.005 | 505109.4054 | -398.6882 | -349.5547 | -399.5196 | 713.6225 | 69.746 | 475307.9505 | -375.1656 | -328.9309 | -375.948 | 65.631 | 0 | 0 | 0 | 0 | 0 | 166686.1038 | 276006.9324 | 109320.8286 | -131.5671 | -217.8552 | -86.2881 | -115.353 | -191.0072 | -75.6541 | -131.8415 | -218.3095 | -86.468 | 235.4954 | 389.9448 | 154.4493 | 23.0162 | 38.1113 | 8.532 | 505109.4054 | -398.6882 | -349.5547 | -399.5196 | 713.6225 | 69.746 | 475307.9505 | -375.1656 | -328.9309 | -375.948 | 65.631 | 0 | 0 | 0 | 0 | 0 | 166686.1038 | 38.1113 | 109320.8286 | -131.5671 | -217.8552 | -86.2881 | -115.353 | -191.0072 | -75.6541 | -131.8415 | -218.3095 | -86.468 | 235.4954 | 389.9448 | 154.4493 | 23.0162 | 38.1113 | 8.532 | 14451.9927 | 5796.8835 | 14451.9927 | 74137.0259 | 9180.254 | 13504.497 | 2424.5851 | 13504.497 | 63430.4136 | 8578.3819 | 0 |  |  |  |  | 9846.7695 | 9201.1996 | 0 | 0.19306 | 0.20517 | 0.21803 | 115852.068 | -91.4433 | -80.174 | -91.634 | 163.6767 | 15.997 | 75451.5848 | -59.5547 | -52.2153 | -59.6789 | 106.5986 | 10.4184 | 0 | 0 | 0 | 0 | 0 | 0 | 231704.1361 | 150903.1696 | 0 | -182.8865 | -119.1095 | 0 | -160.348 | -104.4307 | 0 | -183.2679 | -119.3579 | 0 | 327.3534 | 213.1972 | 0 | 115852.068 | 26.4154 | 75451.5848 | -91.4433 | -150.998 | -59.5547 | -80.174 | -132.3893 | -52.2153 | -91.634 | -151.3129 | -59.6789 | 163.6767 | 270.2753 | 106.5986 | 15.997 | 26.4154 | 5.8887 | 0.23 | 0.13 | 1 | 1 | 1 | 1 | 1 | 1.8 | -0.016033 | 0.99109 | 1.8 | -0.65432 | 0.63649 | 1.8 | -1.1574 | 0.35702 | 505109.4054 | -398.6882 | -349.5547 | -399.5196 | 713.6225 | 69.746 | 475307.9505 | -375.1656 | -328.9309 | -375.948 | 65.631 | 0 | 0 | 0 | 0 | 0 | 166686.1038 | 38.1113 | 109320.8286 | -131.5671 | -217.8552 | -86.2881 | -115.353 | -191.0072 | -75.6541 | -131.8415 | -218.3095 | -86.468 | 235.4954 | 389.9448 | 154.4493 | 23.0162 | 38.1113 | 8.532 | 19677.6817 | 6435.7954 | 19677.6817 | 82308.1449 | 6559.2272 | 18455.9853 | 2701.8281 | 18455.9853 | 70683.4638 | 6151.9951 | 0 |  |  |  |  | 10932.0454 | 10253.3252 | 0 | 0.21434 | 0.22778 | 0.24206 | 128620.8705 | -101.5218 | -89.0105 | -101.7335 | 181.7166 | 17.7601 | 84079.2147 | -66.3646 | -58.186 | -66.503 | 118.7878 | 11.6097 | 0 | 0 | 0 | 0 | 0 | 0 | 257241.741 | 168158.4293 | 0 | -203.0436 | -132.7292 | 0 | -178.0209 | -116.3719 | 0 | -203.4671 | -133.006 | 0 | 363.4331 | 237.5755 | 0 | 128620.8705 | 29.3698 | 84079.2147 | -101.5218 | -167.8864 | -66.3646 | -89.0105 | -147.1964 | -58.186 | -101.7335 | -168.2365 | -66.503 | 181.7166 | 300.5043 | 118.7878 | 17.7601 | 29.3698 | 6.562 | 2.4 | -0.61603 | 0.74332 | 2.4 | -1.2543 | 0.47737 | 2.4 | -1.7574 | 0.26777 | 505109.4054 | -398.6882 | -349.5547 | -399.5196 | 713.6225 | 69.746 | 475307.9505 | -375.1656 | -328.9309 | -375.948 | 65.631 | 0 | 0 | 0 | 0 | 0 | 166686.1038 | 38.1113 | 109320.8286 | -131.5671 | -217.8552 | -86.2881 | -115.353 | -191.0072 | -75.6541 | -131.8415 | -218.3095 | -86.468 | 235.4954 | 389.9448 | 154.4493 | 23.0162 | 38.1113 | 8.532 | 27201.3592 | 6672.3707 | 27201.3592 | 85333.7343 | 0 | 25596.479 | 2810.3601 | 25596.479 | 73522.8069 | 0 | 0 |  |  |  |  | 11333.8997 | 10665.1996 | 0 | 0.22222 | 0.23616 | 0.25096 | 133348.883 | -105.2537 | -92.2824 | -105.4732 | 188.3963 | 18.4129 | 87456.6629 | -69.0305 | -60.5233 | -69.1744 | 123.5595 | 12.0761 | 0 | 0 | 0 | 0 | 0 | 0 | 266697.7661 | 174913.3258 | 0 | -210.5074 | -138.0609 | 0 | -184.5649 | -121.0466 | 0 | -210.9464 | -138.3488 | 0 | 376.7927 | 247.1189 | 0 | 133348.883 | 30.489 | 87456.6629 | -105.2537 | -174.2841 | -69.0305 | -92.2824 | -152.8057 | -60.5233 | -105.4732 | -174.6476 | -69.1744 | 188.3963 | 311.9558 | 123.5595 | 18.4129 | 30.489 | 6.8256
| 303 | Residential | Low Income | Lighting | Electric | 01-350 | 01-350.03 | LED (Interior) | [01-350]_Residential_Lighting_LED Specialty - Reflectors (Interior)_Program 1_starts2021_ends2022_ROB_Electric_per unit | Blended mix | LED bulb | ENGINEER | 35.653 | -0.010116 | -0.058888 | -0.01201 | 0.009 | 0 | 2.4 | 2 | 0.547 | 0.43 | 0.24 | 0.21 | 0.12 | 1 | 0.33 | Replace on Burnout | 68.4247 | 0.10199 | 23.531 | -0.0070439 | -0.041006 | -0.0083634 | 0.035075 | 1.826 | -0.060971 | -0.82607 | -0.24904 | 1.0768 | -0.024025 | 0 | 2.0912 | 2.4 | -0.30875 | 0.87135 | 1.2506 | -0.042572 | -0.62537 | -0.18934 | 0.7329 | -0.016745 | 0 | 1.3314 | 2.4 | -1.0686 | 0.55474 | 0.7222 | -0.02434 | -0.37239 | -0.11213 | 0.4147 | -0.0094644 | 0 | 0.74229 | 2.4 | -1.6577 | 0.30929 | per unit | 0.8082 | 124172.0496 | 0.005 | 1235900.4482 | -350.6565 | -2041.3456 | -416.3403 | 1746.0898 | 170.6543 | 1162982.3217 | -329.9677 | -1920.9062 | -391.7762 | 160.5857 | 0 | 0 | 0 | 0 | 0 | 407847.1479 | 675333.0819 | 267485.934 | -115.7166 | -191.6092 | -75.8926 | -673.644 | -1115.4525 | -441.8084 | -137.3923 | -227.5008 | -90.1085 | 576.2096 | 954.1159 | 377.9062 | 56.3159 | 93.2506 | 20.8761 | 1235900.4482 | -350.6565 | -2041.3456 | -416.3403 | 1746.0898 | 170.6543 | 1162982.3217 | -329.9677 | -1920.9062 | -391.7762 | 160.5857 | 0 | 0 | 0 | 0 | 0 | 407847.1479 | 93.2506 | 267485.934 | -115.7166 | -191.6092 | -75.8926 | -673.644 | -1115.4525 | -441.8084 | -137.3923 | -227.5008 | -90.1085 | 576.2096 | 954.1159 | 377.9062 | 56.3159 | 93.2506 | 20.8761 | 11647.3382 | 3349.1486 | 11647.3382 | 19232.4258 | 0 | 10960.1453 | 1398.4108 | 10960.1453 | 15247.3328 | 0 | 0 |  |  |  |  | 4853.0576 | 4566.7272 | 0 | 0.038889 | 0.041327 | 0.043918 | 57098.6007 | -16.2003 | -94.3102 | -19.2349 | 80.6694 | 7.8842 | 37448.0308 | -10.625 | -61.8532 | -12.6152 | 52.9069 | 5.1709 | 0 | 0 | 0 | 0 | 0 | 0 | 114197.2014 | 74896.0615 | 0 | -32.4007 | -21.2499 | 0 | -188.6203 | -123.7064 | 0 | -38.4698 | -25.2304 | 0 | 161.3387 | 105.8137 | 0 | 57098.6007 | 13.0551 | 37448.0308 | -16.2003 | -26.8253 | -10.625 | -94.3102 | -156.1633 | -61.8532 | -19.2349 | -31.8501 | -12.6152 | 80.6694 | 133.5762 | 52.9069 | 7.8842 | 13.0551 | 2.9227 | 0.23 | 0.13 | 1 | 1 | 1 | 1 | 1 | 2.4 | -0.30875 | 0.87135 | 2.4 | -1.0686 | 0.55474 | 2.4 | -1.6577 | 0.30929 | 1235900.4482 | -350.6565 | -2041.3456 | -416.3403 | 1746.0898 | 170.6543 | 1162982.3217 | -329.9677 | -1920.9062 | -391.7762 | 160.5857 | 0 | 0 | 0 | 0 | 0 | 407847.1479 | 93.2506 | 267485.934 | -115.7166 | -191.6092 | -75.8926 | -673.644 | -1115.4525 | -441.8084 | -137.3923 | -227.5008 | -90.1085 | 576.2096 | 954.1159 | 377.9062 | 56.3159 | 93.2506 | 20.8761 | 11647.3382 | 3349.1486 | 11647.3382 | 19232.4258 | 0 | 10960.1453 | 1398.4108 | 10960.1453 | 15247.3328 | 0 | 0 |  |  |  |  | 4853.0576 | 4566.7272 | 0 | 0.038889 | 0.041327 | 0.043918 | 57098.6007 | -16.2003 | -94.3102 | -19.2349 | 80.6694 | 7.8842 | 37448.0308 | -10.625 | -61.8532 | -12.6152 | 52.9069 | 5.1709 | 0 | 0 | 0 | 0 | 0 | 0 | 114197.2014 | 74896.0615 | 0 | -32.4007 | -21.2499 | 0 | -188.6203 | -123.7064 | 0 | -38.4698 | -25.2304 | 0 | 161.3387 | 105.8137 | 0 | 57098.6007 | 13.0551 | 37448.0308 | -16.2003 | -26.8253 | -10.625 | -94.3102 | -156.1633 | -61.8532 | -19.2349 | -31.8501 | -12.6152 | 80.6694 | 133.5762 | 52.9069 | 7.8842 | 13.0551 | 2.9227 | 2.4 | -0.30875 | 0.87135 | 2.4 | -1.0686 | 0.55474 | 2.4 | -1.6577 | 0.30929 | 1235900.4482 | -350.6565 | -2041.3456 | -416.3403 | 1746.0898 | 170.6543 | 1162982.3217 | -329.9677 | -1920.9062 | -391.7762 | 160.5857 | 0 | 0 | 0 | 0 | 0 | 407847.1479 | 93.2506 | 267485.934 | -115.7166 | -191.6092 | -75.8926 | -673.644 | -1115.4525 | -441.8084 | -137.3923 | -227.5008 | -90.1085 | 576.2096 | 954.1159 | 377.9062 | 56.3159 | 93.2506 | 20.8761 | 11647.3382 | 3349.1486 | 11647.3382 | 19232.4258 | 0 | 10960.1453 | 1398.4108 | 10960.1453 | 15247.3328 | 0 | 0 |  |  |  |  | 4853.0576 | 4566.7272 | 0 | 0.038889 | 0.041327 | 0.043918 | 57098.6007 | -16.2003 | -94.3102 | -19.2349 | 80.6694 | 7.8842 | 37448.0308 | -10.625 | -61.8532 | -12.6152 | 52.9069 | 5.1709 | 0 | 0 | 0 | 0 | 0 | 0 | 114197.2014 | 74896.0615 | 0 | -32.4007 | -21.2499 | 0 | -188.6203 | -123.7064 | 0 | -38.4698 | -25.2304 | 0 | 161.3387 | 105.8137 | 0 | 57098.6007 | 13.0551 | 37448.0308 | -16.2003 | -26.8253 | -10.625 | -94.3102 | -156.1633 | -61.8532 | -19.2349 | -31.8501 | -12.6152 | 80.6694 | 133.5762 | 52.9069 | 7.8842 | 13.0551 | 2.9227
| 304 | Residential | Single Family | Lighting | Electric | 01-353 | 01-353.01 | LED (Interior) | [01-353]_Residential_Lighting_LED Specialty - Reflectors (Interior)_Program 1_starts2023_ends2023_ROB_Electric_per unit | Blended mix | LED bulb | ENGINEER | 35.653 | -0.015185 | -0.046327 | -0.019503 | 0.009 | 0 | 2.4 | 2 | 0.547 | 0.43 | 0.24 | 0.21 | 0.12 | 1 | 0.33 | Replace on Burnout | 68.4247 | 0.10199 | 23.531 | -0.010574 | -0.032259 | -0.01358 | 0.035075 | 1.826 | -0.091525 | -0.64986 | -0.40438 | 1.0768 | -0.021416 | 0 | 1.7356 | 1.4677 | 0.26793 | 1.1826 | 1.2506 | -0.063906 | -0.49197 | -0.30744 | 0.7329 | -0.014927 | 0 | 1.1053 | 1.4677 | -0.36243 | 0.75306 | 0.7222 | -0.036538 | -0.29295 | -0.18207 | 0.4147 | -0.0084368 | 0 | 0.61689 | 1.4677 | -0.8508 | 0.42031 | per unit | 1.9413 | 820238.1593 | 0.005 | 0 | 0 | 0 | 0 | 0 | 0 | 0 | 0 | 0 | 0 | 0 | 7229010.5207 | -3078.8863 | -9393.2696 | -3954.3584 | 998.1886 | 0 | 0 | 939771.3677 | 0 | 0 | -400.2552 | 0 | 0 | -1221.125 | 0 | 0 | -514.0666 | 0 | 0 | 1327.7163 | 0 | 0 | 129.7645 | 0 | 0 | 0 | 0 | 0 | 0 | 0 | 0 | 0 | 0 | 0 | 7229010.5207 | -3078.8863 | -9393.2696 | -3954.3584 | 998.1886 | 0 | 0 | 939771.3677 | 0 | 0 | -400.2552 | 0 | 0 | -1221.125 | 0 | 0 | -514.0666 | 0 | 0 | 1327.7163 | 0 | 0 | 129.7645 | 0 |  |  |  |  | 0 |  |  |  |  | 223842.3861 | 12230.914 | 223842.3861 | 1036740.9693 | 142190.0777 | 0 | 0 | 152513.5266 | 0 | 0 | 0 | 0 | 0 | 0 | 0 | 0 | 0 | 0 | 0 | 0 | 0 | 0 | 0 | 706883.4191 | -301.0666 | -918.5139 | -386.674 | 998.6904 | 97.6071 | 0 | 0 | 1413766.8382 | 0 | 0 | -602.1332 | 0 | 0 | -1837.0278 | 0 | 0 | -773.348 | 0 | 0 | 1997.3809 | 0 | 0 | 706883.4191 | 0 | 0 | -301.0666 | 0 | 0 | -918.5139 | 0 | 0 | -386.674 | 0 | 0 | 998.6904 | 0 | 0 | 97.6071 | 0.23 | 0.13 | 1 | 1 | 1 | 1 | 1 | 1.8 | -0.064382 | 0.96423 | 1.8 | -0.69474 | 0.61403 | 1.8 | -1.1831 | 0.34272 | 0 | 0 | 0 | 0 | 0 | 0 | 0 | 0 | 0 | 0 | 0 | 7229010.5207 | -3078.8863 | -9393.2696 | -3954.3584 | 998.1886 | 0 | 0 | 939771.3677 | 0 | 0 | -400.2552 | 0 | 0 | -1221.125 | 0 | 0 | -514.0666 | 0 | 0 | 1327.7163 | 0 | 0 | 129.7645 | 0 |  |  |  |  | 0 |  |  |  |  | 319725.9515 | 14244.7861 | 319725.9515 | 1207444.7877 | 106575.3172 | 0 | 0 | 177625.5286 | 0 | 0 | 0 | 0 | 0 | 0 | 0 | 0 | 0 | 0 | 0 | 0 | 0 | 0 | 0 | 823274.7863 | -350.6385 | -1069.7511 | -450.3415 | 1163.1291 | 113.6786 | 0 | 0 | 1646549.5726 | 0 | 0 | -701.277 | 0 | 0 | -2139.5022 | 0 | 0 | -900.683 | 0 | 0 | 2326.2581 | 0 | 0 | 823274.7863 | 0 | 0 | -350.6385 | 0 | 0 | -1069.7511 | 0 | 0 | -450.3415 | 0 | 0 | 1163.1291 | 0 | 0 | 113.6786 | 2.4 | -0.66438 | 0.72317 | 2.4 | -1.2947 | 0.46052 | 2.4 | -1.7831 | 0.25704 | 0 | 0 | 0 | 0 | 0 | 0 | 0 | 0 | 0 | 0 | 0 | 7229010.5207 | -3078.8863 | -9393.2696 | -3954.3584 | 998.1886 | 0 | 0 | 939771.3677 | 0 | 0 | -400.2552 | 0 | 0 | -1221.125 | 0 | 0 | -514.0666 | 0 | 0 | 1327.7163 | 0 | 0 | 129.7645 | 0 |  |  |  |  | 0 |  |  |  |  | 437962.0993 | 14634.4308 | 437962.0993 | 1240472.6255 | 0 | 0 | 0 | 182484.208 | 0 | 0 | 0 | 0 | 0 | 0 | 0 | 0 | 0 | 0 | 0 | 0 | 0 | 0 | 0 | 845794.2309 | -360.2297 | -1099.0125 | -462.6599 | 1194.9447 | 116.7881 | 0 | 0 | 1691588.4618 | 0 | 0 | -720.4594 | 0 | 0 | -2198.0251 | 0 | 0 | -925.3199 | 0 | 0 | 2389.8894 | 0 | 0 | 845794.2309 | 0 | 0 | -360.2297 | 0 | 0 | -1099.0125 | 0 | 0 | -462.6599 | 0 | 0 | 1194.9447 | 0 | 0 | 116.7881
| 305 | Residential | Multi-Family | Lighting | Electric | 01-353 | 01-353.02 | LED (Interior) | [01-353]_Residential_Lighting_LED Specialty - Reflectors (Interior)_Program 1_starts2023_ends2023_ROB_Electric_per unit | Blended mix | LED bulb | ENGINEER | 35.653 | -0.028141 | -0.024673 | -0.0282 | 0.009 | 0 | 2.4 | 2 | 0.547 | 0.43 | 0.24 | 0.21 | 0.12 | 1 | 0.33 | Replace on Burnout | 68.4247 | 0.10199 | 23.531 | -0.019596 | -0.017181 | -0.019637 | 0.035075 | 1.826 | -0.16962 | -0.34611 | -0.58472 | 1.0768 | -0.018388 | 0 | 1.784 | 1.4677 | 0.31628 | 1.2155 | 1.2506 | -0.11843 | -0.26202 | -0.44455 | 0.7329 | -0.012816 | 0 | 1.1457 | 1.4677 | -0.322 | 0.7806 | 0.7222 | -0.067714 | -0.15602 | -0.26327 | 0.4147 | -0.0072439 | 0 | 0.64264 | 1.4677 | -0.82505 | 0.43786 | per unit | 0.79274 | 50748.8044 | 0.005 | 0 | 0 | 0 | 0 | 0 | 0 | 0 | 0 | 0 | 0 | 0 | 447264.7814 | -353.0308 | -309.524 | -353.767 | 61.7587 | 0 | 0 | 58144.4216 | 0 | 0 | -45.894 | 0 | 0 | -40.2381 | 0 | 0 | -45.9897 | 0 | 0 | 82.1469 | 0 | 0 | 8.0286 | 0 | 0 | 0 | 0 | 0 | 0 | 0 | 0 | 0 | 0 | 0 | 447264.7814 | -353.0308 | -309.524 | -353.767 | 61.7587 | 0 | 0 | 58144.4216 | 0 | 0 | -45.894 | 0 | 0 | -40.2381 | 0 | 0 | -45.9897 | 0 | 0 | 82.1469 | 0 | 0 | 8.0286 | 0 |  |  |  |  | 0 |  |  |  |  | 12715.0836 | 723.7619 | 12715.0836 | 60143.2293 | 8076.9275 | 0 | 0 | 8663.3379 | 0 | 0 | 0 | 0 | 0 | 0 | 0 | 0 | 0 | 0 | 0 | 0 | 0 | 0 | 0 | 40153.6183 | -31.6937 | -27.7878 | -31.7598 | 56.7293 | 5.5444 | 0 | 0 | 80307.2367 | 0 | 0 | -63.3873 | 0 | 0 | -55.5756 | 0 | 0 | -63.5195 | 0 | 0 | 113.4587 | 0 | 0 | 40153.6183 | 0 | 0 | -31.6937 | 0 | 0 | -27.7878 | 0 | 0 | -31.7598 | 0 | 0 | 56.7293 | 0 | 0 | 5.5444 | 0.23 | 0.13 | 1 | 1 | 1 | 1 | 1 | 1.8 | -0.016033 | 0.99109 | 1.8 | -0.65432 | 0.63649 | 1.8 | -1.1574 | 0.35702 | 0 | 0 | 0 | 0 | 0 | 0 | 0 | 0 | 0 | 0 | 0 | 447264.7814 | -353.0308 | -309.524 | -353.767 | 61.7587 | 0 | 0 | 58144.4216 | 0 | 0 | -45.894 | 0 | 0 | -40.2381 | 0 | 0 | -45.9897 | 0 | 0 | 82.1469 | 0 | 0 | 8.0286 | 0 |  |  |  |  | 0 |  |  |  |  | 17371.7556 | 806.2722 | 17371.7556 | 66999.6747 | 5790.5852 | 0 | 0 | 9650.9753 | 0 | 0 | 0 | 0 | 0 | 0 | 0 | 0 | 0 | 0 | 0 | 0 | 0 | 0 | 0 | 44731.2091 | -35.3068 | -30.9557 | -35.3804 | 63.1966 | 6.1765 | 0 | 0 | 89462.4182 | 0 | 0 | -70.6136 | 0 | 0 | -61.9114 | 0 | 0 | -70.7609 | 0 | 0 | 126.3932 | 0 | 0 | 44731.2091 | 0 | 0 | -35.3068 | 0 | 0 | -30.9557 | 0 | 0 | -35.3804 | 0 | 0 | 63.1966 | 0 | 0 | 6.1765 | 2.4 | -0.61603 | 0.74332 | 2.4 | -1.2543 | 0.47737 | 2.4 | -1.7574 | 0.26777 | 0 | 0 | 0 | 0 | 0 | 0 | 0 | 0 | 0 | 0 | 0 | 447264.7814 | -353.0308 | -309.524 | -353.767 | 61.7587 | 0 | 0 | 58144.4216 | 0 | 0 | -45.894 | 0 | 0 | -40.2381 | 0 | 0 | -45.9897 | 0 | 0 | 82.1469 | 0 | 0 | 8.0286 | 0 |  |  |  |  | 0 |  |  |  |  | 24086.2867 | 838.4344 | 24086.2867 | 69672.2921 | 0 | 0 | 0 | 10035.9528 | 0 | 0 | 0 | 0 | 0 | 0 | 0 | 0 | 0 | 0 | 0 | 0 | 0 | 0 | 0 | 46515.5373 | -36.7152 | -32.1905 | -36.7918 | 65.7175 | 6.4229 | 0 | 0 | 93031.0745 | 0 | 0 | -73.4304 | 0 | 0 | -64.381 | 0 | 0 | -73.5835 | 0 | 0 | 131.435 | 0 | 0 | 46515.5373 | 0 | 0 | -36.7152 | 0 | 0 | -32.1905 | 0 | 0 | -36.7918 | 0 | 0 | 65.7175 | 0 | 0 | 6.4229
| 306 | Residential | Low Income | Lighting | Electric | 01-353 | 01-353.03 | LED (Interior) | [01-353]_Residential_Lighting_LED Specialty - Reflectors (Interior)_Program 1_starts2023_ends2023_ROB_Electric_per unit | Blended mix | LED bulb | ENGINEER | 35.653 | -0.010116 | -0.058888 | -0.01201 | 0.009 | 0 | 2.4 | 2 | 0.547 | 0.43 | 0.24 | 0.21 | 0.12 | 1 | 0.33 | Replace on Burnout | 68.4247 | 0.10199 | 23.531 | -0.0070439 | -0.041006 | -0.0083634 | 0.035075 | 1.826 | -0.060971 | -0.82607 | -0.24904 | 1.0768 | -0.024025 | 0 | 2.0912 | 2.4 | -0.30875 | 0.87135 | 1.2506 | -0.042572 | -0.62537 | -0.18934 | 0.7329 | -0.016745 | 0 | 1.3314 | 2.4 | -1.0686 | 0.55474 | 0.7222 | -0.02434 | -0.37239 | -0.11213 | 0.4147 | -0.0094644 | 0 | 0.74229 | 2.4 | -1.6577 | 0.30929 | per unit | 0.8082 | 124172.0496 | 0.005 | 0 | 0 | 0 | 0 | 0 | 0 | 0 | 0 | 0 | 0 | 0 | 1094366.3648 | -310.4996 | -1807.5727 | -368.6614 | 151.1111 | 0 | 0 | 142267.6274 | 0 | 0 | -40.365 | 0 | 0 | -234.9845 | 0 | 0 | -47.926 | 0 | 0 | 200.9968 | 0 | 0 | 19.6444 | 0 | 0 | 0 | 0 | 0 | 0 | 0 | 0 | 0 | 0 | 0 | 1094366.3648 | -310.4996 | -1807.5727 | -368.6614 | 151.1111 | 0 | 0 | 142267.6274 | 0 | 0 | -40.365 | 0 | 0 | -234.9845 | 0 | 0 | -47.926 | 0 | 0 | 200.9968 | 0 | 0 | 19.6444 | 0 |  |  |  |  | 0 |  |  |  |  | 10313.4967 | 414.6766 | 10313.4967 | 14038.2782 | 0 | 0 | 0 | 4297.2903 | 0 | 0 | 0 | 0 | 0 | 0 | 0 | 0 | 0 | 0 | 0 | 0 | 0 | 0 | 0 | 19917.4678 | -5.6511 | -32.8978 | -6.7096 | 28.1396 | 2.7502 | 0 | 0 | 39834.9357 | 0 | 0 | -11.3022 | 0 | 0 | -65.7956 | 0 | 0 | -13.4193 | 0 | 0 | 56.2791 | 0 | 0 | 19917.4678 | 0 | 0 | -5.6511 | 0 | 0 | -32.8978 | 0 | 0 | -6.7096 | 0 | 0 | 28.1396 | 0 | 0 | 2.7502 | 0.23 | 0.13 | 1 | 1 | 1 | 1 | 1 | 2.4 | -0.30875 | 0.87135 | 2.4 | -1.0686 | 0.55474 | 2.4 | -1.6577 | 0.30929 | 0 | 0 | 0 | 0 | 0 | 0 | 0 | 0 | 0 | 0 | 0 | 1094366.3648 | -310.4996 | -1807.5727 | -368.6614 | 151.1111 | 0 | 0 | 142267.6274 | 0 | 0 | -40.365 | 0 | 0 | -234.9845 | 0 | 0 | -47.926 | 0 | 0 | 200.9968 | 0 | 0 | 19.6444 | 0 |  |  |  |  | 0 |  |  |  |  | 10313.4967 | 414.6766 | 10313.4967 | 14038.2782 | 0 | 0 | 0 | 4297.2903 | 0 | 0 | 0 | 0 | 0 | 0 | 0 | 0 | 0 | 0 | 0 | 0 | 0 | 0 | 0 | 19917.4678 | -5.6511 | -32.8978 | -6.7096 | 28.1396 | 2.7502 | 0 | 0 | 39834.9357 | 0 | 0 | -11.3022 | 0 | 0 | -65.7956 | 0 | 0 | -13.4193 | 0 | 0 | 56.2791 | 0 | 0 | 19917.4678 | 0 | 0 | -5.6511 | 0 | 0 | -32.8978 | 0 | 0 | -6.7096 | 0 | 0 | 28.1396 | 0 | 0 | 2.7502 | 2.4 | -0.30875 | 0.87135 | 2.4 | -1.0686 | 0.55474 | 2.4 | -1.6577 | 0.30929 | 0 | 0 | 0 | 0 | 0 | 0 | 0 | 0 | 0 | 0 | 0 | 1094366.3648 | -310.4996 | -1807.5727 | -368.6614 | 151.1111 | 0 | 0 | 142267.6274 | 0 | 0 | -40.365 | 0 | 0 | -234.9845 | 0 | 0 | -47.926 | 0 | 0 | 200.9968 | 0 | 0 | 19.6444 | 0 |  |  |  |  | 0 |  |  |  |  | 10313.4967 | 414.6766 | 10313.4967 | 14038.2782 | 0 | 0 | 0 | 4297.2903 | 0 | 0 | 0 | 0 | 0 | 0 | 0 | 0 | 0 | 0 | 0 | 0 | 0 | 0 | 0 | 19917.4678 | -5.6511 | -32.8978 | -6.7096 | 28.1396 | 2.7502 | 0 | 0 | 39834.9357 | 0 | 0 | -11.3022 | 0 | 0 | -65.7956 | 0 | 0 | -13.4193 | 0 | 0 | 56.2791 | 0 | 0 | 19917.4678 | 0 | 0 | -5.6511 | 0 | 0 | -32.8978 | 0 | 0 | -6.7096 | 0 | 0 | 28.1396 | 0 | 0 | 2.7502
| 307 | Residential | Single Family | Lighting | Electric | 01-351 | 01-351.01 | LED (Interior) | [01-351]_Residential_Lighting_LED Specialty - Reflectors (Interior)_Program 2_starts2021_ends2022_ROB_Electric_per unit | Blended mix | LED bulb | ENGINEER | 51.106 | -0.021766 | -0.066406 | -0.027956 | 0.009 | 0 | 2.4 | 2 | 0.547 | 0.43 | 0.24 | 0.21 | 0.12 | 1 | 0.33 | Replace on Burnout | 47.735 | 0.071153 | 33.73 | -0.015157 | -0.046241 | -0.019467 | 0.050278 | 2.6174 | -0.1312 | -0.93153 | -0.57966 | 1.0768 | -0.030699 | 0 | 2.0212 | 1.4677 | 0.55346 | 1.3771 | 1.7926 | -0.091605 | -0.70521 | -0.4407 | 0.7329 | -0.021396 | 0 | 1.2666 | 1.4677 | -0.20105 | 0.86302 | 1.0352 | -0.052374 | -0.41993 | -0.26099 | 0.4147 | -0.012094 | 0 | 0.70452 | 1.4677 | -0.76316 | 0.48002 | per unit | 0.021678 | 9159.3352 | 0.005 | 130677.0746 | -55.6563 | -169.7999 | -71.482 | 184.6216 | 12.588 | 122967.1272 | -52.3726 | -159.7817 | -67.2645 | 11.8453 | 0 | 0 | 0 | 0 | 0 | 43123.4346 | 71405.8739 | 28282.4393 | -18.3666 | -30.4123 | -12.0457 | -56.034 | -92.7837 | -36.7498 | -23.5891 | -39.0599 | -15.4708 | 60.9251 | 100.8828 | 39.9577 | 4.154 | 6.8785 | 1.5399 | 130677.0746 | -55.6563 | -169.7999 | -71.482 | 184.6216 | 12.588 | 122967.1272 | -52.3726 | -159.7817 | -67.2645 | 11.8453 | 0 | 0 | 0 | 0 | 0 | 43123.4346 | 6.8785 | 28282.4393 | -18.3666 | -30.4123 | -12.0457 | -56.034 | -92.7837 | -36.7498 | -23.5891 | -39.0599 | -15.4708 | 60.9251 | 100.8828 | 39.9577 | 4.154 | 6.8785 | 1.5399 | 2885.8178 | 1311.4373 | 2885.8178 | 20965.4141 | 1833.141 | 2705.1503 | 536.9567 | 2705.1503 | 17893.0883 | 1718.3767 | 0 |  |  |  |  | 1966.2328 | 1843.1362 | 0 | 0.2136 | 0.22699 | 0.24123 | 33160.4773 | -14.1233 | -43.0882 | -18.1392 | 46.8494 | 3.1943 | 21664.9236 | -9.2272 | -28.1511 | -11.851 | 30.6084 | 2.087 | 0 | 0 | 0 | 0 | 0 | 0 | 66320.9546 | 43329.8472 | 0 | -28.2466 | -18.4545 | 0 | -86.1765 | -56.3022 | 0 | -36.2784 | -23.702 | 0 | 93.6988 | 61.2167 | 0 | 33160.4773 | 5.2813 | 21664.9236 | -14.1233 | -23.3505 | -9.2272 | -43.0882 | -71.2393 | -28.1511 | -18.1392 | -29.9902 | -11.851 | 46.8494 | 77.4578 | 30.6084 | 3.1943 | 5.2813 | 1.1796 | 0.23 | 0.13 | 1 | 1 | 1 | 1 | 1 | 1.8 | 0.22115 | 1.1229 | 1.8 | -0.53336 | 0.70369 | 1.8 | -1.0955 | 0.3914 | 130677.0746 | -55.6563 | -169.7999 | -71.482 | 184.6216 | 12.588 | 122967.1272 | -52.3726 | -159.7817 | -67.2645 | 11.8453 | 0 | 0 | 0 | 0 | 0 | 43123.4346 | 6.8785 | 28282.4393 | -18.3666 | -30.4123 | -12.0457 | -56.034 | -92.7837 | -36.7498 | -23.5891 | -39.0599 | -15.4708 | 60.9251 | 100.8828 | 39.9577 | 4.154 | 6.8785 | 1.5399 | 4071.499 | 1508.6705 | 4071.499 | 24118.5017 | 1357.1663 | 3824.8146 | 619.0415 | 3824.8146 | 20628.41 | 1274.9382 | 0 |  |  |  |  | 2261.9439 | 2124.897 | 0 | 0.24573 | 0.26113 | 0.27751 | 38147.6381 | -16.2473 | -49.5685 | -20.8672 | 53.8953 | 3.6747 | 24976.8468 | -10.6378 | -32.4545 | -13.6626 | 35.2875 | 2.406 | 0 | 0 | 0 | 0 | 0 | 0 | 76295.2763 | 49953.6937 | 0 | -32.4947 | -21.2756 | 0 | -99.137 | -64.9091 | 0 | -41.7345 | -27.3253 | 0 | 107.7906 | 70.575 | 0 | 38147.6381 | 6.0807 | 24976.8468 | -16.2473 | -26.8852 | -10.6378 | -49.5685 | -82.023 | -32.4545 | -20.8672 | -34.5299 | -13.6626 | 53.8953 | 89.1828 | 35.2875 | 3.6747 | 6.0807 | 1.3599 | 2.4 | -0.37885 | 0.84215 | 2.4 | -1.1334 | 0.52777 | 2.4 | -1.6955 | 0.29355 | 130677.0746 | -55.6563 | -169.7999 | -71.482 | 184.6216 | 12.588 | 122967.1272 | -52.3726 | -159.7817 | -67.2645 | 11.8453 | 0 | 0 | 0 | 0 | 0 | 43123.4346 | 6.8785 | 28282.4393 | -18.3666 | -30.4123 | -12.0457 | -56.034 | -92.7837 | -36.7498 | -23.5891 | -39.0599 | -15.4708 | 60.9251 | 100.8828 | 39.9577 | 4.154 | 6.8785 | 1.5399 | 5523.0791 | 1534.9089 | 5523.0791 | 24537.964 | 0 | 5197.2174 | 630.8723 | 5197.2174 | 21022.6527 | 0 | 0 |  |  |  |  | 2301.283 | 2165.5073 | 0 | 0.25 | 0.26567 | 0.28233 | 38811.0912 | -16.5299 | -50.4306 | -21.2301 | 54.8326 | 3.7386 | 25454.1953 | -10.8411 | -33.0748 | -13.9238 | 35.9619 | 2.452 | 0 | 0 | 0 | 0 | 0 | 0 | 77622.1823 | 50908.3907 | 0 | -33.0598 | -21.6822 | 0 | -100.8611 | -66.1496 | 0 | -42.4603 | -27.8475 | 0 | 109.6652 | 71.9238 | 0 | 38811.0912 | 6.1906 | 25454.1953 | -16.5299 | -27.371 | -10.8411 | -50.4306 | -83.5054 | -33.0748 | -21.2301 | -35.1539 | -13.9238 | 54.8326 | 90.7945 | 35.9619 | 3.7386 | 6.1906 | 1.3859
| 308 | Residential | Multi-Family | Lighting | Electric | 01-351 | 01-351.02 | LED (Interior) | [01-351]_Residential_Lighting_LED Specialty - Reflectors (Interior)_Program 2_starts2021_ends2022_ROB_Electric_per unit | Blended mix | LED bulb | ENGINEER | 51.106 | -0.040339 | -0.035367 | -0.040423 | 0.009 | 0 | 2.4 | 2 | 0.547 | 0.43 | 0.24 | 0.21 | 0.12 | 1 | 0.33 | Replace on Burnout | 47.735 | 0.071153 | 33.73 | -0.028089 | -0.024628 | -0.028148 | 0.050278 | 2.6174 | -0.24314 | -0.49612 | -0.83816 | 1.0768 | -0.026358 | 0 | 2.0905 | 1.4677 | 0.62277 | 1.4243 | 1.7926 | -0.16977 | -0.37559 | -0.63723 | 0.7329 | -0.018371 | 0 | 1.3246 | 1.4677 | -0.14309 | 0.9025 | 1.0352 | -0.097062 | -0.22365 | -0.37738 | 0.4147 | -0.010384 | 0 | 0.74144 | 1.4677 | -0.72625 | 0.50517 | per unit | 0.0072054 | 461.2672 | 0.005 | 6580.9416 | -5.1944 | -4.5543 | -5.2052 | 9.2976 | 0.63394 | 6192.666 | -4.8879 | -4.2856 | -4.8981 | 0.59653 | 0 | 0 | 0 | 0 | 0 | 2171.7107 | 3596.0239 | 1424.3132 | -1.7142 | -2.8384 | -1.1242 | -1.5029 | -2.4886 | -0.98568 | -1.7177 | -2.8443 | -1.1266 | 3.0682 | 5.0805 | 2.0123 | 0.2092 | 0.3464 | 0.077549 | 6580.9416 | -5.1944 | -4.5543 | -5.2052 | 9.2976 | 0.63394 | 6192.666 | -4.8879 | -4.2856 | -4.8981 | 0.59653 | 0 | 0 | 0 | 0 | 0 | 2171.7107 | 0.3464 | 1424.3132 | -1.7142 | -2.8384 | -1.1242 | -1.5029 | -2.4886 | -0.98568 | -1.7177 | -2.8443 | -1.1266 | 3.0682 | 5.0805 | 2.0123 | 0.2092 | 0.3464 | 0.077549 | 134.4121 | 63.1771 | 134.4121 | 988.3746 | 85.3818 | 125.8641 | 26.1264 | 125.8641 | 847.4163 | 79.9519 | 0 |  |  |  |  | 91.5808 | 85.7567 | 0 | 0.19755 | 0.20994 | 0.2231 | 1544.5082 | -1.2191 | -1.0689 | -1.2216 | 2.1821 | 0.14878 | 1008.0165 | -0.79564 | -0.69759 | -0.7973 | 1.4241 | 0.097101 | 0 | 0 | 0 | 0 | 0 | 0 | 3089.0164 | 2016.033 | 0 | -2.4382 | -1.5913 | 0 | -2.1377 | -1.3952 | 0 | -2.4433 | -1.5946 | 0 | 4.3642 | 2.8483 | 0 | 1544.5082 | 0.24588 | 1008.0165 | -1.2191 | -2.0147 | -0.79564 | -1.0689 | -1.7664 | -0.69759 | -1.2216 | -2.0189 | -0.7973 | 2.1821 | 3.6062 | 1.4241 | 0.14878 | 0.24588 | 0.054883 | 0.23 | 0.13 | 1 | 1 | 1 | 1 | 1 | 1.8 | 0.29046 | 1.1614 | 1.8 | -0.4754 | 0.73589 | 1.8 | -1.0586 | 0.41191 | 6580.9416 | -5.1944 | -4.5543 | -5.2052 | 9.2976 | 0.63394 | 6192.666 | -4.8879 | -4.2856 | -4.8981 | 0.59653 | 0 | 0 | 0 | 0 | 0 | 2171.7107 | 0.3464 | 1424.3132 | -1.7142 | -2.8384 | -1.1242 | -1.5029 | -2.4886 | -0.98568 | -1.7177 | -2.8443 | -1.1266 | 3.0682 | 5.0805 | 2.0123 | 0.2092 | 0.3464 | 0.077549 | 180.8032 | 69.2929 | 180.8032 | 1084.0536 | 60.2677 | 169.7432 | 28.7297 | 169.7432 | 931.8559 | 56.5811 | 0 |  |  |  |  | 100.4462 | 94.3018 | 0 | 0.21668 | 0.23026 | 0.2447 | 1694.0233 | -1.3371 | -1.1723 | -1.3399 | 2.3933 | 0.16318 | 1108.4589 | -0.87492 | -0.7671 | -0.87674 | 1.566 | 0.10678 | 0 | 0 | 0 | 0 | 0 | 0 | 3388.0467 | 2216.9178 | 0 | -2.6742 | -1.7498 | 0 | -2.3447 | -1.5342 | 0 | -2.6798 | -1.7535 | 0 | 4.7867 | 3.1321 | 0 | 1694.0233 | 0.26996 | 1108.4589 | -1.3371 | -2.212 | -0.87492 | -1.1723 | -1.9394 | -0.7671 | -1.3399 | -2.2166 | -0.87674 | 2.3933 | 3.9594 | 1.566 | 0.16318 | 0.26996 | 0.060352 | 2.4 | -0.30954 | 0.87102 | 2.4 | -1.0754 | 0.55191 | 2.4 | -1.6586 | 0.30893 | 6580.9416 | -5.1944 | -4.5543 | -5.2052 | 9.2976 | 0.63394 | 6192.666 | -4.8879 | -4.2856 | -4.8981 | 0.59653 | 0 | 0 | 0 | 0 | 0 | 2171.7107 | 0.3464 | 1424.3132 | -1.7142 | -2.8384 | -1.1242 | -1.5029 | -2.4886 | -0.98568 | -1.7177 | -2.8443 | -1.1266 | 3.0682 | 5.0805 | 2.0123 | 0.2092 | 0.3464 | 0.077549 | 247.2392 | 71.0659 | 247.2392 | 1111.7915 | 0 | 232.6521 | 29.5329 | 232.6521 | 957.9099 | 0 | 0 |  |  |  |  | 103.0163 | 96.9384 | 0 | 0.22222 | 0.23616 | 0.25096 | 1737.3686 | -1.3713 | -1.2023 | -1.3742 | 2.4546 | 0.16736 | 1139.4506 | -0.89938 | -0.78854 | -0.90126 | 1.6098 | 0.10976 | 0 | 0 | 0 | 0 | 0 | 0 | 3474.7372 | 2278.9011 | 0 | -2.7426 | -1.7988 | 0 | -2.4046 | -1.5771 | 0 | -2.7484 | -1.8025 | 0 | 4.9091 | 3.2196 | 0 | 1737.3686 | 0.27712 | 1139.4506 | -1.3713 | -2.2707 | -0.89938 | -1.2023 | -1.9909 | -0.78854 | -1.3742 | -2.2754 | -0.90126 | 2.4546 | 4.0644 | 1.6098 | 0.16736 | 0.27712 | 0.06204
| 309 | Residential | Low Income | Lighting | Electric | 01-351 | 01-351.03 | LED (Interior) | [01-351]_Residential_Lighting_LED Specialty - Reflectors (Interior)_Program 2_starts2021_ends2022_ROB_Electric_per unit | Blended mix | LED bulb | ENGINEER | 51.106 | -0.0145 | -0.084412 | -0.017216 | 0.009 | 0 | 2.4 | 2 | 0.547 | 0.43 | 0.24 | 0.21 | 0.12 | 1 | 0.33 | Replace on Burnout | 47.735 | 0.071153 | 33.73 | -0.010097 | -0.058779 | -0.011988 | 0.050278 | 2.6174 | -0.087398 | -1.1841 | -0.35698 | 1.0768 | -0.034438 | 0 | 2.4376 | 2.4 | 0.037571 | 1.0157 | 1.7926 | -0.061024 | -0.89642 | -0.2714 | 0.7329 | -0.024002 | 0 | 1.5272 | 2.4 | -0.87276 | 0.63635 | 1.0352 | -0.03489 | -0.53379 | -0.16073 | 0.4147 | -0.013567 | 0 | 0.84832 | 2.4 | -1.5517 | 0.35347 | per unit | 0.0079045 | 1214.4556 | 0.005 | 17326.7494 | -4.916 | -28.6187 | -5.8369 | 24.4794 | 1.6691 | 16304.4712 | -4.626 | -26.9302 | -5.4925 | 1.5706 | 0 | 0 | 0 | 0 | 0 | 5717.8273 | 9467.8557 | 3750.0284 | -1.6223 | -2.6863 | -1.064 | -9.4442 | -15.6381 | -6.1939 | -1.9262 | -3.1895 | -1.2633 | 8.0782 | 13.3763 | 5.2981 | 0.55079 | 0.91203 | 0.20418 | 17326.7494 | -4.916 | -28.6187 | -5.8369 | 24.4794 | 1.6691 | 16304.4712 | -4.626 | -26.9302 | -5.4925 | 1.5706 | 0 | 0 | 0 | 0 | 0 | 5717.8273 | 0.91203 | 3750.0284 | -1.6223 | -2.6863 | -1.064 | -9.4442 | -15.6381 | -6.1939 | -1.9262 | -3.1895 | -1.2633 | 8.0782 | 13.3763 | 5.2981 | 0.55079 | 0.91203 | 0.20418 | 113.9159 | 38.1807 | 113.9159 | 269.6297 | 0 | 107.1949 | 15.6891 | 107.1949 | 213.7605 | 0 | 0 |  |  |  |  | 47.465 | 44.6645 | 0 | 0.038889 | 0.041327 | 0.043918 | 800.4958 | -0.22712 | -1.3222 | -0.26966 | 1.1309 | 0.077111 | 525.004 | -0.14896 | -0.86715 | -0.17686 | 0.74173 | 0.050573 | 0 | 0 | 0 | 0 | 0 | 0 | 1600.9916 | 1050.0079 | 0 | -0.45424 | -0.29791 | 0 | -2.6444 | -1.7343 | 0 | -0.53933 | -0.35372 | 0 | 2.2619 | 1.4835 | 0 | 800.4958 | 0.12768 | 525.004 | -0.22712 | -0.37608 | -0.14896 | -1.3222 | -2.1893 | -0.86715 | -0.26966 | -0.44652 | -0.17686 | 1.1309 | 1.8727 | 0.74173 | 0.077111 | 0.12768 | 0.028585 | 0.23 | 0.13 | 1 | 1 | 1 | 1 | 1 | 2.4 | 0.037571 | 1.0157 | 2.4 | -0.87276 | 0.63635 | 2.4 | -1.5517 | 0.35347 | 17326.7494 | -4.916 | -28.6187 | -5.8369 | 24.4794 | 1.6691 | 16304.4712 | -4.626 | -26.9302 | -5.4925 | 1.5706 | 0 | 0 | 0 | 0 | 0 | 5717.8273 | 0.91203 | 3750.0284 | -1.6223 | -2.6863 | -1.064 | -9.4442 | -15.6381 | -6.1939 | -1.9262 | -3.1895 | -1.2633 | 8.0782 | 13.3763 | 5.2981 | 0.55079 | 0.91203 | 0.20418 | 113.9159 | 38.1807 | 113.9159 | 269.6297 | 0 | 107.1949 | 15.6891 | 107.1949 | 213.7605 | 0 | 0 |  |  |  |  | 47.465 | 44.6645 | 0 | 0.038889 | 0.041327 | 0.043918 | 800.4958 | -0.22712 | -1.3222 | -0.26966 | 1.1309 | 0.077111 | 525.004 | -0.14896 | -0.86715 | -0.17686 | 0.74173 | 0.050573 | 0 | 0 | 0 | 0 | 0 | 0 | 1600.9916 | 1050.0079 | 0 | -0.45424 | -0.29791 | 0 | -2.6444 | -1.7343 | 0 | -0.53933 | -0.35372 | 0 | 2.2619 | 1.4835 | 0 | 800.4958 | 0.12768 | 525.004 | -0.22712 | -0.37608 | -0.14896 | -1.3222 | -2.1893 | -0.86715 | -0.26966 | -0.44652 | -0.17686 | 1.1309 | 1.8727 | 0.74173 | 0.077111 | 0.12768 | 0.028585 | 2.4 | 0.037571 | 1.0157 | 2.4 | -0.87276 | 0.63635 | 2.4 | -1.5517 | 0.35347 | 17326.7494 | -4.916 | -28.6187 | -5.8369 | 24.4794 | 1.6691 | 16304.4712 | -4.626 | -26.9302 | -5.4925 | 1.5706 | 0 | 0 | 0 | 0 | 0 | 5717.8273 | 0.91203 | 3750.0284 | -1.6223 | -2.6863 | -1.064 | -9.4442 | -15.6381 | -6.1939 | -1.9262 | -3.1895 | -1.2633 | 8.0782 | 13.3763 | 5.2981 | 0.55079 | 0.91203 | 0.20418 | 113.9159 | 38.1807 | 113.9159 | 269.6297 | 0 | 107.1949 | 15.6891 | 107.1949 | 213.7605 | 0 | 0 |  |  |  |  | 47.465 | 44.6645 | 0 | 0.038889 | 0.041327 | 0.043918 | 800.4958 | -0.22712 | -1.3222 | -0.26966 | 1.1309 | 0.077111 | 525.004 | -0.14896 | -0.86715 | -0.17686 | 0.74173 | 0.050573 | 0 | 0 | 0 | 0 | 0 | 0 | 1600.9916 | 1050.0079 | 0 | -0.45424 | -0.29791 | 0 | -2.6444 | -1.7343 | 0 | -0.53933 | -0.35372 | 0 | 2.2619 | 1.4835 | 0 | 800.4958 | 0.12768 | 525.004 | -0.22712 | -0.37608 | -0.14896 | -1.3222 | -2.1893 | -0.86715 | -0.26966 | -0.44652 | -0.17686 | 1.1309 | 1.8727 | 0.74173 | 0.077111 | 0.12768 | 0.028585
| 310 | Residential | Single Family | Lighting | Electric | 01-354 | 01-354.01 | LED (Interior) | [01-354]_Residential_Lighting_LED Specialty - Reflectors (Interior)_Program 2_starts2023_ends2023_ROB_Electric_per unit | Blended mix | LED bulb | ENGINEER | 51.106 | -0.021766 | -0.066406 | -0.027956 | 0.009 | 0 | 2.4 | 2 | 0.547 | 0.43 | 0.24 | 0.21 | 0.12 | 1 | 0.33 | Replace on Burnout | 47.735 | 0.071153 | 33.73 | -0.015157 | -0.046241 | -0.019467 | 0.050278 | 2.6174 | -0.1312 | -0.93153 | -0.57966 | 1.0768 | -0.030699 | 0 | 2.0212 | 1.4677 | 0.55346 | 1.3771 | 1.7926 | -0.091605 | -0.70521 | -0.4407 | 0.7329 | -0.021396 | 0 | 1.2666 | 1.4677 | -0.20105 | 0.86302 | 1.0352 | -0.052374 | -0.41993 | -0.26099 | 0.4147 | -0.012094 | 0 | 0.70452 | 1.4677 | -0.76316 | 0.48002 | per unit | 0.021678 | 9159.3352 | 0.005 | 0 | 0 | 0 | 0 | 0 | 0 | 0 | 0 | 0 | 0 | 0 | 115712.0667 | -49.2826 | -150.3546 | -63.2959 | 11.1465 | 0 | 0 | 15042.5687 | 0 | 0 | -6.4067 | 0 | 0 | -19.5461 | 0 | 0 | -8.2285 | 0 | 0 | 21.2523 | 0 | 0 | 1.449 | 0 | 0 | 0 | 0 | 0 | 0 | 0 | 0 | 0 | 0 | 0 | 115712.0667 | -49.2826 | -150.3546 | -63.2959 | 11.1465 | 0 | 0 | 15042.5687 | 0 | 0 | -6.4067 | 0 | 0 | -19.5461 | 0 | 0 | -8.2285 | 0 | 0 | 21.2523 | 0 | 0 | 1.449 | 0 |  |  |  |  | 0 |  |  |  |  | 2545.9428 | 158.8745 | 2545.9428 | 16902.5562 | 1617.2442 | 0 | 0 | 1734.6613 | 0 | 0 | 0 | 0 | 0 | 0 | 0 | 0 | 0 | 0 | 0 | 0 | 0 | 0 | 0 | 11524.7078 | -4.9085 | -14.975 | -6.3042 | 16.2822 | 1.1102 | 0 | 0 | 23049.4155 | 0 | 0 | -9.8169 | 0 | 0 | -29.9501 | 0 | 0 | -12.6083 | 0 | 0 | 32.5644 | 0 | 0 | 11524.7078 | 0 | 0 | -4.9085 | 0 | 0 | -14.975 | 0 | 0 | -6.3042 | 0 | 0 | 16.2822 | 0 | 0 | 1.1102 | 0.23 | 0.13 | 1 | 1 | 1 | 1 | 1 | 1.8 | 0.22115 | 1.1229 | 1.8 | -0.53336 | 0.70369 | 1.8 | -1.0955 | 0.3914 | 0 | 0 | 0 | 0 | 0 | 0 | 0 | 0 | 0 | 0 | 0 | 115712.0667 | -49.2826 | -150.3546 | -63.2959 | 11.1465 | 0 | 0 | 15042.5687 | 0 | 0 | -6.4067 | 0 | 0 | -19.5461 | 0 | 0 | -8.2285 | 0 | 0 | 21.2523 | 0 | 0 | 1.449 | 0 |  |  |  |  | 0 |  |  |  |  | 3599.4013 | 183.1459 | 3599.4013 | 19484.7786 | 1199.8004 | 0 | 0 | 1999.6674 | 0 | 0 | 0 | 0 | 0 | 0 | 0 | 0 | 0 | 0 | 0 | 0 | 0 | 0 | 0 | 13285.3502 | -5.6583 | -17.2628 | -7.2673 | 18.7696 | 1.2798 | 0 | 0 | 26570.7005 | 0 | 0 | -11.3166 | 0 | 0 | -34.5256 | 0 | 0 | -14.5345 | 0 | 0 | 37.5393 | 0 | 0 | 13285.3502 | 0 | 0 | -5.6583 | 0 | 0 | -17.2628 | 0 | 0 | -7.2673 | 0 | 0 | 18.7696 | 0 | 0 | 1.2798 | 2.4 | -0.37885 | 0.84215 | 2.4 | -1.1334 | 0.52777 | 2.4 | -1.6955 | 0.29355 | 0 | 0 | 0 | 0 | 0 | 0 | 0 | 0 | 0 | 0 | 0 | 115712.0667 | -49.2826 | -150.3546 | -63.2959 | 11.1465 | 0 | 0 | 15042.5687 | 0 | 0 | -6.4067 | 0 | 0 | -19.5461 | 0 | 0 | -8.2285 | 0 | 0 | 21.2523 | 0 | 0 | 1.449 | 0 |  |  |  |  | 0 |  |  |  |  | 4890.5816 | 186.6332 | 4890.5816 | 19855.7812 | 0 | 0 | 0 | 2037.7423 | 0 | 0 | 0 | 0 | 0 | 0 | 0 | 0 | 0 | 0 | 0 | 0 | 0 | 0 | 0 | 13538.3118 | -5.7661 | -17.5915 | -7.4056 | 19.127 | 1.3041 | 0 | 0 | 27076.6236 | 0 | 0 | -11.5321 | 0 | 0 | -35.183 | 0 | 0 | -14.8112 | 0 | 0 | 38.2541 | 0 | 0 | 13538.3118 | 0 | 0 | -5.7661 | 0 | 0 | -17.5915 | 0 | 0 | -7.4056 | 0 | 0 | 19.127 | 0 | 0 | 1.3041
| 311 | Residential | Multi-Family | Lighting | Electric | 01-354 | 01-354.02 | LED (Interior) | [01-354]_Residential_Lighting_LED Specialty - Reflectors (Interior)_Program 2_starts2023_ends2023_ROB_Electric_per unit | Blended mix | LED bulb | ENGINEER | 51.106 | -0.040339 | -0.035367 | -0.040423 | 0.009 | 0 | 2.4 | 2 | 0.547 | 0.43 | 0.24 | 0.21 | 0.12 | 1 | 0.33 | Replace on Burnout | 47.735 | 0.071153 | 33.73 | -0.028089 | -0.024628 | -0.028148 | 0.050278 | 2.6174 | -0.24314 | -0.49612 | -0.83816 | 1.0768 | -0.026358 | 0 | 2.0905 | 1.4677 | 0.62277 | 1.4243 | 1.7926 | -0.16977 | -0.37559 | -0.63723 | 0.7329 | -0.018371 | 0 | 1.3246 | 1.4677 | -0.14309 | 0.9025 | 1.0352 | -0.097062 | -0.22365 | -0.37738 | 0.4147 | -0.010384 | 0 | 0.74144 | 1.4677 | -0.72625 | 0.50517 | per unit | 0.0072054 | 461.2672 | 0.005 | 0 | 0 | 0 | 0 | 0 | 0 | 0 | 0 | 0 | 0 | 0 | 5827.2987 | -4.5995 | -4.0327 | -4.6091 | 0.56134 | 0 | 0 | 757.5488 | 0 | 0 | -0.59794 | 0 | 0 | -0.52425 | 0 | 0 | -0.59919 | 0 | 0 | 1.0703 | 0 | 0 | 0.072974 | 0 | 0 | 0 | 0 | 0 | 0 | 0 | 0 | 0 | 0 | 0 | 5827.2987 | -4.5995 | -4.0327 | -4.6091 | 0.56134 | 0 | 0 | 757.5488 | 0 | 0 | -0.59794 | 0 | 0 | -0.52425 | 0 | 0 | -0.59919 | 0 | 0 | 1.0703 | 0 | 0 | 0.072974 | 0 |  |  |  |  | 0 |  |  |  |  | 118.4864 | 7.7813 | 118.4864 | 803.3629 | 75.2654 | 0 | 0 | 80.7299 | 0 | 0 | 0 | 0 | 0 | 0 | 0 | 0 | 0 | 0 | 0 | 0 | 0 | 0 | 0 | 536.3518 | -0.42335 | -0.37118 | -0.42423 | 0.75776 | 0.051666 | 0 | 0 | 1072.7036 | 0 | 0 | -0.8467 | 0 | 0 | -0.74235 | 0 | 0 | -0.84846 | 0 | 0 | 1.5155 | 0 | 0 | 536.3518 | 0 | 0 | -0.42335 | 0 | 0 | -0.37118 | 0 | 0 | -0.42423 | 0 | 0 | 0.75776 | 0 | 0 | 0.051666 | 0.23 | 0.13 | 1 | 1 | 1 | 1 | 1 | 1.8 | 0.29046 | 1.1614 | 1.8 | -0.4754 | 0.73589 | 1.8 | -1.0586 | 0.41191 | 0 | 0 | 0 | 0 | 0 | 0 | 0 | 0 | 0 | 0 | 0 | 5827.2987 | -4.5995 | -4.0327 | -4.6091 | 0.56134 | 0 | 0 | 757.5488 | 0 | 0 | -0.59794 | 0 | 0 | -0.52425 | 0 | 0 | -0.59919 | 0 | 0 | 1.0703 | 0 | 0 | 0.072974 | 0 |  |  |  |  | 0 |  |  |  |  | 159.7589 | 8.5548 | 159.7589 | 883.222 | 53.253 | 0 | 0 | 88.755 | 0 | 0 | 0 | 0 | 0 | 0 | 0 | 0 | 0 | 0 | 0 | 0 | 0 | 0 | 0 | 589.6684 | -0.46543 | -0.40807 | -0.4664 | 0.83309 | 0.056802 | 0 | 0 | 1179.3367 | 0 | 0 | -0.93086 | 0 | 0 | -0.81615 | 0 | 0 | -0.9328 | 0 | 0 | 1.6662 | 0 | 0 | 589.6684 | 0 | 0 | -0.46543 | 0 | 0 | -0.40807 | 0 | 0 | -0.4664 | 0 | 0 | 0.83309 | 0 | 0 | 0.056802 | 2.4 | -0.30954 | 0.87102 | 2.4 | -1.0754 | 0.55191 | 2.4 | -1.6586 | 0.30893 | 0 | 0 | 0 | 0 | 0 | 0 | 0 | 0 | 0 | 0 | 0 | 5827.2987 | -4.5995 | -4.0327 | -4.6091 | 0.56134 | 0 | 0 | 757.5488 | 0 | 0 | -0.59794 | 0 | 0 | -0.52425 | 0 | 0 | -0.59919 | 0 | 0 | 1.0703 | 0 | 0 | 0.072974 | 0 |  |  |  |  | 0 |  |  |  |  | 218.9256 | 8.7923 | 218.9256 | 907.7425 | 0 | 0 | 0 | 91.219 | 0 | 0 | 0 | 0 | 0 | 0 | 0 | 0 | 0 | 0 | 0 | 0 | 0 | 0 | 0 | 606.0391 | -0.47835 | -0.4194 | -0.47935 | 0.85622 | 0.058379 | 0 | 0 | 1212.0781 | 0 | 0 | -0.95671 | 0 | 0 | -0.8388 | 0 | 0 | -0.9587 | 0 | 0 | 1.7124 | 0 | 0 | 606.0391 | 0 | 0 | -0.47835 | 0 | 0 | -0.4194 | 0 | 0 | -0.47935 | 0 | 0 | 0.85622 | 0 | 0 | 0.058379
| 312 | Residential | Low Income | Lighting | Electric | 01-354 | 01-354.03 | LED (Interior) | [01-354]_Residential_Lighting_LED Specialty - Reflectors (Interior)_Program 2_starts2023_ends2023_ROB_Electric_per unit | Blended mix | LED bulb | ENGINEER | 51.106 | -0.0145 | -0.084412 | -0.017216 | 0.009 | 0 | 2.4 | 2 | 0.547 | 0.43 | 0.24 | 0.21 | 0.12 | 1 | 0.33 | Replace on Burnout | 47.735 | 0.071153 | 33.73 | -0.010097 | -0.058779 | -0.011988 | 0.050278 | 2.6174 | -0.087398 | -1.1841 | -0.35698 | 1.0768 | -0.034438 | 0 | 2.4376 | 2.4 | 0.037571 | 1.0157 | 1.7926 | -0.061024 | -0.89642 | -0.2714 | 0.7329 | -0.024002 | 0 | 1.5272 | 2.4 | -0.87276 | 0.63635 | 1.0352 | -0.03489 | -0.53379 | -0.16073 | 0.4147 | -0.013567 | 0 | 0.84832 | 2.4 | -1.5517 | 0.35347 | per unit | 0.0079045 | 1214.4556 | 0.005 | 0 | 0 | 0 | 0 | 0 | 0 | 0 | 0 | 0 | 0 | 0 | 15342.5074 | -4.3531 | -25.3413 | -5.1685 | 1.4779 | 0 | 0 | 1994.526 | 0 | 0 | -0.5659 | 0 | 0 | -3.2944 | 0 | 0 | -0.6719 | 0 | 0 | 2.8179 | 0 | 0 | 0.19213 | 0 | 0 | 0 | 0 | 0 | 0 | 0 | 0 | 0 | 0 | 0 | 15342.5074 | -4.3531 | -25.3413 | -5.1685 | 1.4779 | 0 | 0 | 1994.526 | 0 | 0 | -0.5659 | 0 | 0 | -3.2944 | 0 | 0 | -0.6719 | 0 | 0 | 2.8179 | 0 | 0 | 0.19213 | 0 |  |  |  |  | 0 |  |  |  |  | 100.8704 | 4.6351 | 100.8704 | 196.8101 | 0 | 0 | 0 | 42.0293 | 0 | 0 | 0 | 0 | 0 | 0 | 0 | 0 | 0 | 0 | 0 | 0 | 0 | 0 | 0 | 279.2336 | -0.079226 | -0.46121 | -0.094066 | 0.3945 | 0.026898 | 0 | 0 | 558.4673 | 0 | 0 | -0.15845 | 0 | 0 | -0.92242 | 0 | 0 | -0.18813 | 0 | 0 | 0.78901 | 0 | 0 | 279.2336 | 0 | 0 | -0.079226 | 0 | 0 | -0.46121 | 0 | 0 | -0.094066 | 0 | 0 | 0.3945 | 0 | 0 | 0.026898 | 0.23 | 0.13 | 1 | 1 | 1 | 1 | 1 | 2.4 | 0.037571 | 1.0157 | 2.4 | -0.87276 | 0.63635 | 2.4 | -1.5517 | 0.35347 | 0 | 0 | 0 | 0 | 0 | 0 | 0 | 0 | 0 | 0 | 0 | 15342.5074 | -4.3531 | -25.3413 | -5.1685 | 1.4779 | 0 | 0 | 1994.526 | 0 | 0 | -0.5659 | 0 | 0 | -3.2944 | 0 | 0 | -0.6719 | 0 | 0 | 2.8179 | 0 | 0 | 0.19213 | 0 |  |  |  |  | 0 |  |  |  |  | 100.8704 | 4.6351 | 100.8704 | 196.8101 | 0 | 0 | 0 | 42.0293 | 0 | 0 | 0 | 0 | 0 | 0 | 0 | 0 | 0 | 0 | 0 | 0 | 0 | 0 | 0 | 279.2336 | -0.079226 | -0.46121 | -0.094066 | 0.3945 | 0.026898 | 0 | 0 | 558.4673 | 0 | 0 | -0.15845 | 0 | 0 | -0.92242 | 0 | 0 | -0.18813 | 0 | 0 | 0.78901 | 0 | 0 | 279.2336 | 0 | 0 | -0.079226 | 0 | 0 | -0.46121 | 0 | 0 | -0.094066 | 0 | 0 | 0.3945 | 0 | 0 | 0.026898 | 2.4 | 0.037571 | 1.0157 | 2.4 | -0.87276 | 0.63635 | 2.4 | -1.5517 | 0.35347 | 0 | 0 | 0 | 0 | 0 | 0 | 0 | 0 | 0 | 0 | 0 | 15342.5074 | -4.3531 | -25.3413 | -5.1685 | 1.4779 | 0 | 0 | 1994.526 | 0 | 0 | -0.5659 | 0 | 0 | -3.2944 | 0 | 0 | -0.6719 | 0 | 0 | 2.8179 | 0 | 0 | 0.19213 | 0 |  |  |  |  | 0 |  |  |  |  | 100.8704 | 4.6351 | 100.8704 | 196.8101 | 0 | 0 | 0 | 42.0293 | 0 | 0 | 0 | 0 | 0 | 0 | 0 | 0 | 0 | 0 | 0 | 0 | 0 | 0 | 0 | 279.2336 | -0.079226 | -0.46121 | -0.094066 | 0.3945 | 0.026898 | 0 | 0 | 558.4673 | 0 | 0 | -0.15845 | 0 | 0 | -0.92242 | 0 | 0 | -0.18813 | 0 | 0 | 0.78901 | 0 | 0 | 279.2336 | 0 | 0 | -0.079226 | 0 | 0 | -0.46121 | 0 | 0 | -0.094066 | 0 | 0 | 0.3945 | 0 | 0 | 0.026898
| 313 | Residential | Single Family | Lighting | Electric | 01-352 | 01-352.01 | LED (Interior) | [01-352]_Residential_Lighting_LED Specialty - Reflectors (Interior)_Program 3_starts2021_ends2022_ROB_Electric_per unit | Blended mix | LED bulb | ENGINEER | 35.653 | -0.015185 | -0.046327 | -0.019503 | 0.009 | 0 | 2.4 | 2 | 0.547 | 0.43 | 0.24 | 0.21 | 0.12 | 1 | 0.53 | Replace on Burnout | 42.604 | 0.063505 | 37.7922 | -0.016982 | -0.05181 | -0.021811 | 0.056333 | 2.9326 | -0.147 | -1.0437 | -0.64947 | 1.7295 | -0.034396 | 0 | 2.7875 | 1.4677 | 1.3198 | 1.8992 | 2.3381 | -0.11948 | -0.91978 | -0.57479 | 1.3702 | -0.027906 | 0 | 2.0663 | 1.4677 | 0.59866 | 1.4079 | 1.8333 | -0.09275 | -0.74365 | -0.46219 | 1.0527 | -0.021416 | 0 | 1.5659 | 1.4677 | 0.098261 | 1.0669 | per unit | 0.10218 | 43170.4294 | 0.005 | 429680.8604 | -183.0041 | -558.321 | -235.0408 | 607.0565 | 59.3307 | 404329.6896 | -172.2069 | -525.38 | -221.1734 | 55.8302 | 0 | 0 | 0 | 0 | 0 | 227730.856 | 401592.6225 | 173861.7665 | -96.9922 | -171.0411 | -74.0489 | -295.9101 | -521.8235 | -225.9134 | -124.5716 | -219.6761 | -95.1045 | 321.7399 | 567.3732 | 245.6333 | 31.4453 | 55.4523 | 18.424 | 429680.8604 | -183.0041 | -558.321 | -235.0408 | 607.0565 | 59.3307 | 404329.6896 | -172.2069 | -525.38 | -221.1734 | 55.8302 | 0 | 0 | 0 | 0 | 0 | 227730.856 | 55.4523 | 173861.7665 | -96.9922 | -171.0411 | -74.0489 | -295.9101 | -521.8235 | -225.9134 | -124.5716 | -219.6761 | -95.1045 | 321.7399 | 567.3732 | 245.6333 | 31.4453 | 55.4523 | 18.424 | 9950.7355 | 10016.4328 | 9950.7355 | 50432.8964 | 6320.947 | 9213.4371 | 5577.7538 | 9213.4371 | 42514.7638 | 5852.5973 | 0 |  |  |  |  | 6779.8677 | 6277.5143 | 0 | 0.15627 | 0.16607 | 0.17648 | 128112.9907 | -54.5642 | -166.4681 | -70.0794 | 180.999 | 17.69 | 96239.2538 | -40.989 | -125.0519 | -52.6441 | 135.9676 | 13.2888 | 0 | 0 | 0 | 0 | 0 | 0 | 256225.9814 | 192478.5076 | 0 | -109.1284 | -81.9779 | 0 | -332.9363 | -250.1037 | 0 | -140.1588 | -105.2881 | 0 | 361.9981 | 271.9351 | 0 | 128112.9907 | 30.9788 | 96239.2538 | -54.5642 | -95.5532 | -40.989 | -166.4681 | -291.52 | -125.0519 | -70.0794 | -122.7235 | -52.6441 | 180.999 | 316.9666 | 135.9676 | 17.69 | 30.9788 | 10.1984 | 0.43 | 0.33 | 1 | 1 | 1 | 1 | 1 | 1.8 | 0.98751 | 1.5486 | 1.8 | 0.26635 | 1.148 | 1.8 | -0.23405 | 0.86997 | 429680.8604 | -183.0041 | -558.321 | -235.0408 | 607.0565 | 59.3307 | 404329.6896 | -172.2069 | -525.38 | -221.1734 | 55.8302 | 0 | 0 | 0 | 0 | 0 | 227730.856 | 55.4523 | 173861.7665 | -96.9922 | -171.0411 | -74.0489 | -295.9101 | -521.8235 | -225.9134 | -124.5716 | -219.6761 | -95.1045 | 321.7399 | 567.3732 | 245.6333 | 31.4453 | 55.4523 | 18.424 | 14067.7757 | 11546.352 | 14067.7757 | 58136.0634 | 4689.2586 | 13136.9622 | 6484.7625 | 13136.9622 | 49428.1669 | 4378.9874 | 0 |  |  |  |  | 7815.431 | 7298.3123 | 0 | 0.18014 | 0.19143 | 0.20343 | 147681.0867 | -62.8984 | -191.8946 | -80.7834 | 208.645 | 20.3919 | 111888.894 | -47.6543 | -145.3868 | -61.2046 | 158.0775 | 15.4497 | 0 | 0 | 0 | 0 | 0 | 0 | 295362.1733 | 223777.7879 | 0 | -125.7968 | -95.3085 | 0 | -383.7892 | -290.7736 | 0 | -161.5668 | -122.4092 | 0 | 417.29 | 316.155 | 0 | 147681.0867 | 35.8417 | 111888.894 | -62.8984 | -110.5527 | -47.6543 | -191.8946 | -337.2814 | -145.3868 | -80.7834 | -141.988 | -61.2046 | 208.645 | 366.7225 | 158.0775 | 20.3919 | 35.8417 | 11.8568 | 2.4 | 0.38751 | 1.1615 | 2.4 | -0.33365 | 0.86098 | 2.4 | -0.83405 | 0.65248 | 429680.8604 | -183.0041 | -558.321 | -235.0408 | 607.0565 | 59.3307 | 404329.6896 | -172.2069 | -525.38 | -221.1734 | 55.8302 | 0 | 0 | 0 | 0 | 0 | 227730.856 | 55.4523 | 173861.7665 | -96.9922 | -171.0411 | -74.0489 | -295.9101 | -521.8235 | -225.9134 | -124.5716 | -219.6761 | -95.1045 | 321.7399 | 567.3732 | 245.6333 | 31.4453 | 55.4523 | 18.424 | 20246.9314 | 12463.4946 | 20246.9314 | 62753.8911 | 0 | 19052.3625 | 7053.5739 | 19052.3625 | 53763.7623 | 0 | 0 |  |  |  |  | 8436.2214 | 7938.4844 | 0 | 0.19444 | 0.20664 | 0.21959 | 159411.5992 | -67.8945 | -207.1371 | -87.2001 | 225.218 | 22.0117 | 121703.2366 | -51.8343 | -158.1394 | -66.5732 | 171.9433 | 16.8049 | 0 | 0 | 0 | 0 | 0 | 0 | 318823.1984 | 243406.4731 | 0 | -135.789 | -103.6685 | 0 | -414.2742 | -316.2788 | 0 | -174.4002 | -133.1464 | 0 | 450.4359 | 343.8866 | 0 | 159411.5992 | 38.8166 | 121703.2366 | -67.8945 | -119.7288 | -51.8343 | -207.1371 | -365.2765 | -158.1394 | -87.2001 | -153.7733 | -66.5732 | 225.218 | 397.1612 | 171.9433 | 22.0117 | 38.8166 | 12.8968
| 314 | Residential | Multi-Family | Lighting | Electric | 01-352 | 01-352.02 | LED (Interior) | [01-352]_Residential_Lighting_LED Specialty - Reflectors (Interior)_Program 3_starts2021_ends2022_ROB_Electric_per unit | Blended mix | LED bulb | ENGINEER | 35.653 | -0.028141 | -0.024673 | -0.0282 | 0.009 | 0 | 2.4 | 2 | 0.547 | 0.43 | 0.24 | 0.21 | 0.12 | 1 | 0.53 | Replace on Burnout | 42.604 | 0.063505 | 37.7922 | -0.031472 | -0.027594 | -0.031538 | 0.056333 | 2.9326 | -0.27242 | -0.55587 | -0.9391 | 1.7295 | -0.029533 | 0 | 2.8652 | 1.4677 | 1.3975 | 1.9522 | 2.3381 | -0.22142 | -0.48986 | -0.83112 | 1.3702 | -0.023961 | 0 | 2.1419 | 1.4677 | 0.67424 | 1.4594 | 1.8333 | -0.17189 | -0.39606 | -0.66831 | 1.0527 | -0.018388 | 0 | 1.6313 | 1.4677 | 0.16363 | 1.1115 | per unit | 0.041723 | 2670.9897 | 0.005 | 26584.7055 | -20.9836 | -18.3976 | -21.0273 | 37.5591 | 3.6708 | 25016.2079 | -19.7456 | -17.3122 | -19.7867 | 3.4543 | 0 | 0 | 0 | 0 | 0 | 14089.8939 | 24846.8633 | 10756.9694 | -11.1213 | -19.6119 | -8.4906 | -9.7507 | -17.195 | -7.4442 | -11.1445 | -19.6528 | -8.5083 | 19.9063 | 35.1038 | 15.1975 | 1.9455 | 3.4309 | 1.1399 | 26584.7055 | -20.9836 | -18.3976 | -21.0273 | 37.5591 | 3.6708 | 25016.2079 | -19.7456 | -17.3122 | -19.7867 | 3.4543 | 0 | 0 | 0 | 0 | 0 | 14089.8939 | 3.4309 | 10756.9694 | -11.1213 | -19.6119 | -8.4906 | -9.7507 | -17.195 | -7.4442 | -11.1445 | -19.6528 | -8.5083 | 19.9063 | 35.1038 | 15.1975 | 1.9455 | 3.4309 | 1.1399 | 528.1761 | 546.4739 | 528.1761 | 2709.4814 | 335.5102 | 484.2001 | 303.8541 | 484.2001 | 2274.2805 | 307.5756 | 0 |  |  |  |  | 359.8693 | 329.9065 | 0 | 0.13406 | 0.14247 | 0.1514 | 6800.1225 | -5.3674 | -4.7059 | -5.3786 | 9.6073 | 0.93897 | 5057.7279 | -3.9921 | -3.5001 | -4.0004 | 7.1456 | 0.69838 | 0 | 0 | 0 | 0 | 0 | 0 | 13600.245 | 10115.4558 | 0 | -10.7348 | -7.9842 | 0 | -9.4119 | -7.0003 | 0 | -10.7572 | -8.0009 | 0 | 19.2145 | 14.2912 | 0 | 6800.1225 | 1.6373 | 5057.7279 | -5.3674 | -9.3595 | -3.9921 | -4.7059 | -8.2061 | -3.5001 | -5.3786 | -9.379 | -4.0004 | 9.6073 | 16.7529 | 7.1456 | 0.93897 | 1.6373 | 0.53596 | 0.43 | 0.33 | 1 | 1 | 1 | 1 | 1 | 1.8 | 1.0652 | 1.5918 | 1.8 | 0.34193 | 1.19 | 1.8 | -0.16869 | 0.90629 | 26584.7055 | -20.9836 | -18.3976 | -21.0273 | 37.5591 | 3.6708 | 25016.2079 | -19.7456 | -17.3122 | -19.7867 | 3.4543 | 0 | 0 | 0 | 0 | 0 | 14089.8939 | 3.4309 | 10756.9694 | -11.1213 | -19.6119 | -8.4906 | -9.7507 | -17.195 | -7.4442 | -11.1445 | -19.6528 | -8.5083 | 19.9063 | 35.1038 | 15.1975 | 1.9455 | 3.4309 | 1.1399 | 799.603 | 674.5693 | 799.603 | 3344.5931 | 266.5343 | 745.7391 | 381.5827 | 745.7391 | 2856.0612 | 248.5797 | 0 |  |  |  |  | 444.2239 | 414.2995 | 0 | 0.16549 | 0.17586 | 0.18689 | 8394.0943 | -6.6255 | -5.809 | -6.6394 | 11.8592 | 1.1591 | 6351.5388 | -5.0133 | -4.3955 | -5.0238 | 8.9735 | 0.87703 | 0 | 0 | 0 | 0 | 0 | 0 | 16788.1886 | 12703.0775 | 0 | -13.2511 | -10.0267 | 0 | -11.6181 | -8.791 | 0 | -13.2787 | -10.0476 | 0 | 23.7185 | 17.947 | 0 | 8394.0943 | 2.0361 | 6351.5388 | -6.6255 | -11.6389 | -5.0133 | -5.809 | -10.2045 | -4.3955 | -6.6394 | -11.6632 | -5.0238 | 11.8592 | 20.8327 | 8.9735 | 1.1591 | 2.0361 | 0.67307 | 2.4 | 0.46516 | 1.1938 | 2.4 | -0.25807 | 0.89247 | 2.4 | -0.76869 | 0.67971 | 26584.7055 | -20.9836 | -18.3976 | -21.0273 | 37.5591 | 3.6708 | 25016.2079 | -19.7456 | -17.3122 | -19.7867 | 3.4543 | 0 | 0 | 0 | 0 | 0 | 14089.8939 | 3.4309 | 10756.9694 | -11.1213 | -19.6119 | -8.4906 | -9.7507 | -17.195 | -7.4442 | -11.1445 | -19.6528 | -8.5083 | 19.9063 | 35.1038 | 15.1975 | 1.9455 | 3.4309 | 1.1399 | 1163.216 | 735.9932 | 1163.216 | 3649.14 | 0 | 1094.5863 | 420.0616 | 1094.5863 | 3144.0674 | 0 | 0 |  |  |  |  | 484.6733 | 456.0776 | 0 | 0.18056 | 0.19188 | 0.20391 | 9158.4311 | -7.2288 | -6.338 | -7.2439 | 12.9391 | 1.2646 | 6992.0301 | -5.5189 | -4.8387 | -5.5304 | 9.8784 | 0.96547 | 0 | 0 | 0 | 0 | 0 | 0 | 18316.8621 | 13984.0602 | 0 | -14.4577 | -11.0378 | 0 | -12.676 | -9.6775 | 0 | -14.4878 | -11.0608 | 0 | 25.8782 | 19.7568 | 0 | 9158.4311 | 2.2301 | 6992.0301 | -7.2288 | -12.7477 | -5.5189 | -6.338 | -11.1767 | -4.8387 | -7.2439 | -12.7743 | -5.5304 | 12.9391 | 22.8175 | 9.8784 | 1.2646 | 2.2301 | 0.74094
| 315 | Residential | Low Income | Lighting | Electric | 01-352 | 01-352.03 | LED (Interior) | [01-352]_Residential_Lighting_LED Specialty - Reflectors (Interior)_Program 3_starts2021_ends2022_ROB_Electric_per unit | Blended mix | LED bulb | ENGINEER | 35.653 | -0.010116 | -0.058888 | -0.01201 | 0.009 | 0 | 2.4 | 2 | 0.547 | 0.43 | 0.24 | 0.21 | 0.12 | 1 | 0.53 | Replace on Burnout | 42.604 | 0.063505 | 37.7922 | -0.011313 | -0.065858 | -0.013432 | 0.056333 | 2.9326 | -0.097924 | -1.3267 | -0.39997 | 1.7295 | -0.038586 | 0 | 3.3587 | 2.4 | 0.95867 | 1.3994 | 2.3381 | -0.079591 | -1.1692 | -0.35398 | 1.3702 | -0.031305 | 0 | 2.4891 | 2.4 | 0.089101 | 1.0371 | 1.8333 | -0.061787 | -0.94529 | -0.28463 | 1.0527 | -0.024025 | 0 | 1.8843 | 2.4 | -0.51573 | 0.78511 | per unit | 0.042537 | 6535.371 | 0.005 | 65047.392 | -18.4556 | -107.4392 | -21.9126 | 91.8995 | 8.9818 | 61209.5959 | -17.3667 | -101.1003 | -20.6198 | 8.4519 | 0 | 0 | 0 | 0 | 0 | 34475.1178 | 60795.244 | 26320.1262 | -9.7815 | -17.2492 | -7.4677 | -56.9428 | -100.4159 | -43.4731 | -11.6137 | -20.4802 | -8.8665 | 48.7067 | 85.892 | 37.1853 | 4.7604 | 8.3947 | 2.7891 | 65047.392 | -18.4556 | -107.4392 | -21.9126 | 91.8995 | 8.9818 | 61209.5959 | -17.3667 | -101.1003 | -20.6198 | 8.4519 | 0 | 0 | 0 | 0 | 0 | 34475.1178 | 8.3947 | 26320.1262 | -9.7815 | -17.2492 | -7.4677 | -56.9428 | -100.4159 | -43.4731 | -11.6137 | -20.4802 | -8.8665 | 48.7067 | 85.892 | 37.1853 | 4.7604 | 8.3947 | 2.7891 | 525.4438 | 389.7247 | 525.4438 | 867.6282 | 0 | 494.4426 | 220.5036 | 494.4426 | 687.8496 | 0 | 0 |  |  |  |  | 218.9349 | 206.0178 | 0 | 0.033333 | 0.035423 | 0.037644 | 4137.0141 | -1.1738 | -6.8331 | -1.3936 | 5.8448 | 0.57124 | 3158.4151 | -0.89612 | -5.2168 | -1.064 | 4.4622 | 0.43612 | 0 | 0 | 0 | 0 | 0 | 0 | 8274.0283 | 6316.8303 | 0 | -2.3476 | -1.7922 | 0 | -13.6663 | -10.4336 | 0 | -2.7873 | -2.128 | 0 | 11.6896 | 8.9245 | 0 | 4137.0141 | 1.0074 | 3158.4151 | -1.1738 | -2.0699 | -0.89612 | -6.8331 | -12.0499 | -5.2168 | -1.3936 | -2.4576 | -1.064 | 5.8448 | 10.307 | 4.4622 | 0.57124 | 1.0074 | 0.33469 | 0.43 | 0.33 | 1 | 1 | 1 | 1 | 1 | 2.4 | 0.95867 | 1.3994 | 2.4 | 0.089101 | 1.0371 | 2.4 | -0.51573 | 0.78511 | 65047.392 | -18.4556 | -107.4392 | -21.9126 | 91.8995 | 8.9818 | 61209.5959 | -17.3667 | -101.1003 | -20.6198 | 8.4519 | 0 | 0 | 0 | 0 | 0 | 34475.1178 | 8.3947 | 26320.1262 | -9.7815 | -17.2492 | -7.4677 | -56.9428 | -100.4159 | -43.4731 | -11.6137 | -20.4802 | -8.8665 | 48.7067 | 85.892 | 37.1853 | 4.7604 | 8.3947 | 2.7891 | 525.4438 | 389.7247 | 525.4438 | 867.6282 | 0 | 494.4426 | 220.5036 | 494.4426 | 687.8496 | 0 | 0 |  |  |  |  | 218.9349 | 206.0178 | 0 | 0.033333 | 0.035423 | 0.037644 | 4137.0141 | -1.1738 | -6.8331 | -1.3936 | 5.8448 | 0.57124 | 3158.4151 | -0.89612 | -5.2168 | -1.064 | 4.4622 | 0.43612 | 0 | 0 | 0 | 0 | 0 | 0 | 8274.0283 | 6316.8303 | 0 | -2.3476 | -1.7922 | 0 | -13.6663 | -10.4336 | 0 | -2.7873 | -2.128 | 0 | 11.6896 | 8.9245 | 0 | 4137.0141 | 1.0074 | 3158.4151 | -1.1738 | -2.0699 | -0.89612 | -6.8331 | -12.0499 | -5.2168 | -1.3936 | -2.4576 | -1.064 | 5.8448 | 10.307 | 4.4622 | 0.57124 | 1.0074 | 0.33469 | 2.4 | 0.95867 | 1.3994 | 2.4 | 0.089101 | 1.0371 | 2.4 | -0.51573 | 0.78511 | 65047.392 | -18.4556 | -107.4392 | -21.9126 | 91.8995 | 8.9818 | 61209.5959 | -17.3667 | -101.1003 | -20.6198 | 8.4519 | 0 | 0 | 0 | 0 | 0 | 34475.1178 | 8.3947 | 26320.1262 | -9.7815 | -17.2492 | -7.4677 | -56.9428 | -100.4159 | -43.4731 | -11.6137 | -20.4802 | -8.8665 | 48.7067 | 85.892 | 37.1853 | 4.7604 | 8.3947 | 2.7891 | 525.4438 | 389.7247 | 525.4438 | 867.6282 | 0 | 494.4426 | 220.5036 | 494.4426 | 687.8496 | 0 | 0 |  |  |  |  | 218.9349 | 206.0178 | 0 | 0.033333 | 0.035423 | 0.037644 | 4137.0141 | -1.1738 | -6.8331 | -1.3936 | 5.8448 | 0.57124 | 3158.4151 | -0.89612 | -5.2168 | -1.064 | 4.4622 | 0.43612 | 0 | 0 | 0 | 0 | 0 | 0 | 8274.0283 | 6316.8303 | 0 | -2.3476 | -1.7922 | 0 | -13.6663 | -10.4336 | 0 | -2.7873 | -2.128 | 0 | 11.6896 | 8.9245 | 0 | 4137.0141 | 1.0074 | 3158.4151 | -1.1738 | -2.0699 | -0.89612 | -6.8331 | -12.0499 | -5.2168 | -1.3936 | -2.4576 | -1.064 | 5.8448 | 10.307 | 4.4622 | 0.57124 | 1.0074 | 0.33469
| 316 | Residential | Single Family | Lighting | Electric | 01-355 | 01-355.01 | LED (Interior) | [01-355]_Residential_Lighting_LED Specialty - Reflectors (Interior)_Program 3_starts2023_ends2023_ROB_Electric_per unit | Blended mix | LED bulb | ENGINEER | 35.653 | -0.015185 | -0.046327 | -0.019503 | 0.009 | 0 | 2.4 | 2 | 0.547 | 0.43 | 0.24 | 0.21 | 0.12 | 1 | 0.53 | Replace on Burnout | 42.604 | 0.063505 | 37.7922 | -0.016982 | -0.05181 | -0.021811 | 0.056333 | 2.9326 | -0.147 | -1.0437 | -0.64947 | 1.7295 | -0.034396 | 0 | 2.7875 | 1.4677 | 1.3198 | 1.8992 | 2.3381 | -0.11948 | -0.91978 | -0.57479 | 1.3702 | -0.027906 | 0 | 2.0663 | 1.4677 | 0.59866 | 1.4079 | 1.8333 | -0.09275 | -0.74365 | -0.46219 | 1.0527 | -0.021416 | 0 | 1.5659 | 1.4677 | 0.098261 | 1.0669 | per unit | 0.10218 | 43170.4294 | 0.005 | 0 | 0 | 0 | 0 | 0 | 0 | 0 | 0 | 0 | 0 | 0 | 380474.2379 | -162.0466 | -494.3826 | -208.1241 | 52.5362 | 0 | 0 | 125556.4985 | 0 | 0 | -53.4754 | 0 | 0 | -163.1463 | 0 | 0 | -68.681 | 0 | 0 | 177.3872 | 0 | 0 | 17.337 | 0 | 0 | 0 | 0 | 0 | 0 | 0 | 0 | 0 | 0 | 0 | 380474.2379 | -162.0466 | -494.3826 | -208.1241 | 52.5362 | 0 | 0 | 125556.4985 | 0 | 0 | -53.4754 | 0 | 0 | -163.1463 | 0 | 0 | -68.681 | 0 | 0 | 177.3872 | 0 | 0 | 17.337 | 0 |  |  |  |  | 0 |  |  |  |  | 8675.685 | 3054.6505 | 8675.685 | 40182.0146 | 5511.0041 | 0 | 0 | 5911.1205 | 0 | 0 | 0 | 0 | 0 | 0 | 0 | 0 | 0 | 0 | 0 | 0 | 0 | 0 | 0 | 69547.2286 | -29.6207 | -90.3686 | -38.0432 | 98.2569 | 9.6031 | 0 | 0 | 139094.4572 | 0 | 0 | -59.2413 | 0 | 0 | -180.7373 | 0 | 0 | -76.0864 | 0 | 0 | 196.5137 | 0 | 0 | 69547.2286 | 0 | 0 | -29.6207 | 0 | 0 | -90.3686 | 0 | 0 | -38.0432 | 0 | 0 | 98.2569 | 0 | 0 | 9.6031 | 0.43 | 0.33 | 1 | 1 | 1 | 1 | 1 | 1.8 | 0.98751 | 1.5486 | 1.8 | 0.26635 | 1.148 | 1.8 | -0.23405 | 0.86997 | 0 | 0 | 0 | 0 | 0 | 0 | 0 | 0 | 0 | 0 | 0 | 380474.2379 | -162.0466 | -494.3826 | -208.1241 | 52.5362 | 0 | 0 | 125556.4985 | 0 | 0 | -53.4754 | 0 | 0 | -163.1463 | 0 | 0 | -68.681 | 0 | 0 | 177.3872 | 0 | 0 | 17.337 | 0 |  |  |  |  | 0 |  |  |  |  | 12365.7055 | 3550.0798 | 12365.7055 | 46699.0764 | 4121.9018 | 0 | 0 | 6869.8364 | 0 | 0 | 0 | 0 | 0 | 0 | 0 | 0 | 0 | 0 | 0 | 0 | 0 | 0 | 0 | 80826.9912 | -34.4248 | -105.0254 | -44.2134 | 114.193 | 11.1607 | 0 | 0 | 161653.9824 | 0 | 0 | -68.8496 | 0 | 0 | -210.0508 | 0 | 0 | -88.4267 | 0 | 0 | 228.386 | 0 | 0 | 80826.9912 | 0 | 0 | -34.4248 | 0 | 0 | -105.0254 | 0 | 0 | -44.2134 | 0 | 0 | 114.193 | 0 | 0 | 11.1607 | 2.4 | 0.38751 | 1.1615 | 2.4 | -0.33365 | 0.86098 | 2.4 | -0.83405 | 0.65248 | 0 | 0 | 0 | 0 | 0 | 0 | 0 | 0 | 0 | 0 | 0 | 380474.2379 | -162.0466 | -494.3826 | -208.1241 | 52.5362 | 0 | 0 | 125556.4985 | 0 | 0 | -53.4754 | 0 | 0 | -163.1463 | 0 | 0 | -68.681 | 0 | 0 | 177.3872 | 0 | 0 | 17.337 | 0 |  |  |  |  | 0 |  |  |  |  | 17928.2731 | 3860.2812 | 17928.2731 | 50779.5812 | 0 | 0 | 0 | 7470.1138 | 0 | 0 | 0 | 0 | 0 | 0 | 0 | 0 | 0 | 0 | 0 | 0 | 0 | 0 | 0 | 87889.549 | -37.4328 | -114.2024 | -48.0767 | 124.171 | 12.1359 | 0 | 0 | 175779.0979 | 0 | 0 | -74.8656 | 0 | 0 | -228.4048 | 0 | 0 | -96.1533 | 0 | 0 | 248.3421 | 0 | 0 | 87889.549 | 0 | 0 | -37.4328 | 0 | 0 | -114.2024 | 0 | 0 | -48.0767 | 0 | 0 | 124.171 | 0 | 0 | 12.1359
| 317 | Residential | Multi-Family | Lighting | Electric | 01-355 | 01-355.02 | LED (Interior) | [01-355]_Residential_Lighting_LED Specialty - Reflectors (Interior)_Program 3_starts2023_ends2023_ROB_Electric_per unit | Blended mix | LED bulb | ENGINEER | 35.653 | -0.028141 | -0.024673 | -0.0282 | 0.009 | 0 | 2.4 | 2 | 0.547 | 0.43 | 0.24 | 0.21 | 0.12 | 1 | 0.53 | Replace on Burnout | 42.604 | 0.063505 | 37.7922 | -0.031472 | -0.027594 | -0.031538 | 0.056333 | 2.9326 | -0.27242 | -0.55587 | -0.9391 | 1.7295 | -0.029533 | 0 | 2.8652 | 1.4677 | 1.3975 | 1.9522 | 2.3381 | -0.22142 | -0.48986 | -0.83112 | 1.3702 | -0.023961 | 0 | 2.1419 | 1.4677 | 0.67424 | 1.4594 | 1.8333 | -0.17189 | -0.39606 | -0.66831 | 1.0527 | -0.018388 | 0 | 1.6313 | 1.4677 | 0.16363 | 1.1115 | per unit | 0.041723 | 2670.9897 | 0.005 | 0 | 0 | 0 | 0 | 0 | 0 | 0 | 0 | 0 | 0 | 0 | 23540.2517 | -18.5806 | -16.2907 | -18.6193 | 3.2505 | 0 | 0 | 7768.283 | 0 | 0 | -6.1316 | 0 | 0 | -5.3759 | 0 | 0 | -6.1444 | 0 | 0 | 10.9751 | 0 | 0 | 1.0727 | 0 | 0 | 0 | 0 | 0 | 0 | 0 | 0 | 0 | 0 | 0 | 23540.2517 | -18.5806 | -16.2907 | -18.6193 | 3.2505 | 0 | 0 | 7768.283 | 0 | 0 | -6.1316 | 0 | 0 | -5.3759 | 0 | 0 | -6.1444 | 0 | 0 | 10.9751 | 0 | 0 | 1.0727 | 0 |  |  |  |  | 0 |  |  |  |  | 456.6289 | 167.487 | 456.6289 | 2159.8866 | 290.0617 | 0 | 0 | 311.1211 | 0 | 0 | 0 | 0 | 0 | 0 | 0 | 0 | 0 | 0 | 0 | 0 | 0 | 0 | 0 | 3660.4922 | -2.8893 | -2.5332 | -2.8953 | 5.1716 | 0.50544 | 0 | 0 | 7320.9844 | 0 | 0 | -5.7785 | 0 | 0 | -5.0664 | 0 | 0 | -5.7906 | 0 | 0 | 10.3431 | 0 | 0 | 3660.4922 | 0 | 0 | -2.8893 | 0 | 0 | -2.5332 | 0 | 0 | -2.8953 | 0 | 0 | 5.1716 | 0 | 0 | 0.50544 | 0.43 | 0.33 | 1 | 1 | 1 | 1 | 1 | 1.8 | 1.0652 | 1.5918 | 1.8 | 0.34193 | 1.19 | 1.8 | -0.16869 | 0.90629 | 0 | 0 | 0 | 0 | 0 | 0 | 0 | 0 | 0 | 0 | 0 | 23540.2517 | -18.5806 | -16.2907 | -18.6193 | 3.2505 | 0 | 0 | 7768.283 | 0 | 0 | -6.1316 | 0 | 0 | -5.3759 | 0 | 0 | -6.1444 | 0 | 0 | 10.9751 | 0 | 0 | 1.0727 | 0 |  |  |  |  | 0 |  |  |  |  | 702.2576 | 210.0272 | 702.2576 | 2708.4787 | 234.0859 | 0 | 0 | 390.1431 | 0 | 0 | 0 | 0 | 0 | 0 | 0 | 0 | 0 | 0 | 0 | 0 | 0 | 0 | 0 | 4590.2248 | -3.6231 | -3.1766 | -3.6307 | 6.4851 | 0.63382 | 0 | 0 | 9180.4497 | 0 | 0 | -7.2462 | 0 | 0 | -6.3532 | 0 | 0 | -7.2613 | 0 | 0 | 12.9702 | 0 | 0 | 4590.2248 | 0 | 0 | -3.6231 | 0 | 0 | -3.1766 | 0 | 0 | -3.6307 | 0 | 0 | 6.4851 | 0 | 0 | 0.63382 | 2.4 | 0.46516 | 1.1938 | 2.4 | -0.25807 | 0.89247 | 2.4 | -0.76869 | 0.67971 | 0 | 0 | 0 | 0 | 0 | 0 | 0 | 0 | 0 | 0 | 0 | 23540.2517 | -18.5806 | -16.2907 | -18.6193 | 3.2505 | 0 | 0 | 7768.283 | 0 | 0 | -6.1316 | 0 | 0 | -5.3759 | 0 | 0 | -6.1444 | 0 | 0 | 10.9751 | 0 | 0 | 1.0727 | 0 |  |  |  |  | 0 |  |  |  |  | 1030.0057 | 231.0362 | 1030.0057 | 2979.4072 | 0 | 0 | 0 | 429.169 | 0 | 0 | 0 | 0 | 0 | 0 | 0 | 0 | 0 | 0 | 0 | 0 | 0 | 0 | 0 | 5049.384 | -3.9855 | -3.4944 | -3.9938 | 7.1338 | 0.69722 | 0 | 0 | 10098.768 | 0 | 0 | -7.9711 | 0 | 0 | -6.9887 | 0 | 0 | -7.9877 | 0 | 0 | 14.2676 | 0 | 0 | 5049.384 | 0 | 0 | -3.9855 | 0 | 0 | -3.4944 | 0 | 0 | -3.9938 | 0 | 0 | 7.1338 | 0 | 0 | 0.69722
| 318 | Residential | Low Income | Lighting | Electric | 01-355 | 01-355.03 | LED (Interior) | [01-355]_Residential_Lighting_LED Specialty - Reflectors (Interior)_Program 3_starts2023_ends2023_ROB_Electric_per unit | Blended mix | LED bulb | ENGINEER | 35.653 | -0.010116 | -0.058888 | -0.01201 | 0.009 | 0 | 2.4 | 2 | 0.547 | 0.43 | 0.24 | 0.21 | 0.12 | 1 | 0.53 | Replace on Burnout | 42.604 | 0.063505 | 37.7922 | -0.011313 | -0.065858 | -0.013432 | 0.056333 | 2.9326 | -0.097924 | -1.3267 | -0.39997 | 1.7295 | -0.038586 | 0 | 3.3587 | 2.4 | 0.95867 | 1.3994 | 2.3381 | -0.079591 | -1.1692 | -0.35398 | 1.3702 | -0.031305 | 0 | 2.4891 | 2.4 | 0.089101 | 1.0371 | 1.8333 | -0.061787 | -0.94529 | -0.28463 | 1.0527 | -0.024025 | 0 | 1.8843 | 2.4 | -0.51573 | 0.78511 | per unit | 0.042537 | 6535.371 | 0.005 | 0 | 0 | 0 | 0 | 0 | 0 | 0 | 0 | 0 | 0 | 0 | 57598.2297 | -16.3421 | -95.1354 | -19.4032 | 7.9532 | 0 | 0 | 19007.4158 | 0 | 0 | -5.3929 | 0 | 0 | -31.3947 | 0 | 0 | -6.4031 | 0 | 0 | 26.8538 | 0 | 0 | 2.6246 | 0 | 0 | 0 | 0 | 0 | 0 | 0 | 0 | 0 | 0 | 0 | 57598.2297 | -16.3421 | -95.1354 | -19.4032 | 7.9532 | 0 | 0 | 19007.4158 | 0 | 0 | -5.3929 | 0 | 0 | -31.3947 | 0 | 0 | -6.4031 | 0 | 0 | 26.8538 | 0 | 0 | 2.6246 | 0 |  |  |  |  | 0 |  |  |  |  | 465.2705 | 120.5453 | 465.2705 | 633.3058 | 0 | 0 | 0 | 193.8627 | 0 | 0 | 0 | 0 | 0 | 0 | 0 | 0 | 0 | 0 | 0 | 0 | 0 | 0 | 0 | 2280.8899 | -0.64715 | -3.7674 | -0.76837 | 3.2225 | 0.31495 | 0 | 0 | 4561.7798 | 0 | 0 | -1.2943 | 0 | 0 | -7.5347 | 0 | 0 | -1.5367 | 0 | 0 | 6.4449 | 0 | 0 | 2280.8899 | 0 | 0 | -0.64715 | 0 | 0 | -3.7674 | 0 | 0 | -0.76837 | 0 | 0 | 3.2225 | 0 | 0 | 0.31495 | 0.43 | 0.33 | 1 | 1 | 1 | 1 | 1 | 2.4 | 0.95867 | 1.3994 | 2.4 | 0.089101 | 1.0371 | 2.4 | -0.51573 | 0.78511 | 0 | 0 | 0 | 0 | 0 | 0 | 0 | 0 | 0 | 0 | 0 | 57598.2297 | -16.3421 | -95.1354 | -19.4032 | 7.9532 | 0 | 0 | 19007.4158 | 0 | 0 | -5.3929 | 0 | 0 | -31.3947 | 0 | 0 | -6.4031 | 0 | 0 | 26.8538 | 0 | 0 | 2.6246 | 0 |  |  |  |  | 0 |  |  |  |  | 465.2705 | 120.5453 | 465.2705 | 633.3058 | 0 | 0 | 0 | 193.8627 | 0 | 0 | 0 | 0 | 0 | 0 | 0 | 0 | 0 | 0 | 0 | 0 | 0 | 0 | 0 | 2280.8899 | -0.64715 | -3.7674 | -0.76837 | 3.2225 | 0.31495 | 0 | 0 | 4561.7798 | 0 | 0 | -1.2943 | 0 | 0 | -7.5347 | 0 | 0 | -1.5367 | 0 | 0 | 6.4449 | 0 | 0 | 2280.8899 | 0 | 0 | -0.64715 | 0 | 0 | -3.7674 | 0 | 0 | -0.76837 | 0 | 0 | 3.2225 | 0 | 0 | 0.31495 | 2.4 | 0.95867 | 1.3994 | 2.4 | 0.089101 | 1.0371 | 2.4 | -0.51573 | 0.78511 | 0 | 0 | 0 | 0 | 0 | 0 | 0 | 0 | 0 | 0 | 0 | 57598.2297 | -16.3421 | -95.1354 | -19.4032 | 7.9532 | 0 | 0 | 19007.4158 | 0 | 0 | -5.3929 | 0 | 0 | -31.3947 | 0 | 0 | -6.4031 | 0 | 0 | 26.8538 | 0 | 0 | 2.6246 | 0 |  |  |  |  | 0 |  |  |  |  | 465.2705 | 120.5453 | 465.2705 | 633.3058 | 0 | 0 | 0 | 193.8627 | 0 | 0 | 0 | 0 | 0 | 0 | 0 | 0 | 0 | 0 | 0 | 0 | 0 | 0 | 0 | 2280.8899 | -0.64715 | -3.7674 | -0.76837 | 3.2225 | 0.31495 | 0 | 0 | 4561.7798 | 0 | 0 | -1.2943 | 0 | 0 | -7.5347 | 0 | 0 | -1.5367 | 0 | 0 | 6.4449 | 0 | 0 | 2280.8899 | 0 | 0 | -0.64715 | 0 | 0 | -3.7674 | 0 | 0 | -0.76837 | 0 | 0 | 3.2225 | 0 | 0 | 0.31495
| 319 | Residential | Single Family | Other | Electric | 01-157 | 01-157.01 | Other | [01-157]_Residential_Other_Advanced Power Strips_Tier 1_ADD_Electric_per unit | Power Strip | Smart Strip, Tier 1 | ENGINEER | 31.9 | 0 | 0 | 0 | 0.0044747 | 0 | 18 | 7 | 0.7301 | 0.3587 | 0.3254 | 0.1574 | 0.1585 | 0.92 | 1 | Additions on Existing | 22.5356 | 0.087619 | 205.436 | 0 | 0 | 0 | 0.79874 | 14.4491 | 0 | 0 | 0 | 10.7956 | 0 | 0 | 25.2447 | 11.0077 | 14.237 | 2.2934 | 14.3878 | 0 | 0 | 0 | 10.9364 | 0 | 0 | 25.3242 | 11.0077 | 14.3166 | 2.3006 | 14.4396 | 0 | 0 | 0 | 11.2496 | 0 | 0 | 25.6891 | 11.0077 | 14.6815 | 2.3337 | per unit | 1.2106 | 511499.3054 | 0.005 | 0 | 0 | 0 | 0 | 0 | 0 | 0 | 0 | 0 | 0 | 0 | 0 | 0 | 0 | 0 | 0 | 0 | 0 | 0 | 0 | 0 | 0 | 0 | 0 | 0 | 0 | 0 | 0 | 0 | 0 | 0 | 0 | 0 | 0 | 0 | 0 | 0 | 0 | 0 | 0 | 0 | 0 | 0 | 0 | 0 | 0 | 0 | 0 | 0 | 0 | 0 | 0 | 0 | 0 | 0 | 0 | 0 | 0 | 0 | 0 | 0 | 0 | 0 | 0 | 0 | 0 | 0 | 0 | 42294.0172 | 96995.9649 | 42294.0172 | 110905.6669 | 26866.1789 | 39410.8647 | 90668.5844 | 39410.8647 | 103208.0019 | 25034.731 | 33622.9307 | 78467.5118 | 33622.9307 | 89008.345 | 21358.0958 | 3842.2331 | 3580.3109 | 3054.5015 | 0.0074743 | 0.0074371 | 0.0074001 | 112761.8575 | 0 | 0 | 0 | 415.5401 | 12.5524 | 105074.9635 | 0 | 0 | 0 | 387.2131 | 11.6967 | 89643.5092 | 0 | 0 | 0 | 330.3464 | 9.9789 | 789333.0025 | 735524.7444 | 627504.5642 | 0 | 0 | 0 | 0 | 0 | 0 | 0 | 0 | 0 | 2908.7809 | 2710.4914 | 2312.4249 | 112761.8575 | 24.2492 | 307480.3302 | 0 | 0 | 0 | 0 | 0 | 0 | 0 | 0 | 0 | 415.5401 | 802.7532 | 1133.0996 | 12.5524 | 24.2492 | 34.2281 | 1 | 1 | 1 | 1 | 1 | 1 | 1 | 13.5 | 11.7447 | 1.87 | 13.5 | 11.8242 | 1.8759 | 13.5 | 12.1891 | 1.9029 | 0 | 0 | 0 | 0 | 0 | 0 | 0 | 0 | 0 | 0 | 0 | 0 | 0 | 0 | 0 | 0 | 0 | 0 | 0 | 0 | 0 | 0 | 0 | 0 | 0 | 0 | 0 | 0 | 0 | 0 | 0 | 0 | 0 | 0 | 172264.3228 | 322130.2648 | 172264.3228 | 368325.3408 | 57421.4409 | 160380.4333 | 300852.5603 | 160380.4333 | 342460.3111 | 53460.1444 | 135947.139 | 258693.6967 | 135947.139 | 293444.9848 | 45315.713 | 12760.3202 | 11880.0321 | 10070.1584 | 0.024823 | 0.024699 | 0.024576 | 374489.8775 | 0 | 0 | 0 | 1380.0373 | 41.6875 | 348655.182 | 0 | 0 | 0 | 1284.8336 | 38.8116 | 295539.0101 | 0 | 0 | 0 | 1089.0945 | 32.8989 | 2621429.1424 | 2440586.274 | 2068773.0708 | 0 | 0 | 0 | 0 | 0 | 0 | 0 | 0 | 0 | 9660.2613 | 8993.835 | 7623.6615 | 374489.8775 | 80.4992 | 1018684.0696 | 0 | 0 | 0 | 0 | 0 | 0 | 0 | 0 | 0 | 1380.0373 | 2664.8709 | 3753.9654 | 41.6875 | 80.4992 | 113.398 | 18 | 7.2447 | 1.4025 | 18 | 7.3242 | 1.4069 | 18 | 7.6891 | 1.4272 | 0 | 0 | 0 | 0 | 0 | 0 | 0 | 0 | 0 | 0 | 0 | 0 | 0 | 0 | 0 | 0 | 0 | 0 | 0 | 0 | 0 | 0 | 0 | 0 | 0 | 0 | 0 | 0 | 0 | 0 | 0 | 0 | 0 | 0 | 749379.9241 | 1050992.2317 | 749379.9241 | 1201709.7249 | 0 | 696378.2524 | 979735.3822 | 696378.2524 | 1115232.2701 | 0 | 580881.5386 | 829019.244 | 580881.5386 | 940384.4878 | 0 | 41632.218 | 38687.6807 | 32271.1966 | 0.080988 | 0.080585 | 0.080184 | 1221822.3341 | 0 | 0 | 0 | 4502.5528 | 136.011 | 1135406.0529 | 0 | 0 | 0 | 4184.099 | 126.3913 | 947095.0775 | 0 | 0 | 0 | 3490.1519 | 105.4289 | 8552756.3387 | 7947842.37 | 6629665.5426 | 0 | 0 | 0 | 0 | 0 | 0 | 0 | 0 | 0 | 31517.8693 | 29288.6932 | 24431.0633 | 1221822.3341 | 262.4023 | 3304323.4645 | 0 | 0 | 0 | 0 | 0 | 0 | 0 | 0 | 0 | 4502.5528 | 8686.6518 | 12176.8037 | 136.011 | 262.4023 | 367.8311
| 320 | Residential | Multi-Family | Other | Electric | 01-157 | 01-157.02 | Other | [01-157]_Residential_Other_Advanced Power Strips_Tier 1_ADD_Electric_per unit | Power Strip | Smart Strip, Tier 1 | ENGINEER | 31.9 | 0 | 0 | 0 | 0.0044747 | 0 | 18 | 7 | 0.7301 | 0.3587 | 0.3254 | 0.1574 | 0.1585 | 0.92 | 1 | Additions on Existing | 22.5356 | 0.087619 | 205.436 | 0 | 0 | 0 | 0.79874 | 14.4491 | 0 | 0 | 0 | 10.7956 | 0 | 0 | 25.2447 | 11.0077 | 14.237 | 2.2934 | 14.3878 | 0 | 0 | 0 | 10.9364 | 0 | 0 | 25.3242 | 11.0077 | 14.3166 | 2.3006 | 14.4396 | 0 | 0 | 0 | 11.2496 | 0 | 0 | 25.6891 | 11.0077 | 14.6815 | 2.3337 | per unit | 0.87517 | 56026.1401 | 0.005 | 0 | 0 | 0 | 0 | 0 | 0 | 0 | 0 | 0 | 0 | 0 | 0 | 0 | 0 | 0 | 0 | 0 | 0 | 0 | 0 | 0 | 0 | 0 | 0 | 0 | 0 | 0 | 0 | 0 | 0 | 0 | 0 | 0 | 0 | 0 | 0 | 0 | 0 | 0 | 0 | 0 | 0 | 0 | 0 | 0 | 0 | 0 | 0 | 0 | 0 | 0 | 0 | 0 | 0 | 0 | 0 | 0 | 0 | 0 | 0 | 0 | 0 | 0 | 0 | 0 | 0 | 0 | 0 | 4632.5978 | 10624.2755 | 4632.5978 | 12147.8492 | 2942.7377 | 4316.7969 | 9931.2174 | 4316.7969 | 11304.6996 | 2742.1334 | 3682.8262 | 8594.7953 | 3682.8262 | 9749.3661 | 2339.4199 | 420.852 | 392.1628 | 334.5692 | 0.0074743 | 0.0074371 | 0.0074001 | 12351.1636 | 0 | 0 | 0 | 45.5154 | 1.3749 | 11509.1938 | 0 | 0 | 0 | 42.4127 | 1.2812 | 9818.9377 | 0 | 0 | 0 | 36.1839 | 1.093 | 86458.1455 | 80564.3565 | 68732.5637 | 0 | 0 | 0 | 0 | 0 | 0 | 0 | 0 | 0 | 318.608 | 296.8887 | 253.2872 | 12351.1636 | 2.6561 | 33679.2951 | 0 | 0 | 0 | 0 | 0 | 0 | 0 | 0 | 0 | 45.5154 | 87.9281 | 124.112 | 1.3749 | 2.6561 | 3.7491 | 1 | 1 | 1 | 1 | 1 | 1 | 1 | 13.5 | 11.7447 | 1.87 | 13.5 | 11.8242 | 1.8759 | 13.5 | 12.1891 | 1.9029 | 0 | 0 | 0 | 0 | 0 | 0 | 0 | 0 | 0 | 0 | 0 | 0 | 0 | 0 | 0 | 0 | 0 | 0 | 0 | 0 | 0 | 0 | 0 | 0 | 0 | 0 | 0 | 0 | 0 | 0 | 0 | 0 | 0 | 0 | 18868.6573 | 35283.9489 | 18868.6573 | 40343.842 | 6289.5524 | 17566.9772 | 32953.3345 | 17566.9772 | 37510.7633 | 5855.6591 | 14890.721 | 28335.5405 | 14890.721 | 32141.9592 | 4963.5737 | 1397.6783 | 1301.2576 | 1103.0164 | 0.024823 | 0.024699 | 0.024576 | 41019.0632 | 0 | 0 | 0 | 151.1599 | 4.5662 | 38189.3071 | 0 | 0 | 0 | 140.7319 | 4.2512 | 32371.3245 | 0 | 0 | 0 | 119.292 | 3.6035 | 287133.4424 | 267325.1499 | 226599.2713 | 0 | 0 | 0 | 0 | 0 | 0 | 0 | 0 | 0 | 1058.119 | 985.1233 | 835.0438 | 41019.0632 | 8.8173 | 111579.6948 | 0 | 0 | 0 | 0 | 0 | 0 | 0 | 0 | 0 | 151.1599 | 291.8918 | 411.1837 | 4.5662 | 8.8173 | 12.4208 | 18 | 7.2447 | 1.4025 | 18 | 7.3242 | 1.4069 | 18 | 7.6891 | 1.4272 | 0 | 0 | 0 | 0 | 0 | 0 | 0 | 0 | 0 | 0 | 0 | 0 | 0 | 0 | 0 | 0 | 0 | 0 | 0 | 0 | 0 | 0 | 0 | 0 | 0 | 0 | 0 | 0 | 0 | 0 | 0 | 0 | 0 | 0 | 82081.9582 | 115118.5102 | 82081.9582 | 131627.0749 | 0 | 76276.5171 | 107313.5216 | 76276.5171 | 122154.9252 | 0 | 63625.796 | 90805.1053 | 63625.796 | 103003.2934 | 0 | 4560.1088 | 4237.5843 | 3534.7664 | 0.080988 | 0.080585 | 0.080184 | 133830.0727 | 0 | 0 | 0 | 493.1789 | 14.8977 | 124364.6236 | 0 | 0 | 0 | 458.2976 | 13.844 | 103738.3256 | 0 | 0 | 0 | 382.2874 | 11.548 | 936810.5091 | 870552.3649 | 726168.2791 | 0 | 0 | 0 | 0 | 0 | 0 | 0 | 0 | 0 | 3452.2521 | 3208.0834 | 2676.0118 | 133830.0727 | 28.7418 | 361933.0219 | 0 | 0 | 0 | 0 | 0 | 0 | 0 | 0 | 0 | 493.1789 | 951.4765 | 1333.7639 | 14.8977 | 28.7418 | 40.2897
| 321 | Residential | Low Income | Other | Electric | 01-157 | 01-157.03 | Other | [01-157]_Residential_Other_Advanced Power Strips_Tier 1_ADD_Electric_per unit | Power Strip | Smart Strip, Tier 1 | ENGINEER | 31.9 | 0 | 0 | 0 | 0.0044747 | 0 | 18 | 7 | 0.7301 | 0.3587 | 0.3254 | 0.1574 | 0.1585 | 0.92 | 1 | Additions on Existing | 22.5356 | 0.087619 | 205.436 | 0 | 0 | 0 | 0.79874 | 14.4491 | 0 | 0 | 0 | 10.7956 | 0 | 0 | 30.2936 | 18 | 12.2936 | 1.683 | 14.3878 | 0 | 0 | 0 | 10.9364 | 0 | 0 | 30.3891 | 18 | 12.3891 | 1.6883 | 14.4396 | 0 | 0 | 0 | 11.2496 | 0 | 0 | 30.827 | 18 | 12.827 | 1.7126 | per unit | 1.0623 | 163207.576 | 0.005 | 0 | 0 | 0 | 0 | 0 | 0 | 0 | 0 | 0 | 0 | 0 | 0 | 0 | 0 | 0 | 0 | 0 | 0 | 0 | 0 | 0 | 0 | 0 | 0 | 0 | 0 | 0 | 0 | 0 | 0 | 0 | 0 | 0 | 0 | 0 | 0 | 0 | 0 | 0 | 0 | 0 | 0 | 0 | 0 | 0 | 0 | 0 | 0 | 0 | 0 | 0 | 0 | 0 | 0 | 0 | 0 | 0 | 0 | 0 | 0 | 0 | 0 | 0 | 0 | 0 | 0 | 0 | 0 | 39851.6282 | 67069.4536 | 39851.6282 | 46932.7778 | 0 | 37033.0273 | 62522.1717 | 37033.0273 | 43555.4005 | 0 | 30890.9732 | 52904.1662 | 30890.9732 | 36726.7197 | 0 | 2213.9793 | 2057.3904 | 1716.1652 | 0.013498 | 0.013431 | 0.013364 | 64975.8658 | 0 | 0 | 0 | 239.4434 | 7.233 | 60380.2937 | 0 | 0 | 0 | 222.5082 | 6.7214 | 50366.0156 | 0 | 0 | 0 | 185.6044 | 5.6067 | 454831.0609 | 422662.0558 | 352562.109 | 0 | 0 | 0 | 0 | 0 | 0 | 0 | 0 | 0 | 1676.1036 | 1557.5572 | 1299.231 | 64975.8658 | 13.9544 | 175722.1751 | 0 | 0 | 0 | 0 | 0 | 0 | 0 | 0 | 0 | 239.4434 | 461.9515 | 647.556 | 7.233 | 13.9544 | 19.5611 | 1 | 1 | 1 | 1 | 1 | 1 | 1 | 18 | 12.2936 | 1.683 | 18 | 12.3891 | 1.6883 | 18 | 12.827 | 1.7126 | 0 | 0 | 0 | 0 | 0 | 0 | 0 | 0 | 0 | 0 | 0 | 0 | 0 | 0 | 0 | 0 | 0 | 0 | 0 | 0 | 0 | 0 | 0 | 0 | 0 | 0 | 0 | 0 | 0 | 0 | 0 | 0 | 0 | 0 | 39851.6282 | 67069.4536 | 39851.6282 | 46932.7778 | 0 | 37033.0273 | 62522.1717 | 37033.0273 | 43555.4005 | 0 | 30890.9732 | 52904.1662 | 30890.9732 | 36726.7197 | 0 | 2213.9793 | 2057.3904 | 1716.1652 | 0.013498 | 0.013431 | 0.013364 | 64975.8658 | 0 | 0 | 0 | 239.4434 | 7.233 | 60380.2937 | 0 | 0 | 0 | 222.5082 | 6.7214 | 50366.0156 | 0 | 0 | 0 | 185.6044 | 5.6067 | 454831.0609 | 422662.0558 | 352562.109 | 0 | 0 | 0 | 0 | 0 | 0 | 0 | 0 | 0 | 1676.1036 | 1557.5572 | 1299.231 | 64975.8658 | 13.9544 | 175722.1751 | 0 | 0 | 0 | 0 | 0 | 0 | 0 | 0 | 0 | 239.4434 | 461.9515 | 647.556 | 7.233 | 13.9544 | 19.5611 | 18 | 12.2936 | 1.683 | 18 | 12.3891 | 1.6883 | 18 | 12.827 | 1.7126 | 0 | 0 | 0 | 0 | 0 | 0 | 0 | 0 | 0 | 0 | 0 | 0 | 0 | 0 | 0 | 0 | 0 | 0 | 0 | 0 | 0 | 0 | 0 | 0 | 0 | 0 | 0 | 0 | 0 | 0 | 0 | 0 | 0 | 0 | 39851.6282 | 67069.4536 | 39851.6282 | 46932.7778 | 0 | 37033.0273 | 62522.1717 | 37033.0273 | 43555.4005 | 0 | 30890.9732 | 52904.1662 | 30890.9732 | 36726.7197 | 0 | 2213.9793 | 2057.3904 | 1716.1652 | 0.013498 | 0.013431 | 0.013364 | 64975.8658 | 0 | 0 | 0 | 239.4434 | 7.233 | 60380.2937 | 0 | 0 | 0 | 222.5082 | 6.7214 | 50366.0156 | 0 | 0 | 0 | 185.6044 | 5.6067 | 454831.0609 | 422662.0558 | 352562.109 | 0 | 0 | 0 | 0 | 0 | 0 | 0 | 0 | 0 | 1676.1036 | 1557.5572 | 1299.231 | 64975.8658 | 13.9544 | 175722.1751 | 0 | 0 | 0 | 0 | 0 | 0 | 0 | 0 | 0 | 239.4434 | 461.9515 | 647.556 | 7.233 | 13.9544 | 19.5611
| 322 | Residential | Single Family | Other | Electric | 01-158 | 01-158.01 | Other | [01-158]_Residential_Other_Advanced Power Strips_Tier 2_ADD_Electric_per unit | Power Strip | Smart Strip, Tier 2 | ENGINEER | 174.75 | 0 | 0 | 0 | 0.039897 | 0 | 100 | 5 | 0.7301 | 0.3587 | 0.3254 | 0.1574 | 0.1585 | 0.92 | 1 | Additions on Existing | 31.9962 | 0.1244 | 803.85 | 0 | 0 | 0 | 3.1254 | 58.5885 | 0 | 0 | 0 | 69.9492 | 0 | 0 | 128.5377 | 61.1537 | 67.384 | 2.1019 | 58.1533 | 0 | 0 | 0 | 69.864 | 0 | 0 | 128.0174 | 61.1537 | 66.8637 | 2.0934 | 58.3727 | 0 | 0 | 0 | 71.0614 | 0 | 0 | 129.4341 | 61.1537 | 68.2804 | 2.1165 | per unit | 1.2106 | 511499.3054 | 0.005 | 22310705.6305 | 0 | 0 | 0 | 82217.4601 | 4042.3482 | 20732728.0812 | 0 | 0 | 0 | 3756.4435 | 17294134.2525 | 0 | 0 | 0 | 3133.4245 | 22310705.6305 | 43043433.7116 | 60337567.9641 | 0 | 0 | 0 | 0 | 0 | 0 | 0 | 0 | 0 | 82217.4601 | 158619.8954 | 222350.7257 | 4042.3482 | 7798.7917 | 10932.2162 | 22310705.6305 | 0 | 0 | 0 | 82217.4601 | 4042.3482 | 20732728.0812 | 0 | 0 | 0 | 3756.4435 | 17294134.2525 | 0 | 0 | 0 | 3133.4245 | 22310705.6305 | 7798.7917 | 60337567.9641 | 0 | 0 | 0 | 0 | 0 | 0 | 0 | 0 | 0 | 82217.4601 | 158619.8954 | 222350.7257 | 4042.3482 | 7798.7917 | 10932.2162 | 227648.3163 | 478489.3533 | 227648.3163 | 433296.7322 | 144607.6963 | 209994.9594 | 439597.2874 | 209994.9594 | 397025.5267 | 133393.8586 | 178006.9097 | 376758.444 | 178006.9097 | 338867.2849 | 113074.2786 | 3722.5601 | 3433.8882 | 2910.8119 | 0.0072415 | 0.0072055 | 0.0071697 | 598475.9914 | 0 | 0 | 0 | 2205.4514 | 108.4344 | 552066.2027 | 0 | 0 | 0 | 2034.4261 | 100.0257 | 467971.2263 | 0 | 0 | 0 | 1724.5266 | 84.789 | 2992379.9569 | 2760331.0134 | 2339856.1317 | 0 | 0 | 0 | 0 | 0 | 0 | 0 | 0 | 0 | 11027.2568 | 10172.1303 | 8622.6331 | 598475.9914 | 208.4601 | 1618513.4204 | 0 | 0 | 0 | 0 | 0 | 0 | 0 | 0 | 0 | 2205.4514 | 4239.8774 | 5964.404 | 108.4344 | 208.4601 | 293.2491 | 1 | 1 | 1 | 1 | 1 | 1 | 1 | 75 | 53.5377 | 1.7138 | 75 | 53.0174 | 1.7069 | 75 | 54.4341 | 1.7258 | 22310705.6305 | 0 | 0 | 0 | 82217.4601 | 4042.3482 | 20732728.0812 | 0 | 0 | 0 | 3756.4435 | 17294134.2525 | 0 | 0 | 0 | 3133.4245 | 22310705.6305 | 7798.7917 | 60337567.9641 | 0 | 0 | 0 | 0 | 0 | 0 | 0 | 0 | 0 | 82217.4601 | 158619.8954 | 222350.7257 | 4042.3482 | 7798.7917 | 10932.2162 | 936488.7554 | 1604988.2655 | 936488.7554 | 1453399.4663 | 312162.9185 | 865815.4385 | 1477858.7155 | 865815.4385 | 1334738.9801 | 288605.1462 | 730365.6502 | 1260456.702 | 730365.6502 | 1133690.6902 | 243455.2167 | 12486.5167 | 11544.2058 | 9738.2087 | 0.02429 | 0.024169 | 0.024049 | 2007457.2961 | 0 | 0 | 0 | 7397.706 | 363.7196 | 1855961.9739 | 0 | 0 | 0 | 6839.4287 | 336.2711 | 1565611.8078 | 0 | 0 | 0 | 5769.4556 | 283.6642 | 10037286.4804 | 9279809.8696 | 7828059.039 | 0 | 0 | 0 | 0 | 0 | 0 | 0 | 0 | 0 | 36988.5298 | 34197.1433 | 28847.2782 | 2007457.2961 | 699.9907 | 5429031.0778 | 0 | 0 | 0 | 0 | 0 | 0 | 0 | 0 | 0 | 7397.706 | 14237.1346 | 20006.5903 | 363.7196 | 699.9907 | 983.6549 | 100 | 28.5377 | 1.2854 | 100 | 28.0174 | 1.2802 | 100 | 29.4341 | 1.2943 | 22310705.6305 | 0 | 0 | 0 | 82217.4601 | 4042.3482 | 20732728.0812 | 0 | 0 | 0 | 3756.4435 | 17294134.2525 | 0 | 0 | 0 | 3133.4245 | 22310705.6305 | 7798.7917 | 60337567.9641 | 0 | 0 | 0 | 0 | 0 | 0 | 0 | 0 | 0 | 82217.4601 | 158619.8954 | 222350.7257 | 4042.3482 | 7798.7917 | 10932.2162 | 4163221.8008 | 5351309.9584 | 4163221.8008 | 4845886.543 | 0 | 3868768.0689 | 4952694.6115 | 3868768.0689 | 4473062.604 | 0 | 3227119.659 | 4176994.7023 | 3227119.659 | 3756908.1108 | 0 | 41632.218 | 38687.6807 | 32271.1966 | 0.080988 | 0.080585 | 0.080184 | 6693211.6891 | 0 | 0 | 0 | 24665.238 | 1212.7045 | 6219818.4243 | 0 | 0 | 0 | 22920.7306 | 1126.9331 | 5188240.2757 | 0 | 0 | 0 | 19119.2491 | 940.0274 | 33466058.4457 | 31099092.1217 | 25941201.3787 | 0 | 0 | 0 | 0 | 0 | 0 | 0 | 0 | 0 | 123326.1902 | 114603.653 | 95596.2454 | 6693211.6891 | 2339.6375 | 18101270.3892 | 0 | 0 | 0 | 0 | 0 | 0 | 0 | 0 | 0 | 24665.238 | 47585.9686 | 66705.2177 | 1212.7045 | 2339.6375 | 3279.6649
| 323 | Residential | Multi-Family | Other | Electric | 01-158 | 01-158.02 | Other | [01-158]_Residential_Other_Advanced Power Strips_Tier 2_ADD_Electric_per unit | Power Strip | Smart Strip, Tier 2 | ENGINEER | 174.75 | 0 | 0 | 0 | 0.039897 | 0 | 100 | 5 | 0.7301 | 0.3587 | 0.3254 | 0.1574 | 0.1585 | 0.92 | 1 | Additions on Existing | 31.9962 | 0.1244 | 803.85 | 0 | 0 | 0 | 3.1254 | 58.5885 | 0 | 0 | 0 | 69.9492 | 0 | 0 | 128.5377 | 61.1537 | 67.384 | 2.1019 | 58.1533 | 0 | 0 | 0 | 69.864 | 0 | 0 | 128.0174 | 61.1537 | 66.8637 | 2.0934 | 58.3727 | 0 | 0 | 0 | 71.0614 | 0 | 0 | 129.4341 | 61.1537 | 68.2804 | 2.1165 | per unit | 0.87517 | 56026.1401 | 0.005 | 2443762.2999 | 0 | 0 | 0 | 9005.539 | 442.7712 | 2270921.4176 | 0 | 0 | 0 | 411.4552 | 1894281.3372 | 0 | 0 | 0 | 343.2139 | 2443762.2999 | 4714683.7175 | 6608965.0548 | 0 | 0 | 0 | 0 | 0 | 0 | 0 | 0 | 0 | 9005.539 | 17374.1399 | 24354.7797 | 442.7712 | 854.2264 | 1197.4403 | 2443762.2999 | 0 | 0 | 0 | 9005.539 | 442.7712 | 2270921.4176 | 0 | 0 | 0 | 411.4552 | 1894281.3372 | 0 | 0 | 0 | 343.2139 | 2443762.2999 | 854.2264 | 6608965.0548 | 0 | 0 | 0 | 0 | 0 | 0 | 0 | 0 | 0 | 9005.539 | 17374.1399 | 24354.7797 | 442.7712 | 854.2264 | 1197.4403 | 24935.0416 | 52410.4554 | 24935.0416 | 47460.3644 | 15839.3393 | 23001.4135 | 48150.4842 | 23001.4135 | 43487.4643 | 14611.0521 | 19497.661 | 41267.5465 | 19497.661 | 37117.2077 | 12385.3841 | 407.7438 | 376.1247 | 318.8305 | 0.0072415 | 0.0072055 | 0.0071697 | 65552.9722 | 0 | 0 | 0 | 241.5701 | 11.8772 | 60469.5609 | 0 | 0 | 0 | 222.8371 | 10.9561 | 51258.3716 | 0 | 0 | 0 | 188.8929 | 9.2872 | 327764.8608 | 302347.8046 | 256291.8581 | 0 | 0 | 0 | 0 | 0 | 0 | 0 | 0 | 0 | 1207.8504 | 1114.1857 | 944.4643 | 65552.9722 | 22.8333 | 177280.9047 | 0 | 0 | 0 | 0 | 0 | 0 | 0 | 0 | 0 | 241.5701 | 464.4072 | 653.3001 | 11.8772 | 22.8333 | 32.1205 | 1 | 1 | 1 | 1 | 1 | 1 | 1 | 75 | 53.5377 | 1.7138 | 75 | 53.0174 | 1.7069 | 75 | 54.4341 | 1.7258 | 2443762.2999 | 0 | 0 | 0 | 9005.539 | 442.7712 | 2270921.4176 | 0 | 0 | 0 | 411.4552 | 1894281.3372 | 0 | 0 | 0 | 343.2139 | 2443762.2999 | 854.2264 | 6608965.0548 | 0 | 0 | 0 | 0 | 0 | 0 | 0 | 0 | 0 | 9005.539 | 17374.1399 | 24354.7797 | 442.7712 | 854.2264 | 1197.4403 | 102576.5815 | 175799.4516 | 102576.5815 | 159195.45 | 34192.1938 | 94835.5091 | 161874.5491 | 94835.5091 | 146198.1908 | 31611.8364 | 79999.2645 | 138061.8175 | 79999.2645 | 124176.7345 | 26666.4215 | 1367.6878 | 1264.4735 | 1066.6569 | 0.02429 | 0.024169 | 0.024049 | 219883.1601 | 0 | 0 | 0 | 810.2942 | 39.8394 | 203289.3973 | 0 | 0 | 0 | 749.1443 | 36.8328 | 171486.4234 | 0 | 0 | 0 | 631.9468 | 31.0706 | 1099415.8007 | 1016446.9867 | 857432.117 | 0 | 0 | 0 | 0 | 0 | 0 | 0 | 0 | 0 | 4051.4709 | 3745.7215 | 3159.7338 | 219883.1601 | 76.6722 | 594658.9809 | 0 | 0 | 0 | 0 | 0 | 0 | 0 | 0 | 0 | 810.2942 | 1559.4385 | 2191.3852 | 39.8394 | 76.6722 | 107.7428 | 100 | 28.5377 | 1.2854 | 100 | 28.0174 | 1.2802 | 100 | 29.4341 | 1.2943 | 2443762.2999 | 0 | 0 | 0 | 9005.539 | 442.7712 | 2270921.4176 | 0 | 0 | 0 | 411.4552 | 1894281.3372 | 0 | 0 | 0 | 343.2139 | 2443762.2999 | 854.2264 | 6608965.0548 | 0 | 0 | 0 | 0 | 0 | 0 | 0 | 0 | 0 | 9005.539 | 17374.1399 | 24354.7797 | 442.7712 | 854.2264 | 1197.4403 | 456010.8789 | 586145.9403 | 456010.8789 | 530785.3117 | 0 | 423758.4284 | 542484.338 | 423758.4284 | 489948.7241 | 0 | 353476.6444 | 457519.4684 | 353476.6444 | 411506.0526 | 0 | 4560.1088 | 4237.5843 | 3534.7664 | 0.080988 | 0.080585 | 0.080184 | 733128.69 | 0 | 0 | 0 | 2701.6617 | 132.8314 | 681276.4253 | 0 | 0 | 0 | 2510.5803 | 123.4365 | 568284.4012 | 0 | 0 | 0 | 2094.1919 | 102.9642 | 3665643.4499 | 3406382.1265 | 2841422.0058 | 0 | 0 | 0 | 0 | 0 | 0 | 0 | 0 | 0 | 13508.3085 | 12552.9013 | 10470.9597 | 733128.69 | 256.2679 | 1982689.5164 | 0 | 0 | 0 | 0 | 0 | 0 | 0 | 0 | 0 | 2701.6617 | 5212.242 | 7306.4339 | 132.8314 | 256.2679 | 359.2321
| 324 | Residential | Low Income | Other | Electric | 01-158 | 01-158.03 | Other | [01-158]_Residential_Other_Advanced Power Strips_Tier 2_ADD_Electric_per unit | Power Strip | Smart Strip, Tier 2 | ENGINEER | 174.75 | 0 | 0 | 0 | 0.039897 | 0 | 100 | 5 | 0.7301 | 0.3587 | 0.3254 | 0.1574 | 0.1585 | 0.92 | 1 | Additions on Existing | 31.9962 | 0.1244 | 803.85 | 0 | 0 | 0 | 3.1254 | 58.5885 | 0 | 0 | 0 | 69.9492 | 0 | 0 | 154.2453 | 100 | 54.2453 | 1.5425 | 58.1533 | 0 | 0 | 0 | 69.864 | 0 | 0 | 153.6208 | 100 | 53.6208 | 1.5362 | 58.3727 | 0 | 0 | 0 | 71.0614 | 0 | 0 | 155.321 | 100 | 55.321 | 1.5532 | per unit | 1.0623 | 163207.576 | 0.005 | 7118829.1892 | 0 | 0 | 0 | 26233.6864 | 1289.8196 | 6615333.1177 | 0 | 0 | 0 | 1198.5941 | 5518157.5051 | 0 | 0 | 0 | 999.8032 | 7118829.1892 | 13734162.3069 | 19252319.812 | 0 | 0 | 0 | 0 | 0 | 0 | 0 | 0 | 0 | 26233.6864 | 50611.9331 | 70946.9643 | 1289.8196 | 2488.4137 | 3488.2169 | 7118829.1892 | 0 | 0 | 0 | 26233.6864 | 1289.8196 | 6615333.1177 | 0 | 0 | 0 | 1198.5941 | 5518157.5051 | 0 | 0 | 0 | 999.8032 | 7118829.1892 | 2488.4137 | 19252319.812 | 0 | 0 | 0 | 0 | 0 | 0 | 0 | 0 | 0 | 26233.6864 | 50611.9331 | 70946.9643 | 1289.8196 | 2488.4137 | 3488.2169 | 221397.9346 | 341495.8017 | 221397.9346 | 189256.1173 | 0 | 205739.0408 | 316058.0176 | 205739.0408 | 174695.4769 | 0 | 171616.5175 | 266556.4443 | 171616.5175 | 146726.0605 | 0 | 2213.9793 | 2057.3904 | 1716.1652 | 0.013498 | 0.013431 | 0.013364 | 355941.4595 | 0 | 0 | 0 | 1311.6843 | 64.491 | 330766.6559 | 0 | 0 | 0 | 1218.9123 | 59.9297 | 275907.8753 | 0 | 0 | 0 | 1016.7516 | 49.9902 | 1779707.2973 | 1653833.2794 | 1379539.3763 | 0 | 0 | 0 | 0 | 0 | 0 | 0 | 0 | 0 | 6558.4216 | 6094.5617 | 5083.7578 | 355941.4595 | 124.4207 | 962615.9906 | 0 | 0 | 0 | 0 | 0 | 0 | 0 | 0 | 0 | 1311.6843 | 2530.5967 | 3547.3482 | 64.491 | 124.4207 | 174.4108 | 1 | 1 | 1 | 1 | 1 | 1 | 1 | 100 | 54.2453 | 1.5425 | 100 | 53.6208 | 1.5362 | 100 | 55.321 | 1.5532 | 7118829.1892 | 0 | 0 | 0 | 26233.6864 | 1289.8196 | 6615333.1177 | 0 | 0 | 0 | 1198.5941 | 5518157.5051 | 0 | 0 | 0 | 999.8032 | 7118829.1892 | 2488.4137 | 19252319.812 | 0 | 0 | 0 | 0 | 0 | 0 | 0 | 0 | 0 | 26233.6864 | 50611.9331 | 70946.9643 | 1289.8196 | 2488.4137 | 3488.2169 | 221397.9346 | 341495.8017 | 221397.9346 | 189256.1173 | 0 | 205739.0408 | 316058.0176 | 205739.0408 | 174695.4769 | 0 | 171616.5175 | 266556.4443 | 171616.5175 | 146726.0605 | 0 | 2213.9793 | 2057.3904 | 1716.1652 | 0.013498 | 0.013431 | 0.013364 | 355941.4595 | 0 | 0 | 0 | 1311.6843 | 64.491 | 330766.6559 | 0 | 0 | 0 | 1218.9123 | 59.9297 | 275907.8753 | 0 | 0 | 0 | 1016.7516 | 49.9902 | 1779707.2973 | 1653833.2794 | 1379539.3763 | 0 | 0 | 0 | 0 | 0 | 0 | 0 | 0 | 0 | 6558.4216 | 6094.5617 | 5083.7578 | 355941.4595 | 124.4207 | 962615.9906 | 0 | 0 | 0 | 0 | 0 | 0 | 0 | 0 | 0 | 1311.6843 | 2530.5967 | 3547.3482 | 64.491 | 124.4207 | 174.4108 | 100 | 54.2453 | 1.5425 | 100 | 53.6208 | 1.5362 | 100 | 55.321 | 1.5532 | 7118829.1892 | 0 | 0 | 0 | 26233.6864 | 1289.8196 | 6615333.1177 | 0 | 0 | 0 | 1198.5941 | 5518157.5051 | 0 | 0 | 0 | 999.8032 | 7118829.1892 | 2488.4137 | 19252319.812 | 0 | 0 | 0 | 0 | 0 | 0 | 0 | 0 | 0 | 26233.6864 | 50611.9331 | 70946.9643 | 1289.8196 | 2488.4137 | 3488.2169 | 221397.9346 | 341495.8017 | 221397.9346 | 189256.1173 | 0 | 205739.0408 | 316058.0176 | 205739.0408 | 174695.4769 | 0 | 171616.5175 | 266556.4443 | 171616.5175 | 146726.0605 | 0 | 2213.9793 | 2057.3904 | 1716.1652 | 0.013498 | 0.013431 | 0.013364 | 355941.4595 | 0 | 0 | 0 | 1311.6843 | 64.491 | 330766.6559 | 0 | 0 | 0 | 1218.9123 | 59.9297 | 275907.8753 | 0 | 0 | 0 | 1016.7516 | 49.9902 | 1779707.2973 | 1653833.2794 | 1379539.3763 | 0 | 0 | 0 | 0 | 0 | 0 | 0 | 0 | 0 | 6558.4216 | 6094.5617 | 5083.7578 | 355941.4595 | 124.4207 | 962615.9906 | 0 | 0 | 0 | 0 | 0 | 0 | 0 | 0 | 0 | 1311.6843 | 2530.5967 | 3547.3482 | 64.491 | 124.4207 | 174.4108
| 325 | Residential | Single Family | Other | Electric | 01-313 | 01-313.01 | Pool Pumps | [01-313]_Residential_Other_Pool Pump_Variable Speed_starts2022_ROB_Electric_per unit | 2 speed (2021 federal standard) | variable speed | ENGINEER | 1062 | 0 | 0 | 0 | 1.12 | 0 | 549 | 7 | 1 | 0 | 0 | 0.5 | 0.5 | 1 | 1 | Replace on Burnout | 18.9943 | 0.07385 | 7434 | 0 | 0 | 0 | 28.9034 | 437.9681 | 0 | 0 | 0 | 1860.5446 | 0 | 0 | 2298.5127 | 335.7338 | 1962.7789 | 6.8462 | 433.3341 | 0 | 0 | 0 | 1901.3342 | 0 | 0 | 2334.6682 | 335.7338 | 1998.9344 | 6.9539 | 430.8286 | 0 | 0 | 0 | 1973.0383 | 0 | 0 | 2403.8669 | 335.7338 | 2068.1331 | 7.16 | per unit | 0.0525 | 22181.9251 | 0.005 | 0 | 0 | 0 | 0 | 0 | 0 | 1586224.3656 | 0 | 0 | 0 | 1672.8543 | 1594155.4875 | 0 | 0 | 0 | 1681.2186 | 0 | 1586224.3656 | 3180379.8531 | 0 | 0 | 0 | 0 | 0 | 0 | 0 | 0 | 0 | 0 | 5845.4152 | 11720.0575 | 0 | 1672.8543 | 3354.0729 | 0 | 0 | 0 | 0 | 0 | 0 | 1586224.3656 | 0 | 0 | 0 | 1672.8543 | 1594155.4875 | 0 | 0 | 0 | 1681.2186 | 0 | 1672.8543 | 3180379.8531 | 0 | 0 | 0 | 0 | 0 | 0 | 0 | 0 | 0 | 0 | 5845.4152 | 11720.0575 | 0 | 1672.8543 | 3354.0729 | 0 |  |  |  |  | 184301.252 | 1281617.3795 | 184301.252 | 572627.0488 | 117072.5964 | 186510.6445 | 1335423.3586 | 186510.6445 | 585794.0426 | 118476.0558 | 0 | 548.9505 | 555.5313 | 0 | 0 | 0 | 0 | 0 | 0 | 0 | 0 | 0 | 582985.4772 | 0 | 0 | 0 | 2148.3671 | 614.8246 | 589974.2726 | 0 | 0 | 0 | 2174.1216 | 622.1951 | 0 | 4080898.3407 | 4129819.9085 | 0 | 0 | 0 | 0 | 0 | 0 | 0 | 0 | 0 | 0 | 15038.5695 | 15218.851 | 0 | 614.8246 | 1172959.7499 | 0 | 0 | 0 | 0 | 0 | 0 | 0 | 0 | 0 | 0 | 2148.3671 | 4322.4886 | 0 | 614.8246 | 1237.0197 | 1 | 1 | 1 | 1 | 1 | 1 | 1 | 411.75 | 1886.7627 | 5.5823 | 411.75 | 1922.9182 | 5.6701 | 411.75 | 1992.1169 | 5.8382 | 0 | 0 | 0 | 0 | 0 | 0 | 1586224.3656 | 0 | 0 | 0 | 1672.8543 | 1594155.4875 | 0 | 0 | 0 | 1681.2186 | 0 | 1672.8543 | 3180379.8531 | 0 | 0 | 0 | 0 | 0 | 0 | 0 | 0 | 0 | 0 | 5845.4152 | 11720.0575 | 0 | 1672.8543 | 3354.0729 | 0 |  |  |  |  | 356826.2702 | 2023244.5592 | 356826.2702 | 903986.3063 | 118942.0901 | 359583.0733 | 2099307.4346 | 359583.0733 | 920877.8482 | 119861.0244 | 0 | 866.609 | 873.3044 | 0 | 0 | 0 | 0 | 0 | 0 | 0 | 0 | 0 | 920338.7952 | 0 | 0 | 0 | 3391.552 | 970.6021 | 927449.2384 | 0 | 0 | 0 | 3417.7548 | 978.1009 | 0 | 6442371.5663 | 6492144.6685 | 0 | 0 | 0 | 0 | 0 | 0 | 0 | 0 | 0 | 0 | 23740.864 | 23924.2834 | 0 | 970.6021 | 1847788.0335 | 0 | 0 | 0 | 0 | 0 | 0 | 0 | 0 | 0 | 0 | 3391.552 | 6809.3068 | 0 | 970.6021 | 1948.703 | 549 | 1749.5127 | 4.1867 | 549 | 1785.6682 | 4.2526 | 549 | 1854.8669 | 4.3786 | 0 | 0 | 0 | 0 | 0 | 0 | 1586224.3656 | 0 | 0 | 0 | 1672.8543 | 1594155.4875 | 0 | 0 | 0 | 1681.2186 | 0 | 1672.8543 | 3180379.8531 | 0 | 0 | 0 | 0 | 0 | 0 | 0 | 0 | 0 | 0 | 5845.4152 | 11720.0575 | 0 | 1672.8543 | 3354.0729 | 0 |  |  |  |  | 614998.0062 | 2615330.2194 | 614998.0062 | 1168530.3657 | 0 | 618072.9962 | 2706311.835 | 618072.9962 | 1187145.1403 | 0 | 0 | 1120.2149 | 1125.816 | 0 | 0 | 0 | 0 | 0 | 0 | 0 | 0 | 0 | 1189668.2742 | 0 | 0 | 0 | 4384.0614 | 1254.6407 | 1195616.6156 | 0 | 0 | 0 | 4405.9817 | 1260.9139 | 0 | 8327677.9196 | 8369316.3092 | 0 | 0 | 0 | 0 | 0 | 0 | 0 | 0 | 0 | 0 | 30688.43 | 30841.8721 | 0 | 1254.6407 | 2385284.8898 | 0 | 0 | 0 | 0 | 0 | 0 | 0 | 0 | 0 | 0 | 4384.0614 | 8790.0432 | 0 | 1254.6407 | 2515.5547
| 326 | Residential | Multi-Family | Other | Electric | 01-313 | 01-313.02 | Pool Pumps | [01-313]_Residential_Other_Pool Pump_Variable Speed_starts2022_ROB_Electric_per unit | 2 speed (2021 federal standard) | variable speed | ENGINEER | 1062 | 0 | 0 | 0 | 1.12 | 0 | 549 | 7 | 1 | 0 | 0 | 0.5 | 0.5 | 1 | 1 | Replace on Burnout | 18.9943 | 0.07385 | 7434 | 0 | 0 | 0 | 28.9034 | 437.9681 | 0 | 0 | 0 | 1860.5446 | 0 | 0 | 2298.5127 | 335.7338 | 1962.7789 | 6.8462 | 433.3341 | 0 | 0 | 0 | 1901.3342 | 0 | 0 | 2334.6682 | 335.7338 | 1998.9344 | 6.9539 | 430.8286 | 0 | 0 | 0 | 1973.0383 | 0 | 0 | 2403.8669 | 335.7338 | 2068.1331 | 7.16 | per unit | 0.0075 | 480.1282 | 0.005 | 0 | 0 | 0 | 0 | 0 | 0 | 34333.8607 | 0 | 0 | 0 | 36.209 | 34505.53 | 0 | 0 | 0 | 36.39 | 0 | 34333.8607 | 68839.3908 | 0 | 0 | 0 | 0 | 0 | 0 | 0 | 0 | 0 | 0 | 126.5241 | 253.6809 | 0 | 36.209 | 72.599 | 0 | 0 | 0 | 0 | 0 | 0 | 34333.8607 | 0 | 0 | 0 | 36.209 | 34505.53 | 0 | 0 | 0 | 36.39 | 0 | 36.209 | 68839.3908 | 0 | 0 | 0 | 0 | 0 | 0 | 0 | 0 | 0 | 0 | 126.5241 | 253.6809 | 0 | 36.209 | 72.599 | 0 |  |  |  |  | 2727.3943 | 18966.0998 | 2727.3943 | 8474.0594 | 1732.5066 | 2771.278 | 19842.4567 | 2771.278 | 8704.0509 | 1760.3826 | 0 | 8.1237 | 8.2544 | 0 | 0 | 0 | 0 | 0 | 0 | 0 | 0 | 0 | 8627.3493 | 0 | 0 | 0 | 31.7928 | 9.0985 | 8766.1631 | 0 | 0 | 0 | 32.3043 | 9.2449 | 0 | 60391.4448 | 61363.1416 | 0 | 0 | 0 | 0 | 0 | 0 | 0 | 0 | 0 | 0 | 222.5493 | 226.1301 | 0 | 9.0985 | 17393.5123 | 0 | 0 | 0 | 0 | 0 | 0 | 0 | 0 | 0 | 0 | 31.7928 | 64.097 | 0 | 9.0985 | 18.3434 | 1 | 1 | 1 | 1 | 1 | 1 | 1 | 411.75 | 1886.7627 | 5.5823 | 411.75 | 1922.9182 | 5.6701 | 411.75 | 1992.1169 | 5.8382 | 0 | 0 | 0 | 0 | 0 | 0 | 34333.8607 | 0 | 0 | 0 | 36.209 | 34505.53 | 0 | 0 | 0 | 36.39 | 0 | 36.209 | 68839.3908 | 0 | 0 | 0 | 0 | 0 | 0 | 0 | 0 | 0 | 0 | 126.5241 | 253.6809 | 0 | 36.209 | 72.599 | 0 |  |  |  |  | 6166.2686 | 34963.4276 | 6166.2686 | 15621.6705 | 2055.4229 | 6225.1949 | 36343.7516 | 6225.1949 | 15942.4747 | 2075.065 | 0 | 14.9758 | 15.1189 | 0 | 0 | 0 | 0 | 0 | 0 | 0 | 0 | 0 | 15904.2557 | 0 | 0 | 0 | 58.609 | 16.7728 | 16056.2403 | 0 | 0 | 0 | 59.1691 | 16.9331 | 0 | 111329.7899 | 112393.6824 | 0 | 0 | 0 | 0 | 0 | 0 | 0 | 0 | 0 | 0 | 410.2628 | 414.1834 | 0 | 16.7728 | 31960.496 | 0 | 0 | 0 | 0 | 0 | 0 | 0 | 0 | 0 | 0 | 58.609 | 117.778 | 0 | 16.7728 | 33.706 | 549 | 1749.5127 | 4.1867 | 549 | 1785.6682 | 4.2526 | 549 | 1854.8669 | 4.3786 | 0 | 0 | 0 | 0 | 0 | 0 | 34333.8607 | 0 | 0 | 0 | 36.209 | 34505.53 | 0 | 0 | 0 | 36.39 | 0 | 36.209 | 68839.3908 | 0 | 0 | 0 | 0 | 0 | 0 | 0 | 0 | 0 | 0 | 126.5241 | 253.6809 | 0 | 36.209 | 72.599 | 0 |  |  |  |  | 12424.2021 | 52834.9539 | 12424.2021 | 23606.6741 | 0 | 12486.3232 | 54672.9664 | 12486.3232 | 23982.7301 | 0 | 0 | 22.6306 | 22.7438 | 0 | 0 | 0 | 0 | 0 | 0 | 0 | 0 | 0 | 24033.7025 | 0 | 0 | 0 | 88.5669 | 25.3463 | 24153.871 | 0 | 0 | 0 | 89.0097 | 25.473 | 0 | 168235.9176 | 169077.0972 | 0 | 0 | 0 | 0 | 0 | 0 | 0 | 0 | 0 | 0 | 619.9683 | 623.0681 | 0 | 25.3463 | 48187.5735 | 0 | 0 | 0 | 0 | 0 | 0 | 0 | 0 | 0 | 0 | 88.5669 | 177.5766 | 0 | 25.3463 | 50.8193
| 327 | Residential | Low Income | Other | Electric | 01-313 | 01-313.03 | Pool Pumps | [01-313]_Residential_Other_Pool Pump_Variable Speed_starts2022_ROB_Electric_per unit | 2 speed (2021 federal standard) | variable speed | ENGINEER | 0 | 0 | 0 | 0 | 0 | 0 | 0 | 0 | 1 | 0 | 0 | 0.5 | 0.5 | 1 | 1 | Replace on Burnout | #NUM! | #NUM! | 0 | 0 | 0 | 0 | 0 | 0 | 0 | 0 | 0 | 0 | 0 | 0 | 0 | 0 | 0 | 0 | 0 | 0 | 0 | 0 | 0 | 0 | 0 | 0 | 0 | 0 | 0 | 0 | 0 | 0 | 0 | 0 | 0 | 0 | 0 | 0 | 0 | 0 | per unit | 0.039 | 5992.0006 | 0.005 | 0 | 0 | 0 | 0 | 0 | 0 | 0 | 0 | 0 | 0 | 0 | 0 | 0 | 0 | 0 | 0 | 0 | 0 | 0 | 0 | 0 | 0 | 0 | 0 | 0 | 0 | 0 | 0 | 0 | 0 | 0 | 0 | 0 | 0 | 0 | 0 | 0 | 0 | 0 | 0 | 0 | 0 | 0 | 0 | 0 | 0 | 0 | 0 | 0 | 0 | 0 | 0 | 0 | 0 | 0 | 0 | 0 | 0 | 0 | 0 | 0 | 0 | 0 | 0 | 0 | 0 | 0 | 0 | 0 |  |  |  |  | 0 |  |  |  |  | 0 |  |  |  |  | 0 | 0 | 0 | 0 | 0 | 0 | 0 | 0 | 0 | 0 | 0 | 0 | 0 | 0 | 0 | 0 | 0 | 0 | 0 | 0 | 0 | 0 | 0 | 0 | 0 | 0 | 0 | 0 | 0 | 0 | 0 | 0 | 0 | 0 | 0 | 0 | 0 | 0 | 0 | 0 | 0 | 0 | 0 | 0 | 0 | 0 | 0 | 0 | 0 | 0 | 0 | 0 | 0 | 0 | 0 | 0 | 0 | 1 | 1 | 1 | 1 | 1 | 1 | 1 | 0 | 0 | 0 | 0 | 0 | 0 | 0 | 0 | 0 | 0 | 0 | 0 | 0 | 0 | 0 | 0 | 0 | 0 | 0 | 0 | 0 | 0 | 0 | 0 | 0 | 0 | 0 | 0 | 0 | 0 | 0 | 0 | 0 | 0 | 0 | 0 | 0 | 0 | 0 | 0 | 0 | 0 | 0 | 0 |  |  |  |  | 0 |  |  |  |  | 0 |  |  |  |  | 0 | 0 | 0 | 0 | 0 | 0 | 0 | 0 | 0 | 0 | 0 | 0 | 0 | 0 | 0 | 0 | 0 | 0 | 0 | 0 | 0 | 0 | 0 | 0 | 0 | 0 | 0 | 0 | 0 | 0 | 0 | 0 | 0 | 0 | 0 | 0 | 0 | 0 | 0 | 0 | 0 | 0 | 0 | 0 | 0 | 0 | 0 | 0 | 0 | 0 | 0 | 0 | 0 | 0 | 0 | 0 | 0 | 0 | 0 | 0 | 0 | 0 | 0 | 0 | 0 | 0 | 0 | 0 | 0 | 0 | 0 | 0 | 0 | 0 | 0 | 0 | 0 | 0 | 0 | 0 | 0 | 0 | 0 | 0 | 0 | 0 | 0 | 0 | 0 | 0 | 0 | 0 | 0 | 0 | 0 | 0 | 0 | 0 | 0 | 0 | 0 |  |  |  |  | 0 |  |  |  |  | 0 |  |  |  |  | 0 | 0 | 0 | 0 | 0 | 0 | 0 | 0 | 0 | 0 | 0 | 0 | 0 | 0 | 0 | 0 | 0 | 0 | 0 | 0 | 0 | 0 | 0 | 0 | 0 | 0 | 0 | 0 | 0 | 0 | 0 | 0 | 0 | 0 | 0 | 0 | 0 | 0 | 0 | 0 | 0 | 0 | 0 | 0 | 0 | 0 | 0 | 0 | 0 | 0 | 0 | 0 | 0 | 0 | 0 | 0 | 0
| 328 | Residential | Single Family | Other | Electric | 01-159 | 01-159.01 | Pool Pumps | [01-159]_Residential_Other_Pool Pump_2-Speed_ends2021_ROB_Electric_per unit | constant speed | 2 speed | DEEMED | 842 | 0 | 0 | 0 | 0.87 | 0 | 235 | 7 | 1 | 0 | 0 | 0.5 | 0.5 | 1 | 1 | Replace on Burnout | 10.2549 | 0.039871 | 5894 | 0 | 0 | 0 | 22.9159 | 347.2402 | 0 | 0 | 0 | 1445.2445 | 0 | 0 | 1792.4847 | 143.7112 | 1648.7735 | 12.4728 | 343.5662 | 0 | 0 | 0 | 1476.9292 | 0 | 0 | 1820.4954 | 143.7112 | 1676.7842 | 12.6677 | 341.5797 | 0 | 0 | 0 | 1532.628 | 0 | 0 | 1874.2077 | 143.7112 | 1730.4965 | 13.0415 | per unit | 0.0525 | 22181.9251 | 0.005 | 0 | 0 | 0 | 0 | 0 | 0 | 0 | 0 | 0 | 0 | 0 | 0 | 0 | 0 | 0 | 0 | 0 | 0 | 0 | 0 | 0 | 0 | 0 | 0 | 0 | 0 | 0 | 0 | 0 | 0 | 0 | 0 | 0 | 0 | 0 | 0 | 0 | 0 | 0 | 0 | 0 | 0 | 0 | 0 | 0 | 0 | 0 | 0 | 0 | 0 | 0 | 0 | 0 | 0 | 0 | 0 | 0 | 0 | 0 | 0 | 0 | 0 | 0 | 0 | 0 | 0 | 0 | 0 | 58590.9234 | 730794.4197 | 58590.9234 | 337631.8175 | 37218.3664 | 0 |  |  |  |  | 0 |  |  |  |  | 407.6991 | 0 | 0 | 0.018288 | 0.018197 | 0.018107 | 343282.6471 | 0 | 0 | 0 | 1265.0352 | 354.6982 | 0 | 0 | 0 | 0 | 0 | 0 | 0 | 0 | 0 | 0 | 0 | 0 | 2402978.5295 | 0 | 0 | 0 | 0 | 0 | 0 | 0 | 0 | 0 | 0 | 0 | 8855.2462 | 0 | 0 | 343282.6471 | 354.6982 | 343282.6471 | 0 | 0 | 0 | 0 | 0 | 0 | 0 | 0 | 0 | 1265.0352 | 1265.0352 | 1265.0352 | 354.6982 | 354.6982 | 354.6982 | 1 | 1 | 1 | 1 | 1 | 1 | 1 | 176.25 | 1616.2347 | 10.1701 | 176.25 | 1644.2454 | 10.3291 | 176.25 | 1697.9577 | 10.6338 | 0 | 0 | 0 | 0 | 0 | 0 | 0 | 0 | 0 | 0 | 0 | 0 | 0 | 0 | 0 | 0 | 0 | 0 | 0 | 0 | 0 | 0 | 0 | 0 | 0 | 0 | 0 | 0 | 0 | 0 | 0 | 0 | 0 | 0 | 88985.0863 | 904989.5493 | 88985.0863 | 418111.1105 | 29661.6954 | 0 |  |  |  |  | 0 |  |  |  |  | 504.8799 | 0 | 0 | 0.022648 | 0.022535 | 0.022423 | 425108.8948 | 0 | 0 | 0 | 1566.5741 | 439.2455 | 0 | 0 | 0 | 0 | 0 | 0 | 0 | 0 | 0 | 0 | 0 | 0 | 2975762.2634 | 0 | 0 | 0 | 0 | 0 | 0 | 0 | 0 | 0 | 0 | 0 | 10966.0187 | 0 | 0 | 425108.8948 | 439.2455 | 425108.8948 | 0 | 0 | 0 | 0 | 0 | 0 | 0 | 0 | 0 | 1566.5741 | 1566.5741 | 1566.5741 | 439.2455 | 439.2455 | 439.2455 | 235 | 1557.4847 | 7.6276 | 235 | 1585.4954 | 7.7468 | 235 | 1639.2077 | 7.9754 | 0 | 0 | 0 | 0 | 0 | 0 | 0 | 0 | 0 | 0 | 0 | 0 | 0 | 0 | 0 | 0 | 0 | 0 | 0 | 0 | 0 | 0 | 0 | 0 | 0 | 0 | 0 | 0 | 0 | 0 | 0 | 0 | 0 | 0 | 130970.4043 | 998989.1456 | 130970.4043 | 461539.5408 | 0 | 0 |  |  |  |  | 0 |  |  |  |  | 557.3209 | 0 | 0 | 0.025 | 0.024876 | 0.024752 | 469264.172 | 0 | 0 | 0 | 1729.2913 | 484.8692 | 0 | 0 | 0 | 0 | 0 | 0 | 0 | 0 | 0 | 0 | 0 | 0 | 3284849.2042 | 0 | 0 | 0 | 0 | 0 | 0 | 0 | 0 | 0 | 0 | 0 | 12105.0388 | 0 | 0 | 469264.172 | 484.8692 | 469264.172 | 0 | 0 | 0 | 0 | 0 | 0 | 0 | 0 | 0 | 1729.2913 | 1729.2913 | 1729.2913 | 484.8692 | 484.8692 | 484.8692
| 329 | Residential | Multi-Family | Other | Electric | 01-159 | 01-159.02 | Pool Pumps | [01-159]_Residential_Other_Pool Pump_2-Speed_ends2021_ROB_Electric_per unit | constant speed | 2 speed | DEEMED | 842 | 0 | 0 | 0 | 0.87 | 0 | 235 | 7 | 1 | 0 | 0 | 0.5 | 0.5 | 1 | 1 | Replace on Burnout | 10.2549 | 0.039871 | 5894 | 0 | 0 | 0 | 22.9159 | 347.2402 | 0 | 0 | 0 | 1445.2445 | 0 | 0 | 1792.4847 | 143.7112 | 1648.7735 | 12.4728 | 343.5662 | 0 | 0 | 0 | 1476.9292 | 0 | 0 | 1820.4954 | 143.7112 | 1676.7842 | 12.6677 | 341.5797 | 0 | 0 | 0 | 1532.628 | 0 | 0 | 1874.2077 | 143.7112 | 1730.4965 | 13.0415 | per unit | 0.0075 | 480.1282 | 0.005 | 0 | 0 | 0 | 0 | 0 | 0 | 0 | 0 | 0 | 0 | 0 | 0 | 0 | 0 | 0 | 0 | 0 | 0 | 0 | 0 | 0 | 0 | 0 | 0 | 0 | 0 | 0 | 0 | 0 | 0 | 0 | 0 | 0 | 0 | 0 | 0 | 0 | 0 | 0 | 0 | 0 | 0 | 0 | 0 | 0 | 0 | 0 | 0 | 0 | 0 | 0 | 0 | 0 | 0 | 0 | 0 | 0 | 0 | 0 | 0 | 0 | 0 | 0 | 0 | 0 | 0 | 0 | 0 | 1090.4884 | 13601.4725 | 1090.4884 | 6283.9696 | 692.7045 | 0 |  |  |  |  | 0 |  |  |  |  | 7.5881 | 0 | 0 | 0.015726 | 0.015647 | 0.01557 | 6389.1422 | 0 | 0 | 0 | 23.5447 | 6.6016 | 0 | 0 | 0 | 0 | 0 | 0 | 0 | 0 | 0 | 0 | 0 | 0 | 44723.9957 | 0 | 0 | 0 | 0 | 0 | 0 | 0 | 0 | 0 | 0 | 0 | 164.813 | 0 | 0 | 6389.1422 | 6.6016 | 6389.1422 | 0 | 0 | 0 | 0 | 0 | 0 | 0 | 0 | 0 | 23.5447 | 23.5447 | 23.5447 | 6.6016 | 6.6016 | 6.6016 | 1 | 1 | 1 | 1 | 1 | 1 | 1 | 176.25 | 1616.2347 | 10.1701 | 176.25 | 1644.2454 | 10.3291 | 176.25 | 1697.9577 | 10.6338 | 0 | 0 | 0 | 0 | 0 | 0 | 0 | 0 | 0 | 0 | 0 | 0 | 0 | 0 | 0 | 0 | 0 | 0 | 0 | 0 | 0 | 0 | 0 | 0 | 0 | 0 | 0 | 0 | 0 | 0 | 0 | 0 | 0 | 0 | 1701.2026 | 17301.4449 | 1701.2026 | 7993.3811 | 567.0675 | 0 |  |  |  |  | 0 |  |  |  |  | 9.6522 | 0 | 0 | 0.020003 | 0.019904 | 0.019805 | 8127.1636 | 0 | 0 | 0 | 29.9495 | 8.3974 | 0 | 0 | 0 | 0 | 0 | 0 | 0 | 0 | 0 | 0 | 0 | 0 | 56890.145 | 0 | 0 | 0 | 0 | 0 | 0 | 0 | 0 | 0 | 0 | 0 | 209.6466 | 0 | 0 | 8127.1636 | 8.3974 | 8127.1636 | 0 | 0 | 0 | 0 | 0 | 0 | 0 | 0 | 0 | 29.9495 | 29.9495 | 29.9495 | 8.3974 | 8.3974 | 8.3974 | 235 | 1557.4847 | 7.6276 | 235 | 1585.4954 | 7.7468 | 235 | 1639.2077 | 7.9754 | 0 | 0 | 0 | 0 | 0 | 0 | 0 | 0 | 0 | 0 | 0 | 0 | 0 | 0 | 0 | 0 | 0 | 0 | 0 | 0 | 0 | 0 | 0 | 0 | 0 | 0 | 0 | 0 | 0 | 0 | 0 | 0 | 0 | 0 | 2645.8668 | 20181.5989 | 2645.8668 | 9324.0311 | 0 | 0 |  |  |  |  | 0 |  |  |  |  | 11.259 | 0 | 0 | 0.023333 | 0.023217 | 0.023102 | 9480.0843 | 0 | 0 | 0 | 34.9352 | 9.7953 | 0 | 0 | 0 | 0 | 0 | 0 | 0 | 0 | 0 | 0 | 0 | 0 | 66360.59 | 0 | 0 | 0 | 0 | 0 | 0 | 0 | 0 | 0 | 0 | 0 | 244.5462 | 0 | 0 | 9480.0843 | 9.7953 | 9480.0843 | 0 | 0 | 0 | 0 | 0 | 0 | 0 | 0 | 0 | 34.9352 | 34.9352 | 34.9352 | 9.7953 | 9.7953 | 9.7953
| 330 | Residential | Low Income | Other | Electric | 01-159 | 01-159.03 | Pool Pumps | [01-159]_Residential_Other_Pool Pump_2-Speed_ends2021_ROB_Electric_per unit | constant speed | 2 speed | DEEMED | 0 | 0 | 0 | 0 | 0 | 0 | 0 | 0 | 1 | 0 | 0 | 0.5 | 0.5 | 1 | 1 | Replace on Burnout | #NUM! | #NUM! | 0 | 0 | 0 | 0 | 0 | 0 | 0 | 0 | 0 | 0 | 0 | 0 | 0 | 0 | 0 | 0 | 0 | 0 | 0 | 0 | 0 | 0 | 0 | 0 | 0 | 0 | 0 | 0 | 0 | 0 | 0 | 0 | 0 | 0 | 0 | 0 | 0 | 0 | per unit | 0.039 | 5992.0006 | 0.005 | 0 | 0 | 0 | 0 | 0 | 0 | 0 | 0 | 0 | 0 | 0 | 0 | 0 | 0 | 0 | 0 | 0 | 0 | 0 | 0 | 0 | 0 | 0 | 0 | 0 | 0 | 0 | 0 | 0 | 0 | 0 | 0 | 0 | 0 | 0 | 0 | 0 | 0 | 0 | 0 | 0 | 0 | 0 | 0 | 0 | 0 | 0 | 0 | 0 | 0 | 0 | 0 | 0 | 0 | 0 | 0 | 0 | 0 | 0 | 0 | 0 | 0 | 0 | 0 | 0 | 0 | 0 | 0 | 0 |  |  |  |  | 0 |  |  |  |  | 0 |  |  |  |  | 0 | 0 | 0 | 0 | 0 | 0 | 0 | 0 | 0 | 0 | 0 | 0 | 0 | 0 | 0 | 0 | 0 | 0 | 0 | 0 | 0 | 0 | 0 | 0 | 0 | 0 | 0 | 0 | 0 | 0 | 0 | 0 | 0 | 0 | 0 | 0 | 0 | 0 | 0 | 0 | 0 | 0 | 0 | 0 | 0 | 0 | 0 | 0 | 0 | 0 | 0 | 0 | 0 | 0 | 0 | 0 | 0 | 1 | 1 | 1 | 1 | 1 | 1 | 1 | 0 | 0 | 0 | 0 | 0 | 0 | 0 | 0 | 0 | 0 | 0 | 0 | 0 | 0 | 0 | 0 | 0 | 0 | 0 | 0 | 0 | 0 | 0 | 0 | 0 | 0 | 0 | 0 | 0 | 0 | 0 | 0 | 0 | 0 | 0 | 0 | 0 | 0 | 0 | 0 | 0 | 0 | 0 | 0 |  |  |  |  | 0 |  |  |  |  | 0 |  |  |  |  | 0 | 0 | 0 | 0 | 0 | 0 | 0 | 0 | 0 | 0 | 0 | 0 | 0 | 0 | 0 | 0 | 0 | 0 | 0 | 0 | 0 | 0 | 0 | 0 | 0 | 0 | 0 | 0 | 0 | 0 | 0 | 0 | 0 | 0 | 0 | 0 | 0 | 0 | 0 | 0 | 0 | 0 | 0 | 0 | 0 | 0 | 0 | 0 | 0 | 0 | 0 | 0 | 0 | 0 | 0 | 0 | 0 | 0 | 0 | 0 | 0 | 0 | 0 | 0 | 0 | 0 | 0 | 0 | 0 | 0 | 0 | 0 | 0 | 0 | 0 | 0 | 0 | 0 | 0 | 0 | 0 | 0 | 0 | 0 | 0 | 0 | 0 | 0 | 0 | 0 | 0 | 0 | 0 | 0 | 0 | 0 | 0 | 0 | 0 | 0 | 0 |  |  |  |  | 0 |  |  |  |  | 0 |  |  |  |  | 0 | 0 | 0 | 0 | 0 | 0 | 0 | 0 | 0 | 0 | 0 | 0 | 0 | 0 | 0 | 0 | 0 | 0 | 0 | 0 | 0 | 0 | 0 | 0 | 0 | 0 | 0 | 0 | 0 | 0 | 0 | 0 | 0 | 0 | 0 | 0 | 0 | 0 | 0 | 0 | 0 | 0 | 0 | 0 | 0 | 0 | 0 | 0 | 0 | 0 | 0 | 0 | 0 | 0 | 0 | 0 | 0
| 331 | Residential | Single Family | Other | Electric | 01-160 | 01-160.01 | Pool Pumps | [01-160]_Residential_Other_Pool Pump_Variable Speed_ends2021_ROB_Electric_per unit | constant speed | variable speed | ENGINEER | 1221.3 | 0 | 0 | 0 | 1.282 | 0 | 549 | 7 | 1 | 0 | 0 | 0.5 | 0.5 | 1 | 1 | Replace on Burnout | 16.5168 | 0.064217 | 8549.1 | 0 | 0 | 0 | 33.2389 | 503.6633 | 0 | 0 | 0 | 2129.6591 | 0 | 0 | 2633.3224 | 335.7338 | 2297.5886 | 7.8435 | 498.3342 | 0 | 0 | 0 | 2176.3486 | 0 | 0 | 2674.6827 | 335.7338 | 2338.9489 | 7.9667 | 495.4529 | 0 | 0 | 0 | 2258.4242 | 0 | 0 | 2753.877 | 335.7338 | 2418.1432 | 8.2026 | per unit | 0.0525 | 22181.9251 | 0.005 | 1815082.6074 | 0 | 0 | 0 | 6688.7836 | 1905.2943 | 0 | 0 | 0 | 0 | 0 | 0 | 0 | 0 | 0 | 0 | 1815082.6074 | 1815082.6074 | 1815082.6074 | 0 | 0 | 0 | 0 | 0 | 0 | 0 | 0 | 0 | 6688.7836 | 6688.7836 | 6688.7836 | 1905.2943 | 1905.2943 | 1905.2943 | 1815082.6074 | 0 | 0 | 0 | 6688.7836 | 1905.2943 | 0 | 0 | 0 | 0 | 0 | 0 | 0 | 0 | 0 | 0 | 1815082.6074 | 1905.2943 | 1815082.6074 | 0 | 0 | 0 | 0 | 0 | 0 | 0 | 0 | 0 | 6688.7836 | 6688.7836 | 6688.7836 | 1905.2943 | 1905.2943 | 1905.2943 | 110496.6908 | 866678.9395 | 110496.6908 | 395337.5616 | 70190.1607 | 0 |  |  |  |  | 0 |  |  |  |  | 329.1199 | 0 | 0 | 0.014763 | 0.01469 | 0.014617 | 401954.1927 | 0 | 0 | 0 | 1481.2464 | 421.9318 | 0 | 0 | 0 | 0 | 0 | 0 | 0 | 0 | 0 | 0 | 0 | 0 | 2813679.349 | 0 | 0 | 0 | 0 | 0 | 0 | 0 | 0 | 0 | 0 | 0 | 10368.7249 | 0 | 0 | 401954.1927 | 421.9318 | 401954.1927 | 0 | 0 | 0 | 0 | 0 | 0 | 0 | 0 | 0 | 1481.2464 | 1481.2464 | 1481.2464 | 421.9318 | 421.9318 | 421.9318 | 1 | 1 | 1 | 1 | 1 | 1 | 1 | 411.75 | 2221.5724 | 6.3954 | 411.75 | 2262.9327 | 6.4959 | 411.75 | 2342.127 | 6.6882 | 1815082.6074 | 0 | 0 | 0 | 6688.7836 | 1905.2943 | 0 | 0 | 0 | 0 | 0 | 0 | 0 | 0 | 0 | 0 | 1815082.6074 | 1905.2943 | 1815082.6074 | 0 | 0 | 0 | 0 | 0 | 0 | 0 | 0 | 0 | 6688.7836 | 6688.7836 | 6688.7836 | 1905.2943 | 1905.2943 | 1905.2943 | 191180.858 | 1222685.7084 | 191180.858 | 557730.8558 | 63726.9527 | 0 |  |  |  |  | 0 |  |  |  |  | 464.313 | 0 | 0 | 0.020828 | 0.020724 | 0.020621 | 567065.4085 | 0 | 0 | 0 | 2089.6998 | 595.2492 | 0 | 0 | 0 | 0 | 0 | 0 | 0 | 0 | 0 | 0 | 0 | 0 | 3969457.8592 | 0 | 0 | 0 | 0 | 0 | 0 | 0 | 0 | 0 | 0 | 0 | 14627.8988 | 0 | 0 | 567065.4085 | 595.2492 | 567065.4085 | 0 | 0 | 0 | 0 | 0 | 0 | 0 | 0 | 0 | 2089.6998 | 2089.6998 | 2089.6998 | 595.2492 | 595.2492 | 595.2492 | 549 | 2084.3224 | 4.7966 | 549 | 2125.6827 | 4.8719 | 549 | 2204.877 | 5.0162 | 1815082.6074 | 0 | 0 | 0 | 6688.7836 | 1905.2943 | 0 | 0 | 0 | 0 | 0 | 0 | 0 | 0 | 0 | 0 | 1815082.6074 | 1905.2943 | 1815082.6074 | 0 | 0 | 0 | 0 | 0 | 0 | 0 | 0 | 0 | 6688.7836 | 6688.7836 | 6688.7836 | 1905.2943 | 1905.2943 | 1905.2943 | 305969.1573 | 1467605.5424 | 305969.1573 | 669451.5929 | 0 | 0 |  |  |  |  | 0 |  |  |  |  | 557.3209 | 0 | 0 | 0.025 | 0.024876 | 0.024752 | 680655.9778 | 0 | 0 | 0 | 2508.2938 | 714.4854 | 0 | 0 | 0 | 0 | 0 | 0 | 0 | 0 | 0 | 0 | 0 | 0 | 4764591.8445 | 0 | 0 | 0 | 0 | 0 | 0 | 0 | 0 | 0 | 0 | 0 | 17558.0569 | 0 | 0 | 680655.9778 | 714.4854 | 680655.9778 | 0 | 0 | 0 | 0 | 0 | 0 | 0 | 0 | 0 | 2508.2938 | 2508.2938 | 2508.2938 | 714.4854 | 714.4854 | 714.4854
| 332 | Residential | Multi-Family | Other | Electric | 01-160 | 01-160.02 | Pool Pumps | [01-160]_Residential_Other_Pool Pump_Variable Speed_ends2021_ROB_Electric_per unit | constant speed | variable speed | ENGINEER | 1221.3 | 0 | 0 | 0 | 1.282 | 0 | 549 | 7 | 1 | 0 | 0 | 0.5 | 0.5 | 1 | 1 | Replace on Burnout | 16.5168 | 0.064217 | 8549.1 | 0 | 0 | 0 | 33.2389 | 503.6633 | 0 | 0 | 0 | 2129.6591 | 0 | 0 | 2633.3224 | 335.7338 | 2297.5886 | 7.8435 | 498.3342 | 0 | 0 | 0 | 2176.3486 | 0 | 0 | 2674.6827 | 335.7338 | 2338.9489 | 7.9667 | 495.4529 | 0 | 0 | 0 | 2258.4242 | 0 | 0 | 2753.877 | 335.7338 | 2418.1432 | 8.2026 | per unit | 0.0075 | 480.1282 | 0.005 | 39287.5023 | 0 | 0 | 0 | 144.7789 | 41.2401 | 0 | 0 | 0 | 0 | 0 | 0 | 0 | 0 | 0 | 0 | 39287.5023 | 39287.5023 | 39287.5023 | 0 | 0 | 0 | 0 | 0 | 0 | 0 | 0 | 0 | 144.7789 | 144.7789 | 144.7789 | 41.2401 | 41.2401 | 41.2401 | 39287.5023 | 0 | 0 | 0 | 144.7789 | 41.2401 | 0 | 0 | 0 | 0 | 0 | 0 | 0 | 0 | 0 | 0 | 39287.5023 | 41.2401 | 39287.5023 | 0 | 0 | 0 | 0 | 0 | 0 | 0 | 0 | 0 | 144.7789 | 144.7789 | 144.7789 | 41.2401 | 41.2401 | 41.2401 | 1814.6691 | 14233.3265 | 1814.6691 | 6492.5641 | 1152.7215 | 0 |  |  |  |  | 0 |  |  |  |  | 5.4051 | 0 | 0 | 0.011202 | 0.011146 | 0.01109 | 6601.228 | 0 | 0 | 0 | 24.3263 | 6.9293 | 0 | 0 | 0 | 0 | 0 | 0 | 0 | 0 | 0 | 0 | 0 | 0 | 46208.5957 | 0 | 0 | 0 | 0 | 0 | 0 | 0 | 0 | 0 | 0 | 0 | 170.2839 | 0 | 0 | 6601.228 | 6.9293 | 6601.228 | 0 | 0 | 0 | 0 | 0 | 0 | 0 | 0 | 0 | 24.3263 | 24.3263 | 24.3263 | 6.9293 | 6.9293 | 6.9293 | 1 | 1 | 1 | 1 | 1 | 1 | 1 | 411.75 | 2221.5724 | 6.3954 | 411.75 | 2262.9327 | 6.4959 | 411.75 | 2342.127 | 6.6882 | 39287.5023 | 0 | 0 | 0 | 144.7789 | 41.2401 | 0 | 0 | 0 | 0 | 0 | 0 | 0 | 0 | 0 | 0 | 39287.5023 | 41.2401 | 39287.5023 | 0 | 0 | 0 | 0 | 0 | 0 | 0 | 0 | 0 | 144.7789 | 144.7789 | 144.7789 | 41.2401 | 41.2401 | 41.2401 | 3463.976 | 22153.6508 | 3463.976 | 10105.438 | 1154.6587 | 0 |  |  |  |  | 0 |  |  |  |  | 8.4128 | 0 | 0 | 0.017435 | 0.017348 | 0.017262 | 10274.5693 | 0 | 0 | 0 | 37.8629 | 10.7852 | 0 | 0 | 0 | 0 | 0 | 0 | 0 | 0 | 0 | 0 | 0 | 0 | 71921.9852 | 0 | 0 | 0 | 0 | 0 | 0 | 0 | 0 | 0 | 0 | 0 | 265.0406 | 0 | 0 | 10274.5693 | 10.7852 | 10274.5693 | 0 | 0 | 0 | 0 | 0 | 0 | 0 | 0 | 0 | 37.8629 | 37.8629 | 37.8629 | 10.7852 | 10.7852 | 10.7852 | 549 | 2084.3224 | 4.7966 | 549 | 2125.6827 | 4.8719 | 549 | 2204.877 | 5.0162 | 39287.5023 | 0 | 0 | 0 | 144.7789 | 41.2401 | 0 | 0 | 0 | 0 | 0 | 0 | 0 | 0 | 0 | 0 | 39287.5023 | 41.2401 | 39287.5023 | 0 | 0 | 0 | 0 | 0 | 0 | 0 | 0 | 0 | 144.7789 | 144.7789 | 144.7789 | 41.2401 | 41.2401 | 41.2401 | 6181.1951 | 29648.5968 | 6181.1951 | 13524.2746 | 0 | 0 |  |  |  |  | 0 |  |  |  |  | 11.259 | 0 | 0 | 0.023333 | 0.023217 | 0.023102 | 13750.6258 | 0 | 0 | 0 | 50.6726 | 14.434 | 0 | 0 | 0 | 0 | 0 | 0 | 0 | 0 | 0 | 0 | 0 | 0 | 96254.3807 | 0 | 0 | 0 | 0 | 0 | 0 | 0 | 0 | 0 | 0 | 0 | 354.7082 | 0 | 0 | 13750.6258 | 14.434 | 13750.6258 | 0 | 0 | 0 | 0 | 0 | 0 | 0 | 0 | 0 | 50.6726 | 50.6726 | 50.6726 | 14.434 | 14.434 | 14.434
| 333 | Residential | Low Income | Other | Electric | 01-160 | 01-160.03 | Pool Pumps | [01-160]_Residential_Other_Pool Pump_Variable Speed_ends2021_ROB_Electric_per unit | constant speed | variable speed | ENGINEER | 0 | 0 | 0 | 0 | 0 | 0 | 0 | 0 | 1 | 0 | 0 | 0.5 | 0.5 | 1 | 1 | Replace on Burnout | #NUM! | #NUM! | 0 | 0 | 0 | 0 | 0 | 0 | 0 | 0 | 0 | 0 | 0 | 0 | 0 | 0 | 0 | 0 | 0 | 0 | 0 | 0 | 0 | 0 | 0 | 0 | 0 | 0 | 0 | 0 | 0 | 0 | 0 | 0 | 0 | 0 | 0 | 0 | 0 | 0 | per unit | 0.039 | 5992.0006 | 0.005 | 0 | 0 | 0 | 0 | 0 | 0 | 0 | 0 | 0 | 0 | 0 | 0 | 0 | 0 | 0 | 0 | 0 | 0 | 0 | 0 | 0 | 0 | 0 | 0 | 0 | 0 | 0 | 0 | 0 | 0 | 0 | 0 | 0 | 0 | 0 | 0 | 0 | 0 | 0 | 0 | 0 | 0 | 0 | 0 | 0 | 0 | 0 | 0 | 0 | 0 | 0 | 0 | 0 | 0 | 0 | 0 | 0 | 0 | 0 | 0 | 0 | 0 | 0 | 0 | 0 | 0 | 0 | 0 | 0 |  |  |  |  | 0 |  |  |  |  | 0 |  |  |  |  | 0 | 0 | 0 | 0 | 0 | 0 | 0 | 0 | 0 | 0 | 0 | 0 | 0 | 0 | 0 | 0 | 0 | 0 | 0 | 0 | 0 | 0 | 0 | 0 | 0 | 0 | 0 | 0 | 0 | 0 | 0 | 0 | 0 | 0 | 0 | 0 | 0 | 0 | 0 | 0 | 0 | 0 | 0 | 0 | 0 | 0 | 0 | 0 | 0 | 0 | 0 | 0 | 0 | 0 | 0 | 0 | 0 | 1 | 1 | 1 | 1 | 1 | 1 | 1 | 0 | 0 | 0 | 0 | 0 | 0 | 0 | 0 | 0 | 0 | 0 | 0 | 0 | 0 | 0 | 0 | 0 | 0 | 0 | 0 | 0 | 0 | 0 | 0 | 0 | 0 | 0 | 0 | 0 | 0 | 0 | 0 | 0 | 0 | 0 | 0 | 0 | 0 | 0 | 0 | 0 | 0 | 0 | 0 |  |  |  |  | 0 |  |  |  |  | 0 |  |  |  |  | 0 | 0 | 0 | 0 | 0 | 0 | 0 | 0 | 0 | 0 | 0 | 0 | 0 | 0 | 0 | 0 | 0 | 0 | 0 | 0 | 0 | 0 | 0 | 0 | 0 | 0 | 0 | 0 | 0 | 0 | 0 | 0 | 0 | 0 | 0 | 0 | 0 | 0 | 0 | 0 | 0 | 0 | 0 | 0 | 0 | 0 | 0 | 0 | 0 | 0 | 0 | 0 | 0 | 0 | 0 | 0 | 0 | 0 | 0 | 0 | 0 | 0 | 0 | 0 | 0 | 0 | 0 | 0 | 0 | 0 | 0 | 0 | 0 | 0 | 0 | 0 | 0 | 0 | 0 | 0 | 0 | 0 | 0 | 0 | 0 | 0 | 0 | 0 | 0 | 0 | 0 | 0 | 0 | 0 | 0 | 0 | 0 | 0 | 0 | 0 | 0 |  |  |  |  | 0 |  |  |  |  | 0 |  |  |  |  | 0 | 0 | 0 | 0 | 0 | 0 | 0 | 0 | 0 | 0 | 0 | 0 | 0 | 0 | 0 | 0 | 0 | 0 | 0 | 0 | 0 | 0 | 0 | 0 | 0 | 0 | 0 | 0 | 0 | 0 | 0 | 0 | 0 | 0 | 0 | 0 | 0 | 0 | 0 | 0 | 0 | 0 | 0 | 0 | 0 | 0 | 0 | 0 | 0 | 0 | 0 | 0 | 0 | 0 | 0 | 0 | 0
| 334 | Business | Office | Compressed Air | Electric | 02-266 | 02-266.01 | Compressed Air | [02-266]_Business_Compressed Air_Air Entrainment Nozzle_ROB_Electric_per unit | Standard Air Nozzle | High Efficiency Air Nozzle | ENGINEER | 538.839 | 0 | 0 | 0 | 0.0945 | 0 | 42 | 15 | 0.476 | 0.25758 | 0.40817 | 0.12932 | 0.20492 | 1 | 1 | Replace on Burnout | 1.3365 | 0.0051964 | 8082.585 | 0 | 0 | 0 | 31.4251 | 479.5653 | 0 | 0 | 0 | 254.1796 | 0 | 0 | 733.7449 | 17.5701 | 716.1749 | 41.7611 | 478.375 | 0 | 0 | 0 | 255.4965 | 0 | 0 | 733.8715 | 17.5701 | 716.3014 | 41.7683 | 479.6763 | 0 | 0 | 0 | 257.4772 | 0 | 0 | 737.1535 | 17.5701 | 719.5834 | 41.9551 | per unit | 0.015158 | 372.4421 | 0.005 | 13445.9824 | 0 | 0 | 0 | 49.55 | 1.1225 | 13513.2123 | 0 | 0 | 0 | 1.1281 | 13580.7784 | 0 | 0 | 0 | 1.1337 | 13445.9824 | 26959.1947 | 40539.9731 | 0 | 0 | 0 | 0 | 0 | 0 | 0 | 0 | 0 | 49.55 | 99.3477 | 149.3944 | 1.1225 | 2.2505 | 3.3843 | 13445.9824 | 0 | 0 | 0 | 49.55 | 1.1225 | 13513.2123 | 0 | 0 | 0 | 1.1281 | 13580.7784 | 0 | 0 | 0 | 1.1337 | 13445.9824 | 2.2505 | 40539.9731 | 0 | 0 | 0 | 0 | 0 | 0 | 0 | 0 | 0 | 49.55 | 99.3477 | 149.3944 | 1.1225 | 2.2505 | 3.3843 | 251.7373 | 10512.8274 | 251.7373 | 16725.0181 | 350.0233 | 253.2293 | 10576.9589 | 253.2293 | 16936.6574 | 352.0978 | 254.9437 | 10696.1873 | 254.9437 | 17271.8567 | 354.4815 | 14.3276 | 14.4125 | 14.5101 | 0.038278 | 0.038088 | 0.037898 | 7720.2872 | 0 | 0 | 0 | 28.4501 | 0.64449 | 7766.0436 | 0 | 0 | 0 | 28.6187 | 0.64831 | 7818.6202 | 0 | 0 | 0 | 28.8125 | 0.65269 | 115804.3078 | 116490.6546 | 117279.3031 | 0 | 0 | 0 | 0 | 0 | 0 | 0 | 0 | 0 | 426.7519 | 429.2812 | 432.1874 | 7720.2872 | 1.2928 | 23304.951 | 0 | 0 | 0 | 0 | 0 | 0 | 0 | 0 | 0 | 28.4501 | 57.0689 | 85.8814 | 0.64449 | 1.2928 | 1.9455 | 1 | 1 | 1 | 1 | 1 | 1 | 1 | 31.5 | 702.2449 | 23.2935 | 31.5 | 702.3715 | 23.2975 | 31.5 | 705.6535 | 23.4017 | 13445.9824 | 0 | 0 | 0 | 49.55 | 1.1225 | 13513.2123 | 0 | 0 | 0 | 1.1281 | 13580.7784 | 0 | 0 | 0 | 1.1337 | 13445.9824 | 2.2505 | 40539.9731 | 0 | 0 | 0 | 0 | 0 | 0 | 0 | 0 | 0 | 49.55 | 99.3477 | 149.3944 | 1.1225 | 2.2505 | 3.3843 | 530.2807 | 12352.0878 | 530.2807 | 19651.1257 | 176.7602 | 533.0645 | 12419.0735 | 533.0645 | 19886.3959 | 177.6882 | 535.9841 | 12542.9371 | 535.9841 | 20253.9284 | 178.6614 | 16.8343 | 16.9227 | 17.0154 | 0.044975 | 0.044751 | 0.044529 | 9070.9817 | 0 | 0 | 0 | 33.4276 | 0.75724 | 9118.6009 | 0 | 0 | 0 | 33.6031 | 0.76122 | 9168.5437 | 0 | 0 | 0 | 33.7871 | 0.76539 | 136064.7256 | 136779.013 | 137528.1561 | 0 | 0 | 0 | 0 | 0 | 0 | 0 | 0 | 0 | 501.4138 | 504.046 | 506.8067 | 9070.9817 | 1.5185 | 27358.1263 | 0 | 0 | 0 | 0 | 0 | 0 | 0 | 0 | 0 | 33.4276 | 67.0307 | 100.8178 | 0.75724 | 1.5185 | 2.2838 | 42 | 691.7449 | 17.4701 | 42 | 691.8715 | 17.4731 | 42 | 695.1535 | 17.5513 | 13445.9824 | 0 | 0 | 0 | 49.55 | 1.1225 | 13513.2123 | 0 | 0 | 0 | 1.1281 | 13580.7784 | 0 | 0 | 0 | 1.1337 | 13445.9824 | 2.2505 | 40539.9731 | 0 | 0 | 0 | 0 | 0 | 0 | 0 | 0 | 0 | 49.55 | 99.3477 | 149.3944 | 1.1225 | 2.2505 | 3.3843 | 733.6364 | 12816.713 | 733.6364 | 20390.3049 | 0 | 737.3045 | 12883.0185 | 737.3045 | 20629.3011 | 0 | 740.9911 | 13005.3362 | 740.9911 | 21000.5956 | 0 | 17.4675 | 17.5549 | 17.6426 | 0.046667 | 0.046434 | 0.046203 | 9412.1877 | 0 | 0 | 0 | 34.685 | 0.78572 | 9459.2486 | 0 | 0 | 0 | 34.8584 | 0.78965 | 9506.5449 | 0 | 0 | 0 | 35.0327 | 0.7936 | 141182.8152 | 141888.7293 | 142598.1729 | 0 | 0 | 0 | 0 | 0 | 0 | 0 | 0 | 0 | 520.2746 | 522.8759 | 525.4903 | 9412.1877 | 1.5754 | 28377.9812 | 0 | 0 | 0 | 0 | 0 | 0 | 0 | 0 | 0 | 34.685 | 69.5434 | 104.5761 | 0.78572 | 1.5754 | 2.369
| 335 | Business | Retail | Compressed Air | Electric | 02-266 | 02-266.02 | Compressed Air | [02-266]_Business_Compressed Air_Air Entrainment Nozzle_ROB_Electric_per unit | Standard Air Nozzle | High Efficiency Air Nozzle | ENGINEER | 538.839 | 0 | 0 | 0 | 0.0945 | 0 | 42 | 15 | 0.476 | 0.25758 | 0.40817 | 0.12932 | 0.20492 | 1 | 1 | Replace on Burnout | 1.3365 | 0.0051964 | 8082.585 | 0 | 0 | 0 | 31.4251 | 479.5653 | 0 | 0 | 0 | 254.1796 | 0 | 0 | 733.7449 | 17.5701 | 716.1749 | 41.7611 | 478.375 | 0 | 0 | 0 | 255.4965 | 0 | 0 | 733.8715 | 17.5701 | 716.3014 | 41.7683 | 479.6763 | 0 | 0 | 0 | 257.4772 | 0 | 0 | 737.1535 | 17.5701 | 719.5834 | 41.9551 | per unit | 0 | 0 | 0.005 | 0 | 0 | 0 | 0 | 0 | 0 | 0 | 0 | 0 | 0 | 0 | 0 | 0 | 0 | 0 | 0 | 0 | 0 | 0 | 0 | 0 | 0 | 0 | 0 | 0 | 0 | 0 | 0 | 0 | 0 | 0 | 0 | 0 | 0 | 0 | 0 | 0 | 0 | 0 | 0 | 0 | 0 | 0 | 0 | 0 | 0 | 0 | 0 | 0 | 0 | 0 | 0 | 0 | 0 | 0 | 0 | 0 | 0 | 0 | 0 | 0 | 0 | 0 | 0 | 0 | 0 | 0 | 0 | 0 | 0 | 0 | 0 | 0 | 0 | 0 | 0 | 0 | 0 | 0 | 0 | 0 | 0 | 0 | 0 | 0 | 0 | #NUM! | #NUM! | #NUM! | 0 | 0 | 0 | 0 | 0 | 0 | 0 | 0 | 0 | 0 | 0 | 0 | 0 | 0 | 0 | 0 | 0 | 0 | 0 | 0 | 0 | 0 | 0 | 0 | 0 | 0 | 0 | 0 | 0 | 0 | 0 | 0 | 0 | 0 | 0 | 0 | 0 | 0 | 0 | 0 | 0 | 0 | 0 | 0 | 0 | 0 | 0 | 0 | 0 | 0 | 0 | 1 | 1 | 1 | 1 | 1 | 1 | 1 | 31.5 | 702.2449 | 23.2935 | 31.5 | 702.3715 | 23.2975 | 31.5 | 705.6535 | 23.4017 | 0 | 0 | 0 | 0 | 0 | 0 | 0 | 0 | 0 | 0 | 0 | 0 | 0 | 0 | 0 | 0 | 0 | 0 | 0 | 0 | 0 | 0 | 0 | 0 | 0 | 0 | 0 | 0 | 0 | 0 | 0 | 0 | 0 | 0 | 0 | 0 | 0 | 0 | 0 | 0 | 0 | 0 | 0 | 0 | 0 | 0 | 0 | 0 | 0 | 0 | 0 | 0 | #NUM! | #NUM! | #NUM! | 0 | 0 | 0 | 0 | 0 | 0 | 0 | 0 | 0 | 0 | 0 | 0 | 0 | 0 | 0 | 0 | 0 | 0 | 0 | 0 | 0 | 0 | 0 | 0 | 0 | 0 | 0 | 0 | 0 | 0 | 0 | 0 | 0 | 0 | 0 | 0 | 0 | 0 | 0 | 0 | 0 | 0 | 0 | 0 | 0 | 0 | 0 | 0 | 0 | 0 | 0 | 42 | 691.7449 | 17.4701 | 42 | 691.8715 | 17.4731 | 42 | 695.1535 | 17.5513 | 0 | 0 | 0 | 0 | 0 | 0 | 0 | 0 | 0 | 0 | 0 | 0 | 0 | 0 | 0 | 0 | 0 | 0 | 0 | 0 | 0 | 0 | 0 | 0 | 0 | 0 | 0 | 0 | 0 | 0 | 0 | 0 | 0 | 0 | 0 | 0 | 0 | 0 | 0 | 0 | 0 | 0 | 0 | 0 | 0 | 0 | 0 | 0 | 0 | 0 | 0 | 0 | #NUM! | #NUM! | #NUM! | 0 | 0 | 0 | 0 | 0 | 0 | 0 | 0 | 0 | 0 | 0 | 0 | 0 | 0 | 0 | 0 | 0 | 0 | 0 | 0 | 0 | 0 | 0 | 0 | 0 | 0 | 0 | 0 | 0 | 0 | 0 | 0 | 0 | 0 | 0 | 0 | 0 | 0 | 0 | 0 | 0 | 0 | 0 | 0 | 0 | 0 | 0 | 0 | 0 | 0 | 0
| 336 | Business | Food Service | Compressed Air | Electric | 02-266 | 02-266.03 | Compressed Air | [02-266]_Business_Compressed Air_Air Entrainment Nozzle_ROB_Electric_per unit | Standard Air Nozzle | High Efficiency Air Nozzle | ENGINEER | 538.839 | 0 | 0 | 0 | 0.0945 | 0 | 42 | 15 | 0.476 | 0.25758 | 0.40817 | 0.12932 | 0.20492 | 1 | 1 | Replace on Burnout | 1.3365 | 0.0051964 | 8082.585 | 0 | 0 | 0 | 31.4251 | 479.5653 | 0 | 0 | 0 | 254.1796 | 0 | 0 | 880.4939 | 17.5701 | 862.9238 | 50.1133 | 478.375 | 0 | 0 | 0 | 255.4965 | 0 | 0 | 880.6458 | 17.5701 | 863.0757 | 50.122 | 479.6763 | 0 | 0 | 0 | 257.4772 | 0 | 0 | 884.5841 | 17.5701 | 867.0141 | 50.3461 | per unit | 0 | 0 | 0.005 | 0 | 0 | 0 | 0 | 0 | 0 | 0 | 0 | 0 | 0 | 0 | 0 | 0 | 0 | 0 | 0 | 0 | 0 | 0 | 0 | 0 | 0 | 0 | 0 | 0 | 0 | 0 | 0 | 0 | 0 | 0 | 0 | 0 | 0 | 0 | 0 | 0 | 0 | 0 | 0 | 0 | 0 | 0 | 0 | 0 | 0 | 0 | 0 | 0 | 0 | 0 | 0 | 0 | 0 | 0 | 0 | 0 | 0 | 0 | 0 | 0 | 0 | 0 | 0 | 0 | 0 | 0 | 0 | 0 | 0 | 0 | 0 | 0 | 0 | 0 | 0 | 0 | 0 | 0 | 0 | 0 | 0 | 0 | 0 | 0 | 0 | #NUM! | #NUM! | #NUM! | 0 | 0 | 0 | 0 | 0 | 0 | 0 | 0 | 0 | 0 | 0 | 0 | 0 | 0 | 0 | 0 | 0 | 0 | 0 | 0 | 0 | 0 | 0 | 0 | 0 | 0 | 0 | 0 | 0 | 0 | 0 | 0 | 0 | 0 | 0 | 0 | 0 | 0 | 0 | 0 | 0 | 0 | 0 | 0 | 0 | 0 | 0 | 0 | 0 | 0 | 0 | 1 | 1 | 1 | 1 | 1 | 1 | 1 | 31.5 | 848.9939 | 27.9522 | 31.5 | 849.1458 | 27.957 | 31.5 | 853.0841 | 28.082 | 0 | 0 | 0 | 0 | 0 | 0 | 0 | 0 | 0 | 0 | 0 | 0 | 0 | 0 | 0 | 0 | 0 | 0 | 0 | 0 | 0 | 0 | 0 | 0 | 0 | 0 | 0 | 0 | 0 | 0 | 0 | 0 | 0 | 0 | 0 | 0 | 0 | 0 | 0 | 0 | 0 | 0 | 0 | 0 | 0 | 0 | 0 | 0 | 0 | 0 | 0 | 0 | #NUM! | #NUM! | #NUM! | 0 | 0 | 0 | 0 | 0 | 0 | 0 | 0 | 0 | 0 | 0 | 0 | 0 | 0 | 0 | 0 | 0 | 0 | 0 | 0 | 0 | 0 | 0 | 0 | 0 | 0 | 0 | 0 | 0 | 0 | 0 | 0 | 0 | 0 | 0 | 0 | 0 | 0 | 0 | 0 | 0 | 0 | 0 | 0 | 0 | 0 | 0 | 0 | 0 | 0 | 0 | 42 | 838.4939 | 20.9641 | 42 | 838.6458 | 20.9678 | 42 | 842.5841 | 21.0615 | 0 | 0 | 0 | 0 | 0 | 0 | 0 | 0 | 0 | 0 | 0 | 0 | 0 | 0 | 0 | 0 | 0 | 0 | 0 | 0 | 0 | 0 | 0 | 0 | 0 | 0 | 0 | 0 | 0 | 0 | 0 | 0 | 0 | 0 | 0 | 0 | 0 | 0 | 0 | 0 | 0 | 0 | 0 | 0 | 0 | 0 | 0 | 0 | 0 | 0 | 0 | 0 | #NUM! | #NUM! | #NUM! | 0 | 0 | 0 | 0 | 0 | 0 | 0 | 0 | 0 | 0 | 0 | 0 | 0 | 0 | 0 | 0 | 0 | 0 | 0 | 0 | 0 | 0 | 0 | 0 | 0 | 0 | 0 | 0 | 0 | 0 | 0 | 0 | 0 | 0 | 0 | 0 | 0 | 0 | 0 | 0 | 0 | 0 | 0 | 0 | 0 | 0 | 0 | 0 | 0 | 0 | 0
| 337 | Business | Healthcare/Hospitals | Compressed Air | Electric | 02-266 | 02-266.04 | Compressed Air | [02-266]_Business_Compressed Air_Air Entrainment Nozzle_ROB_Electric_per unit | Standard Air Nozzle | High Efficiency Air Nozzle | ENGINEER | 538.839 | 0 | 0 | 0 | 0.0945 | 0 | 42 | 15 | 0.476 | 0.25758 | 0.40817 | 0.12932 | 0.20492 | 1 | 1 | Replace on Burnout | 1.3365 | 0.0051964 | 8082.585 | 0 | 0 | 0 | 31.4251 | 479.5653 | 0 | 0 | 0 | 254.1796 | 0 | 0 | 733.7449 | 14.4416 | 719.3033 | 50.8078 | 478.375 | 0 | 0 | 0 | 255.4965 | 0 | 0 | 733.8715 | 14.4416 | 719.4299 | 50.8165 | 479.6763 | 0 | 0 | 0 | 257.4772 | 0 | 0 | 737.1535 | 14.4416 | 722.7119 | 51.0438 | per unit | 0.46344 | 1258.7124 | 0.005 | 45442.3027 | 0 | 0 | 0 | 167.46 | 3.7935 | 45669.5142 | 0 | 0 | 0 | 3.8125 | 45897.8618 | 0 | 0 | 0 | 3.8315 | 45442.3027 | 91111.8169 | 137009.6786 | 0 | 0 | 0 | 0 | 0 | 0 | 0 | 0 | 0 | 167.46 | 335.7573 | 504.8961 | 3.7935 | 7.606 | 11.4375 | 45442.3027 | 0 | 0 | 0 | 167.46 | 3.7935 | 45669.5142 | 0 | 0 | 0 | 3.8125 | 45897.8618 | 0 | 0 | 0 | 3.8315 | 45442.3027 | 7.606 | 137009.6786 | 0 | 0 | 0 | 0 | 0 | 0 | 0 | 0 | 0 | 167.46 | 335.7573 | 504.8961 | 3.7935 | 7.606 | 11.4375 | 555.5545 | 28226.4757 | 555.5545 | 45521.0656 | 1060.146 | 559.6505 | 28439.4894 | 559.6505 | 46165.877 | 1067.9623 | 564.9548 | 28837.4286 | 564.9548 | 47205.6846 | 1078.0844 | 38.4691 | 38.7527 | 39.12 | 0.03041 | 0.030259 | 0.030108 | 20728.6289 | 0 | 0 | 0 | 76.3873 | 1.7304 | 20881.4573 | 0 | 0 | 0 | 76.9505 | 1.7432 | 21079.3711 | 0 | 0 | 0 | 77.6799 | 1.7597 | 310929.4334 | 313221.8596 | 316190.5666 | 0 | 0 | 0 | 0 | 0 | 0 | 0 | 0 | 0 | 1145.8099 | 1154.2578 | 1165.1978 | 20728.6289 | 3.4736 | 62689.4573 | 0 | 0 | 0 | 0 | 0 | 0 | 0 | 0 | 0 | 76.3873 | 153.3378 | 231.0177 | 1.7304 | 3.4736 | 5.2333 | 1 | 1 | 1 | 1 | 1 | 1 | 1 | 31.5 | 702.2449 | 23.2935 | 31.5 | 702.3715 | 23.2975 | 31.5 | 705.6535 | 23.4017 | 45442.3027 | 0 | 0 | 0 | 167.46 | 3.7935 | 45669.5142 | 0 | 0 | 0 | 3.8125 | 45897.8618 | 0 | 0 | 0 | 3.8315 | 45442.3027 | 7.606 | 137009.6786 | 0 | 0 | 0 | 0 | 0 | 0 | 0 | 0 | 0 | 167.46 | 335.7573 | 504.8961 | 3.7935 | 7.606 | 11.4375 | 1659.2304 | 38649.2658 | 1659.2304 | 62329.9834 | 553.0768 | 1668.004 | 38860.3362 | 1668.004 | 63082.0574 | 556.0013 | 1677.2511 | 39250.5226 | 1677.2511 | 64251.4914 | 559.0837 | 52.674 | 52.9525 | 53.2461 | 0.041639 | 0.041432 | 0.041226 | 28382.7955 | 0 | 0 | 0 | 104.5938 | 2.3694 | 28532.877 | 0 | 0 | 0 | 105.1469 | 2.3819 | 28691.0579 | 0 | 0 | 0 | 105.7298 | 2.3951 | 425741.9326 | 427993.1543 | 430365.8687 | 0 | 0 | 0 | 0 | 0 | 0 | 0 | 0 | 0 | 1568.9069 | 1577.2029 | 1585.9466 | 28382.7955 | 4.7513 | 85606.7304 | 0 | 0 | 0 | 0 | 0 | 0 | 0 | 0 | 0 | 104.5938 | 209.7407 | 315.4704 | 2.3694 | 4.7513 | 7.1464 | 42 | 691.7449 | 17.4701 | 42 | 691.8715 | 17.4731 | 42 | 695.1535 | 17.5513 | 45442.3027 | 0 | 0 | 0 | 167.46 | 3.7935 | 45669.5142 | 0 | 0 | 0 | 3.8125 | 45897.8618 | 0 | 0 | 0 | 3.8315 | 45442.3027 | 7.606 | 137009.6786 | 0 | 0 | 0 | 0 | 0 | 0 | 0 | 0 | 0 | 167.46 | 335.7573 | 504.8961 | 3.7935 | 7.606 | 11.4375 | 2302.3108 | 40221.6393 | 2302.3108 | 64865.7628 | 0 | 2313.8224 | 40429.7204 | 2313.8224 | 65629.6419 | 0 | 2325.3915 | 40813.5801 | 2325.3915 | 66810.1521 | 0 | 54.8169 | 55.091 | 55.3665 | 0.043333 | 0.043118 | 0.042903 | 29537.4967 | 0 | 0 | 0 | 108.849 | 2.4658 | 29685.1842 | 0 | 0 | 0 | 109.3932 | 2.4781 | 29833.6101 | 0 | 0 | 0 | 109.9402 | 2.4905 | 443062.4511 | 445277.7633 | 447504.1522 | 0 | 0 | 0 | 0 | 0 | 0 | 0 | 0 | 0 | 1632.735 | 1640.8986 | 1649.1031 | 29537.4967 | 4.9439 | 89056.2911 | 0 | 0 | 0 | 0 | 0 | 0 | 0 | 0 | 0 | 108.849 | 218.2422 | 328.1825 | 2.4658 | 4.9439 | 7.4344
| 338 | Business | Campus/Education | Compressed Air | Electric | 02-266 | 02-266.05 | Compressed Air | [02-266]_Business_Compressed Air_Air Entrainment Nozzle_ROB_Electric_per unit | Standard Air Nozzle | High Efficiency Air Nozzle | ENGINEER | 538.839 | 0 | 0 | 0 | 0.0945 | 0 | 42 | 15 | 0.476 | 0.25758 | 0.40817 | 0.12932 | 0.20492 | 1 | 1 | Replace on Burnout | 1.3365 | 0.0051964 | 8082.585 | 0 | 0 | 0 | 31.4251 | 479.5653 | 0 | 0 | 0 | 254.1796 | 0 | 0 | 733.7449 | 14.4416 | 719.3033 | 50.8078 | 478.375 | 0 | 0 | 0 | 255.4965 | 0 | 0 | 733.8715 | 14.4416 | 719.4299 | 50.8165 | 479.6763 | 0 | 0 | 0 | 257.4772 | 0 | 0 | 737.1535 | 14.4416 | 722.7119 | 51.0438 | per unit | 0.041398 | 94.0144 | 0.005 | 3394.1271 | 0 | 0 | 0 | 12.5077 | 0.28334 | 3411.0977 | 0 | 0 | 0 | 0.28476 | 3428.1532 | 0 | 0 | 0 | 0.28618 | 3394.1271 | 6805.2248 | 10233.378 | 0 | 0 | 0 | 0 | 0 | 0 | 0 | 0 | 0 | 12.5077 | 25.078 | 37.7111 | 0.28334 | 0.5681 | 0.85428 | 3394.1271 | 0 | 0 | 0 | 12.5077 | 0.28334 | 3411.0977 | 0 | 0 | 0 | 0.28476 | 3428.1532 | 0 | 0 | 0 | 0.28618 | 3394.1271 | 0.5681 | 10233.378 | 0 | 0 | 0 | 0 | 0 | 0 | 0 | 0 | 0 | 12.5077 | 25.078 | 37.7111 | 0.28334 | 0.5681 | 0.85428 | 41.3822 | 2102.5356 | 41.3822 | 3364.7571 | 78.9682 | 41.6876 | 2118.4206 | 41.6876 | 3412.3549 | 79.5511 | 42.0847 | 2148.1621 | 42.0847 | 3489.3929 | 80.3088 | 2.8655 | 2.8866 | 2.9141 | 0.030328 | 0.030177 | 0.030027 | 1544.0355 | 0 | 0 | 0 | 5.6899 | 0.1289 | 1555.4326 | 0 | 0 | 0 | 5.7319 | 0.12985 | 1570.2477 | 0 | 0 | 0 | 5.7865 | 0.13108 | 23160.5325 | 23331.4897 | 23553.716 | 0 | 0 | 0 | 0 | 0 | 0 | 0 | 0 | 0 | 85.3492 | 85.9792 | 86.7981 | 1544.0355 | 0.25874 | 4669.7159 | 0 | 0 | 0 | 0 | 0 | 0 | 0 | 0 | 0 | 5.6899 | 11.4219 | 17.2084 | 0.1289 | 0.25874 | 0.38983 | 1 | 1 | 1 | 1 | 1 | 1 | 1 | 31.5 | 702.2449 | 23.2935 | 31.5 | 702.3715 | 23.2975 | 31.5 | 705.6535 | 23.4017 | 3394.1271 | 0 | 0 | 0 | 12.5077 | 0.28334 | 3411.0977 | 0 | 0 | 0 | 0.28476 | 3428.1532 | 0 | 0 | 0 | 0.28618 | 3394.1271 | 0.5681 | 10233.378 | 0 | 0 | 0 | 0 | 0 | 0 | 0 | 0 | 0 | 12.5077 | 25.078 | 37.7111 | 0.28334 | 0.5681 | 0.85428 | 123.8884 | 2885.7941 | 123.8884 | 4618.2314 | 41.2961 | 124.5437 | 2901.5575 | 124.5437 | 4673.8329 | 41.5146 | 125.2347 | 2930.7053 | 125.2347 | 4760.5262 | 41.7449 | 3.933 | 3.9538 | 3.9757 | 0.041626 | 0.041418 | 0.041212 | 2119.2357 | 0 | 0 | 0 | 7.8096 | 0.17691 | 2130.4444 | 0 | 0 | 0 | 7.8509 | 0.17785 | 2142.2654 | 0 | 0 | 0 | 7.8945 | 0.17884 | 31788.5351 | 31956.6654 | 32133.9804 | 0 | 0 | 0 | 0 | 0 | 0 | 0 | 0 | 0 | 117.1443 | 117.7639 | 118.4173 | 2119.2357 | 0.35476 | 6391.9454 | 0 | 0 | 0 | 0 | 0 | 0 | 0 | 0 | 0 | 7.8096 | 15.6605 | 23.555 | 0.17691 | 0.35476 | 0.5336 | 42 | 691.7449 | 17.4701 | 42 | 691.8715 | 17.4731 | 42 | 695.1535 | 17.5513 | 3394.1271 | 0 | 0 | 0 | 12.5077 | 0.28334 | 3411.0977 | 0 | 0 | 0 | 0.28476 | 3428.1532 | 0 | 0 | 0 | 0.28618 | 3394.1271 | 0.5681 | 10233.378 | 0 | 0 | 0 | 0 | 0 | 0 | 0 | 0 | 0 | 12.5077 | 25.078 | 37.7111 | 0.28334 | 0.5681 | 0.85428 | 171.9617 | 3004.191 | 171.9617 | 4807.7059 | 0 | 172.8215 | 3019.7327 | 172.8215 | 4864.1897 | 0 | 173.6856 | 3048.4036 | 173.6856 | 4951.7108 | 0 | 4.0943 | 4.1148 | 4.1354 | 0.043333 | 0.043118 | 0.042903 | 2206.1826 | 0 | 0 | 0 | 8.13 | 0.18417 | 2217.2135 | 0 | 0 | 0 | 8.1707 | 0.18509 | 2228.2996 | 0 | 0 | 0 | 8.2115 | 0.18602 | 33092.739 | 33258.2027 | 33424.4937 | 0 | 0 | 0 | 0 | 0 | 0 | 0 | 0 | 0 | 121.9505 | 122.5602 | 123.173 | 2206.1826 | 0.36926 | 6651.6957 | 0 | 0 | 0 | 0 | 0 | 0 | 0 | 0 | 0 | 8.13 | 16.3007 | 24.5122 | 0.18417 | 0.36926 | 0.55528
| 339 | Business | Warehouse | Compressed Air | Electric | 02-266 | 02-266.06 | Compressed Air | [02-266]_Business_Compressed Air_Air Entrainment Nozzle_ROB_Electric_per unit | Standard Air Nozzle | High Efficiency Air Nozzle | ENGINEER | 538.839 | 0 | 0 | 0 | 0.0945 | 0 | 42 | 15 | 0.476 | 0.25758 | 0.40817 | 0.12932 | 0.20492 | 1 | 1 | Replace on Burnout | 1.3365 | 0.0051964 | 8082.585 | 0 | 0 | 0 | 31.4251 | 479.5653 | 0 | 0 | 0 | 254.1796 | 0 | 0 | 733.7449 | 17.5701 | 716.1749 | 41.7611 | 478.375 | 0 | 0 | 0 | 255.4965 | 0 | 0 | 733.8715 | 17.5701 | 716.3014 | 41.7683 | 479.6763 | 0 | 0 | 0 | 257.4772 | 0 | 0 | 737.1535 | 17.5701 | 719.5834 | 41.9551 | per unit | 0.052189 | 108.345 | 0.005 | 3911.4936 | 0 | 0 | 0 | 14.4143 | 0.32653 | 3931.051 | 0 | 0 | 0 | 0.32816 | 3950.7063 | 0 | 0 | 0 | 0.3298 | 3911.4936 | 7842.5446 | 11793.2508 | 0 | 0 | 0 | 0 | 0 | 0 | 0 | 0 | 0 | 14.4143 | 28.9007 | 43.4595 | 0.32653 | 0.65469 | 0.98449 | 3911.4936 | 0 | 0 | 0 | 14.4143 | 0.32653 | 3931.051 | 0 | 0 | 0 | 0.32816 | 3950.7063 | 0 | 0 | 0 | 0.3298 | 3911.4936 | 0.65469 | 11793.2508 | 0 | 0 | 0 | 0 | 0 | 0 | 0 | 0 | 0 | 14.4143 | 28.9007 | 43.4595 | 0.32653 | 0.65469 | 0.98449 | 73.384 | 3064.5987 | 73.384 | 4949.7156 | 102.0354 | 73.8182 | 3083.2625 | 73.8182 | 5012.4664 | 102.6391 | 74.3156 | 3117.9183 | 74.3156 | 5111.4721 | 103.3307 | 4.1767 | 4.2014 | 4.2297 | 0.038358 | 0.038167 | 0.037977 | 2250.5441 | 0 | 0 | 0 | 8.2935 | 0.18787 | 2263.8597 | 0 | 0 | 0 | 8.3426 | 0.18899 | 2279.113 | 0 | 0 | 0 | 8.3988 | 0.19026 | 33758.162 | 33957.8955 | 34186.6946 | 0 | 0 | 0 | 0 | 0 | 0 | 0 | 0 | 0 | 124.4026 | 125.1387 | 125.9818 | 2250.5441 | 0.37686 | 6793.5168 | 0 | 0 | 0 | 0 | 0 | 0 | 0 | 0 | 0 | 8.2935 | 16.6361 | 25.0349 | 0.18787 | 0.37686 | 0.56712 | 1 | 1 | 1 | 1 | 1 | 1 | 1 | 31.5 | 702.2449 | 23.2935 | 31.5 | 702.3715 | 23.2975 | 31.5 | 705.6535 | 23.4017 | 3911.4936 | 0 | 0 | 0 | 14.4143 | 0.32653 | 3931.051 | 0 | 0 | 0 | 0.32816 | 3950.7063 | 0 | 0 | 0 | 0.3298 | 3911.4936 | 0.65469 | 11793.2508 | 0 | 0 | 0 | 0 | 0 | 0 | 0 | 0 | 0 | 14.4143 | 28.9007 | 43.4595 | 0.32653 | 0.65469 | 0.98449 | 154.3474 | 3595.2904 | 154.3474 | 5806.8501 | 51.4491 | 155.1573 | 3614.7784 | 155.1573 | 5876.5529 | 51.7191 | 156.0059 | 3650.8032 | 156.0059 | 5985.0762 | 52.002 | 4.8999 | 4.9256 | 4.9526 | 0.045 | 0.044776 | 0.044554 | 2640.2673 | 0 | 0 | 0 | 9.7297 | 0.22041 | 2654.1208 | 0 | 0 | 0 | 9.7807 | 0.22156 | 2668.6372 | 0 | 0 | 0 | 9.8342 | 0.22278 | 39604.0096 | 39811.8119 | 40029.5585 | 0 | 0 | 0 | 0 | 0 | 0 | 0 | 0 | 0 | 145.9452 | 146.711 | 147.5134 | 2640.2673 | 0.44197 | 7963.0253 | 0 | 0 | 0 | 0 | 0 | 0 | 0 | 0 | 0 | 9.7297 | 19.5104 | 29.3446 | 0.22041 | 0.44197 | 0.66475 | 42 | 691.7449 | 17.4701 | 42 | 691.8715 | 17.4731 | 42 | 695.1535 | 17.5513 | 3911.4936 | 0 | 0 | 0 | 14.4143 | 0.32653 | 3931.051 | 0 | 0 | 0 | 0.32816 | 3950.7063 | 0 | 0 | 0 | 0.3298 | 3911.4936 | 0.65469 | 11793.2508 | 0 | 0 | 0 | 0 | 0 | 0 | 0 | 0 | 0 | 14.4143 | 28.9007 | 43.4595 | 0.32653 | 0.65469 | 0.98449 | 213.4179 | 3728.4364 | 213.4179 | 6021.8977 | 0 | 214.485 | 3747.7249 | 214.485 | 6092.6845 | 0 | 215.5575 | 3783.3077 | 215.5575 | 6202.3022 | 0 | 5.0814 | 5.1068 | 5.1323 | 0.046667 | 0.046434 | 0.046203 | 2738.0455 | 0 | 0 | 0 | 10.09 | 0.22857 | 2751.7357 | 0 | 0 | 0 | 10.1405 | 0.22971 | 2765.4944 | 0 | 0 | 0 | 10.1912 | 0.23086 | 41070.6823 | 41276.0357 | 41482.4159 | 0 | 0 | 0 | 0 | 0 | 0 | 0 | 0 | 0 | 151.3501 | 152.1068 | 152.8674 | 2738.0455 | 0.45828 | 8255.2756 | 0 | 0 | 0 | 0 | 0 | 0 | 0 | 0 | 0 | 10.09 | 20.2305 | 30.4216 | 0.22857 | 0.45828 | 0.68915
| 340 | Business | Lodging | Compressed Air | Electric | 02-266 | 02-266.07 | Compressed Air | [02-266]_Business_Compressed Air_Air Entrainment Nozzle_ROB_Electric_per unit | Standard Air Nozzle | High Efficiency Air Nozzle | ENGINEER | 538.839 | 0 | 0 | 0 | 0.0945 | 0 | 42 | 15 | 0.476 | 0.25758 | 0.40817 | 0.12932 | 0.20492 | 1 | 1 | Replace on Burnout | 1.3365 | 0.0051964 | 8082.585 | 0 | 0 | 0 | 31.4251 | 479.5653 | 0 | 0 | 0 | 254.1796 | 0 | 0 | 733.7449 | 14.4416 | 719.3033 | 50.8078 | 478.375 | 0 | 0 | 0 | 255.4965 | 0 | 0 | 733.8715 | 14.4416 | 719.4299 | 50.8165 | 479.6763 | 0 | 0 | 0 | 257.4772 | 0 | 0 | 737.1535 | 14.4416 | 722.7119 | 51.0438 | per unit | 0 | 0 | 0.005 | 0 | 0 | 0 | 0 | 0 | 0 | 0 | 0 | 0 | 0 | 0 | 0 | 0 | 0 | 0 | 0 | 0 | 0 | 0 | 0 | 0 | 0 | 0 | 0 | 0 | 0 | 0 | 0 | 0 | 0 | 0 | 0 | 0 | 0 | 0 | 0 | 0 | 0 | 0 | 0 | 0 | 0 | 0 | 0 | 0 | 0 | 0 | 0 | 0 | 0 | 0 | 0 | 0 | 0 | 0 | 0 | 0 | 0 | 0 | 0 | 0 | 0 | 0 | 0 | 0 | 0 | 0 | 0 | 0 | 0 | 0 | 0 | 0 | 0 | 0 | 0 | 0 | 0 | 0 | 0 | 0 | 0 | 0 | 0 | 0 | 0 | #NUM! | #NUM! | #NUM! | 0 | 0 | 0 | 0 | 0 | 0 | 0 | 0 | 0 | 0 | 0 | 0 | 0 | 0 | 0 | 0 | 0 | 0 | 0 | 0 | 0 | 0 | 0 | 0 | 0 | 0 | 0 | 0 | 0 | 0 | 0 | 0 | 0 | 0 | 0 | 0 | 0 | 0 | 0 | 0 | 0 | 0 | 0 | 0 | 0 | 0 | 0 | 0 | 0 | 0 | 0 | 1 | 1 | 1 | 1 | 1 | 1 | 1 | 31.5 | 702.2449 | 23.2935 | 31.5 | 702.3715 | 23.2975 | 31.5 | 705.6535 | 23.4017 | 0 | 0 | 0 | 0 | 0 | 0 | 0 | 0 | 0 | 0 | 0 | 0 | 0 | 0 | 0 | 0 | 0 | 0 | 0 | 0 | 0 | 0 | 0 | 0 | 0 | 0 | 0 | 0 | 0 | 0 | 0 | 0 | 0 | 0 | 0 | 0 | 0 | 0 | 0 | 0 | 0 | 0 | 0 | 0 | 0 | 0 | 0 | 0 | 0 | 0 | 0 | 0 | #NUM! | #NUM! | #NUM! | 0 | 0 | 0 | 0 | 0 | 0 | 0 | 0 | 0 | 0 | 0 | 0 | 0 | 0 | 0 | 0 | 0 | 0 | 0 | 0 | 0 | 0 | 0 | 0 | 0 | 0 | 0 | 0 | 0 | 0 | 0 | 0 | 0 | 0 | 0 | 0 | 0 | 0 | 0 | 0 | 0 | 0 | 0 | 0 | 0 | 0 | 0 | 0 | 0 | 0 | 0 | 42 | 691.7449 | 17.4701 | 42 | 691.8715 | 17.4731 | 42 | 695.1535 | 17.5513 | 0 | 0 | 0 | 0 | 0 | 0 | 0 | 0 | 0 | 0 | 0 | 0 | 0 | 0 | 0 | 0 | 0 | 0 | 0 | 0 | 0 | 0 | 0 | 0 | 0 | 0 | 0 | 0 | 0 | 0 | 0 | 0 | 0 | 0 | 0 | 0 | 0 | 0 | 0 | 0 | 0 | 0 | 0 | 0 | 0 | 0 | 0 | 0 | 0 | 0 | 0 | 0 | #NUM! | #NUM! | #NUM! | 0 | 0 | 0 | 0 | 0 | 0 | 0 | 0 | 0 | 0 | 0 | 0 | 0 | 0 | 0 | 0 | 0 | 0 | 0 | 0 | 0 | 0 | 0 | 0 | 0 | 0 | 0 | 0 | 0 | 0 | 0 | 0 | 0 | 0 | 0 | 0 | 0 | 0 | 0 | 0 | 0 | 0 | 0 | 0 | 0 | 0 | 0 | 0 | 0 | 0 | 0
| 341 | Business | Other Commercial | Compressed Air | Electric | 02-266 | 02-266.08 | Compressed Air | [02-266]_Business_Compressed Air_Air Entrainment Nozzle_ROB_Electric_per unit | Standard Air Nozzle | High Efficiency Air Nozzle | ENGINEER | 538.839 | 0 | 0 | 0 | 0.0945 | 0 | 42 | 15 | 0.476 | 0.25758 | 0.40817 | 0.12932 | 0.20492 | 1 | 1 | Replace on Burnout | 1.3365 | 0.0051964 | 8082.585 | 0 | 0 | 0 | 31.4251 | 479.5653 | 0 | 0 | 0 | 254.1796 | 0 | 0 | 733.7449 | 17.5701 | 716.1749 | 41.7611 | 478.375 | 0 | 0 | 0 | 255.4965 | 0 | 0 | 733.8715 | 17.5701 | 716.3014 | 41.7683 | 479.6763 | 0 | 0 | 0 | 257.4772 | 0 | 0 | 737.1535 | 17.5701 | 719.5834 | 41.9551 | per unit | 0.0061136 | 23.2317 | 0.005 | 838.7154 | 0 | 0 | 0 | 3.0908 | 0.070016 | 842.909 | 0 | 0 | 0 | 0.070366 | 847.1236 | 0 | 0 | 0 | 0.070717 | 838.7154 | 1681.6245 | 2528.748 | 0 | 0 | 0 | 0 | 0 | 0 | 0 | 0 | 0 | 3.0908 | 6.197 | 9.3187 | 0.070016 | 0.14038 | 0.2111 | 838.7154 | 0 | 0 | 0 | 3.0908 | 0.070016 | 842.909 | 0 | 0 | 0 | 0.070366 | 847.1236 | 0 | 0 | 0 | 0.070717 | 838.7154 | 0.14038 | 2528.748 | 0 | 0 | 0 | 0 | 0 | 0 | 0 | 0 | 0 | 3.0908 | 6.197 | 9.3187 | 0.070016 | 0.14038 | 0.2111 | 15.7352 | 657.1177 | 15.7352 | 1061.2791 | 21.8787 | 15.8282 | 661.1179 | 15.8282 | 1074.722 | 22.008 | 15.9349 | 668.5508 | 15.9349 | 1095.9548 | 22.1564 | 0.89557 | 0.90086 | 0.90694 | 0.038358 | 0.038167 | 0.037977 | 482.5664 | 0 | 0 | 0 | 1.7783 | 0.040284 | 485.4203 | 0 | 0 | 0 | 1.7888 | 0.040523 | 488.6923 | 0 | 0 | 0 | 1.8009 | 0.040796 | 7238.4965 | 7281.3041 | 7330.3851 | 0 | 0 | 0 | 0 | 0 | 0 | 0 | 0 | 0 | 26.6747 | 26.8324 | 27.0133 | 482.5664 | 0.080807 | 1456.679 | 0 | 0 | 0 | 0 | 0 | 0 | 0 | 0 | 0 | 1.7783 | 3.5671 | 5.368 | 0.040284 | 0.080807 | 0.1216 | 1 | 1 | 1 | 1 | 1 | 1 | 1 | 31.5 | 702.2449 | 23.2935 | 31.5 | 702.3715 | 23.2975 | 31.5 | 705.6535 | 23.4017 | 838.7154 | 0 | 0 | 0 | 3.0908 | 0.070016 | 842.909 | 0 | 0 | 0 | 0.070366 | 847.1236 | 0 | 0 | 0 | 0.070717 | 838.7154 | 0.14038 | 2528.748 | 0 | 0 | 0 | 0 | 0 | 0 | 0 | 0 | 0 | 3.0908 | 6.197 | 9.3187 | 0.070016 | 0.14038 | 0.2111 | 33.0956 | 770.9129 | 33.0956 | 1245.0641 | 11.0319 | 33.2693 | 775.0913 | 33.2693 | 1259.9987 | 11.0898 | 33.4512 | 782.8159 | 33.4512 | 1283.2694 | 11.1504 | 1.0507 | 1.0562 | 1.0619 | 0.045 | 0.044776 | 0.044553 | 566.134 | 0 | 0 | 0 | 2.0863 | 0.047261 | 569.1043 | 0 | 0 | 0 | 2.0972 | 0.047509 | 572.217 | 0 | 0 | 0 | 2.1087 | 0.047768 | 8492.0095 | 8536.5645 | 8583.2548 | 0 | 0 | 0 | 0 | 0 | 0 | 0 | 0 | 0 | 31.294 | 31.4582 | 31.6303 | 566.134 | 0.094769 | 1707.4552 | 0 | 0 | 0 | 0 | 0 | 0 | 0 | 0 | 0 | 2.0863 | 4.1835 | 6.2922 | 0.047261 | 0.094769 | 0.14254 | 42 | 691.7449 | 17.4701 | 42 | 691.8715 | 17.4731 | 42 | 695.1535 | 17.5513 | 838.7154 | 0 | 0 | 0 | 3.0908 | 0.070016 | 842.909 | 0 | 0 | 0 | 0.070366 | 847.1236 | 0 | 0 | 0 | 0.070717 | 838.7154 | 0.14038 | 2528.748 | 0 | 0 | 0 | 0 | 0 | 0 | 0 | 0 | 0 | 3.0908 | 6.197 | 9.3187 | 0.070016 | 0.14038 | 0.2111 | 45.7618 | 799.4637 | 45.7618 | 1291.1752 | 0 | 45.9906 | 803.5996 | 45.9906 | 1306.3423 | 0 | 46.2205 | 811.2294 | 46.2205 | 1329.8477 | 0 | 1.0896 | 1.095 | 1.1005 | 0.046667 | 0.046434 | 0.046203 | 587.1008 | 0 | 0 | 0 | 2.1635 | 0.049011 | 590.0363 | 0 | 0 | 0 | 2.1744 | 0.049256 | 592.9865 | 0 | 0 | 0 | 2.1852 | 0.049502 | 8806.5122 | 8850.5447 | 8894.7974 | 0 | 0 | 0 | 0 | 0 | 0 | 0 | 0 | 0 | 32.453 | 32.6153 | 32.7783 | 587.1008 | 0.098267 | 1770.1236 | 0 | 0 | 0 | 0 | 0 | 0 | 0 | 0 | 0 | 2.1635 | 4.3379 | 6.5231 | 0.049011 | 0.098267 | 0.14777
| 342 | Business | Food Sales | Compressed Air | Electric | 02-266 | 02-266.09 | Compressed Air | [02-266]_Business_Compressed Air_Air Entrainment Nozzle_ROB_Electric_per unit | Standard Air Nozzle | High Efficiency Air Nozzle | ENGINEER | 538.839 | 0 | 0 | 0 | 0.0945 | 0 | 42 | 15 | 0.476 | 0.25758 | 0.40817 | 0.12932 | 0.20492 | 1 | 1 | Replace on Burnout | 1.3365 | 0.0051964 | 8082.585 | 0 | 0 | 0 | 31.4251 | 479.5653 | 0 | 0 | 0 | 254.1796 | 0 | 0 | 733.7449 | 14.4416 | 719.3033 | 50.8078 | 478.375 | 0 | 0 | 0 | 255.4965 | 0 | 0 | 733.8715 | 14.4416 | 719.4299 | 50.8165 | 479.6763 | 0 | 0 | 0 | 257.4772 | 0 | 0 | 737.1535 | 14.4416 | 722.7119 | 51.0438 | per unit | 0 | 0 | 0.005 | 0 | 0 | 0 | 0 | 0 | 0 | 0 | 0 | 0 | 0 | 0 | 0 | 0 | 0 | 0 | 0 | 0 | 0 | 0 | 0 | 0 | 0 | 0 | 0 | 0 | 0 | 0 | 0 | 0 | 0 | 0 | 0 | 0 | 0 | 0 | 0 | 0 | 0 | 0 | 0 | 0 | 0 | 0 | 0 | 0 | 0 | 0 | 0 | 0 | 0 | 0 | 0 | 0 | 0 | 0 | 0 | 0 | 0 | 0 | 0 | 0 | 0 | 0 | 0 | 0 | 0 | 0 | 0 | 0 | 0 | 0 | 0 | 0 | 0 | 0 | 0 | 0 | 0 | 0 | 0 | 0 | 0 | 0 | 0 | 0 | 0 | #NUM! | #NUM! | #NUM! | 0 | 0 | 0 | 0 | 0 | 0 | 0 | 0 | 0 | 0 | 0 | 0 | 0 | 0 | 0 | 0 | 0 | 0 | 0 | 0 | 0 | 0 | 0 | 0 | 0 | 0 | 0 | 0 | 0 | 0 | 0 | 0 | 0 | 0 | 0 | 0 | 0 | 0 | 0 | 0 | 0 | 0 | 0 | 0 | 0 | 0 | 0 | 0 | 0 | 0 | 0 | 1 | 1 | 1 | 1 | 1 | 1 | 1 | 31.5 | 702.2449 | 23.2935 | 31.5 | 702.3715 | 23.2975 | 31.5 | 705.6535 | 23.4017 | 0 | 0 | 0 | 0 | 0 | 0 | 0 | 0 | 0 | 0 | 0 | 0 | 0 | 0 | 0 | 0 | 0 | 0 | 0 | 0 | 0 | 0 | 0 | 0 | 0 | 0 | 0 | 0 | 0 | 0 | 0 | 0 | 0 | 0 | 0 | 0 | 0 | 0 | 0 | 0 | 0 | 0 | 0 | 0 | 0 | 0 | 0 | 0 | 0 | 0 | 0 | 0 | #NUM! | #NUM! | #NUM! | 0 | 0 | 0 | 0 | 0 | 0 | 0 | 0 | 0 | 0 | 0 | 0 | 0 | 0 | 0 | 0 | 0 | 0 | 0 | 0 | 0 | 0 | 0 | 0 | 0 | 0 | 0 | 0 | 0 | 0 | 0 | 0 | 0 | 0 | 0 | 0 | 0 | 0 | 0 | 0 | 0 | 0 | 0 | 0 | 0 | 0 | 0 | 0 | 0 | 0 | 0 | 42 | 691.7449 | 17.4701 | 42 | 691.8715 | 17.4731 | 42 | 695.1535 | 17.5513 | 0 | 0 | 0 | 0 | 0 | 0 | 0 | 0 | 0 | 0 | 0 | 0 | 0 | 0 | 0 | 0 | 0 | 0 | 0 | 0 | 0 | 0 | 0 | 0 | 0 | 0 | 0 | 0 | 0 | 0 | 0 | 0 | 0 | 0 | 0 | 0 | 0 | 0 | 0 | 0 | 0 | 0 | 0 | 0 | 0 | 0 | 0 | 0 | 0 | 0 | 0 | 0 | #NUM! | #NUM! | #NUM! | 0 | 0 | 0 | 0 | 0 | 0 | 0 | 0 | 0 | 0 | 0 | 0 | 0 | 0 | 0 | 0 | 0 | 0 | 0 | 0 | 0 | 0 | 0 | 0 | 0 | 0 | 0 | 0 | 0 | 0 | 0 | 0 | 0 | 0 | 0 | 0 | 0 | 0 | 0 | 0 | 0 | 0 | 0 | 0 | 0 | 0 | 0 | 0 | 0 | 0 | 0
| 343 | Business | Manufacturing/Industrial | Compressed Air | Electric | 02-266 | 02-266.10 | Compressed Air | [02-266]_Business_Compressed Air_Air Entrainment Nozzle_ROB_Electric_per unit | Standard Air Nozzle | High Efficiency Air Nozzle | ENGINEER | 538.839 | 0 | 0 | 0 | 0.0945 | 0 | 42 | 15 | 0.476 | 0.25758 | 0.40817 | 0.12932 | 0.20492 | 1 | 1 | Replace on Burnout | 1.3365 | 0.0051964 | 8082.585 | 0 | 0 | 0 | 31.4251 | 479.5653 | 0 | 0 | 0 | 254.1796 | 0 | 0 | 733.7449 | 14.4416 | 719.3033 | 50.8078 | 478.375 | 0 | 0 | 0 | 255.4965 | 0 | 0 | 733.8715 | 14.4416 | 719.4299 | 50.8165 | 479.6763 | 0 | 0 | 0 | 257.4772 | 0 | 0 | 737.1535 | 14.4416 | 722.7119 | 51.0438 | per unit | 13.3443 | 55285.5505 | 0.005 | 1995930.7208 | 0 | 0 | 0 | 7355.2292 | 166.6193 | 2005910.3744 | 0 | 0 | 0 | 167.4524 | 2015939.9263 | 0 | 0 | 0 | 168.2896 | 1995930.7208 | 4001841.0952 | 6017781.0215 | 0 | 0 | 0 | 0 | 0 | 0 | 0 | 0 | 0 | 7355.2292 | 14747.2346 | 22176.2 | 166.6193 | 334.0716 | 502.3612 | 1995930.7208 | 0 | 0 | 0 | 7355.2292 | 166.6193 | 2005910.3744 | 0 | 0 | 0 | 167.4524 | 2015939.9263 | 0 | 0 | 0 | 168.2896 | 1995930.7208 | 334.0716 | 6017781.0215 | 0 | 0 | 0 | 0 | 0 | 0 | 0 | 0 | 0 | 7355.2292 | 14747.2346 | 22176.2 | 166.6193 | 334.0716 | 502.3612 | 29133.5654 | 1480211.1078 | 29133.5654 | 2359906.5205 | 55594.6087 | 29318.4881 | 1489863.5729 | 29318.4881 | 2390830.1501 | 55947.4905 | 29540.1645 | 1507841.6404 | 29540.1645 | 2440050.8654 | 56370.5081 | 2017.3375 | 2030.1423 | 2045.4922 | 0.036308 | 0.036127 | 0.035948 | 1087020.1103 | 0 | 0 | 0 | 4005.7914 | 90.7439 | 1093919.8731 | 0 | 0 | 0 | 4031.2178 | 91.3199 | 1102190.9752 | 0 | 0 | 0 | 4061.6977 | 92.0103 | 16305301.6546 | 16408798.0963 | 16532864.6283 | 0 | 0 | 0 | 0 | 0 | 0 | 0 | 0 | 0 | 60086.8709 | 60468.2669 | 60925.466 | 1087020.1103 | 182.0637 | 3283130.9586 | 0 | 0 | 0 | 0 | 0 | 0 | 0 | 0 | 0 | 4005.7914 | 8037.0092 | 12098.7069 | 90.7439 | 182.0637 | 274.0741 | 1 | 1 | 1 | 1 | 1 | 1 | 1 | 31.5 | 702.2449 | 23.2935 | 31.5 | 702.3715 | 23.2975 | 31.5 | 705.6535 | 23.4017 | 1995930.7208 | 0 | 0 | 0 | 7355.2292 | 166.6193 | 2005910.3744 | 0 | 0 | 0 | 167.4524 | 2015939.9263 | 0 | 0 | 0 | 168.2896 | 1995930.7208 | 334.0716 | 6017781.0215 | 0 | 0 | 0 | 0 | 0 | 0 | 0 | 0 | 0 | 7355.2292 | 14747.2346 | 22176.2 | 166.6193 | 334.0716 | 502.3612 | 78721.4905 | 1833698.1885 | 78721.4905 | 2923472.3946 | 26240.4968 | 79134.7948 | 1843643.4623 | 79134.7948 | 2958551.6793 | 26378.2649 | 79568.1067 | 1862028.7148 | 79568.1067 | 3013210.8409 | 26522.7022 | 2499.0949 | 2512.2157 | 2525.9716 | 0.044979 | 0.044755 | 0.044532 | 1346609.8158 | 0 | 0 | 0 | 4962.4087 | 112.4143 | 1353679.7992 | 0 | 0 | 0 | 4988.4623 | 113.0045 | 1361092.0339 | 0 | 0 | 0 | 5015.7773 | 113.6233 | 20199147.2369 | 20305196.9882 | 20416380.5084 | 0 | 0 | 0 | 0 | 0 | 0 | 0 | 0 | 0 | 74436.1299 | 74826.9352 | 75236.6589 | 1346609.8158 | 225.4188 | 4061381.6489 | 0 | 0 | 0 | 0 | 0 | 0 | 0 | 0 | 0 | 4962.4087 | 9950.871 | 14966.6483 | 112.4143 | 225.4188 | 339.042 | 42 | 691.7449 | 17.4701 | 42 | 691.8715 | 17.4731 | 42 | 695.1535 | 17.5513 | 1995930.7208 | 0 | 0 | 0 | 7355.2292 | 166.6193 | 2005910.3744 | 0 | 0 | 0 | 167.4524 | 2015939.9263 | 0 | 0 | 0 | 168.2896 | 1995930.7208 | 334.0716 | 6017781.0215 | 0 | 0 | 0 | 0 | 0 | 0 | 0 | 0 | 0 | 7355.2292 | 14747.2346 | 22176.2 | 166.6193 | 334.0716 | 502.3612 | 108901.4774 | 1902521.5418 | 108901.4774 | 3033197.7435 | 0 | 109445.9848 | 1912363.9762 | 109445.9848 | 3068829.6133 | 0 | 109993.2147 | 1930520.9021 | 109993.2147 | 3124047.6929 | 0 | 2592.8923 | 2605.8568 | 2618.8861 | 0.046667 | 0.046434 | 0.046203 | 1397151.5046 | 0 | 0 | 0 | 5148.6605 | 116.6335 | 1404137.2621 | 0 | 0 | 0 | 5174.4038 | 117.2166 | 1411157.9484 | 0 | 0 | 0 | 5200.2758 | 117.8027 | 20957272.5684 | 21062058.9312 | 21167369.2259 | 0 | 0 | 0 | 0 | 0 | 0 | 0 | 0 | 0 | 77229.907 | 77616.0566 | 78004.1368 | 1397151.5046 | 233.8501 | 4212446.715 | 0 | 0 | 0 | 0 | 0 | 0 | 0 | 0 | 0 | 5148.6605 | 10323.0642 | 15523.34 | 116.6335 | 233.8501 | 351.6529
| 344 | Business | Office | Compressed Air | Electric | 02-263 | 02-263.01 | Compressed Air | [02-263]_Business_Compressed Air_Air Receiver for Load/No Load Compressor_Large_ROB_Electric_per hp | load/no load compressor with a 1 gal/cfm storage ratio | load/no load compressor with a 4 gal/cfm storage ratio or greater | ENGINEER | 138.7152 | 0 | 0 | 0 | 0.0702 | 0 | 93.4 | 10 | 0.476 | 0.25758 | 0.40817 | 0.12932 | 0.20492 | 1 | 1 | Replace on Burnout | 17.318 | 0.067332 | 1387.152 | 0 | 0 | 0 | 5.3932 | 90.9662 | 0 | 0 | 0 | 130.821 | 0 | 0 | 221.7872 | 39.0725 | 182.7147 | 5.6763 | 90.0718 | 0 | 0 | 0 | 133.6111 | 0 | 0 | 223.6828 | 39.0725 | 184.6104 | 5.7248 | 89.5037 | 0 | 0 | 0 | 137.1974 | 0 | 0 | 226.701 | 39.0725 | 187.6286 | 5.8021 | per hp | 0.030421 | 747.4539 | 0.005 | 10420.1632 | 0 | 0 | 0 | 38.3995 | 2.5101 | 10472.264 | 0 | 0 | 0 | 2.5227 | 10524.6253 | 0 | 0 | 0 | 2.5353 | 10420.1632 | 20892.4272 | 31417.0525 | 0 | 0 | 0 | 0 | 0 | 0 | 0 | 0 | 0 | 38.3995 | 76.9909 | 115.7754 | 2.5101 | 5.0328 | 7.5681 | 10420.1632 | 0 | 0 | 0 | 38.3995 | 2.5101 | 10472.264 | 0 | 0 | 0 | 2.5227 | 10524.6253 | 0 | 0 | 0 | 2.5353 | 10420.1632 | 5.0328 | 31417.0525 | 0 | 0 | 0 | 0 | 0 | 0 | 0 | 0 | 0 | 38.3995 | 76.9909 | 115.7754 | 2.5101 | 5.0328 | 7.5681 | 413.2237 | 2345.5841 | 413.2237 | 2867.1974 | 574.5589 | 418.5876 | 2396.3393 | 418.5876 | 2920.2368 | 582.0171 | 428.1556 | 2484.1879 | 428.1556 | 3023.1834 | 595.3207 | 10.5758 | 10.7131 | 10.958 | 0.014079 | 0.014009 | 0.013939 | 1467.0286 | 0 | 0 | 0 | 5.4062 | 0.35339 | 1486.0715 | 0 | 0 | 0 | 5.4763 | 0.35798 | 1520.0399 | 0 | 0 | 0 | 5.6015 | 0.36616 | 14670.2856 | 14860.7147 | 15200.3989 | 0 | 0 | 0 | 0 | 0 | 0 | 0 | 0 | 0 | 54.0617 | 54.7634 | 56.0152 | 1467.0286 | 0.71137 | 4473.1399 | 0 | 0 | 0 | 0 | 0 | 0 | 0 | 0 | 0 | 5.4062 | 10.8825 | 16.484 | 0.35339 | 0.71137 | 1.0775 | 1 | 1 | 1 | 1 | 1 | 1 | 1 | 70.05 | 151.7372 | 3.1661 | 70.05 | 153.6328 | 3.1932 | 70.05 | 156.651 | 3.2363 | 10420.1632 | 0 | 0 | 0 | 38.3995 | 2.5101 | 10472.264 | 0 | 0 | 0 | 2.5227 | 10524.6253 | 0 | 0 | 0 | 2.5353 | 10420.1632 | 5.0328 | 31417.0525 | 0 | 0 | 0 | 0 | 0 | 0 | 0 | 0 | 0 | 38.3995 | 76.9909 | 115.7754 | 2.5101 | 5.0328 | 7.5681 | 2552.1026 | 8080.2813 | 2552.1026 | 9877.1825 | 850.7009 | 2570.0257 | 8206.576 | 2570.0257 | 10000.7313 | 856.6752 | 2594.3236 | 8395.9437 | 2594.3236 | 10217.6158 | 864.7745 | 36.4326 | 36.6884 | 37.0353 | 0.0485 | 0.048258 | 0.048018 | 5053.7534 | 0 | 0 | 0 | 18.6236 | 1.2174 | 5089.2453 | 0 | 0 | 0 | 18.7544 | 1.226 | 5137.3607 | 0 | 0 | 0 | 18.9318 | 1.2375 | 50537.5341 | 50892.4527 | 51373.6068 | 0 | 0 | 0 | 0 | 0 | 0 | 0 | 0 | 0 | 186.2365 | 187.5444 | 189.3175 | 5053.7534 | 2.4434 | 15280.3594 | 0 | 0 | 0 | 0 | 0 | 0 | 0 | 0 | 0 | 18.6236 | 37.3781 | 56.3098 | 1.2174 | 2.4434 | 3.6809 | 93.4 | 128.3872 | 2.3746 | 93.4 | 130.2828 | 2.3949 | 93.4 | 133.301 | 2.4272 | 10420.1632 | 0 | 0 | 0 | 38.3995 | 2.5101 | 10472.264 | 0 | 0 | 0 | 2.5227 | 10524.6253 | 0 | 0 | 0 | 2.5353 | 10420.1632 | 5.0328 | 31417.0525 | 0 | 0 | 0 | 0 | 0 | 0 | 0 | 0 | 0 | 38.3995 | 76.9909 | 115.7754 | 2.5101 | 5.0328 | 7.5681 | 4911.2878 | 11662.321 | 4911.2878 | 14255.7999 | 0 | 4935.8442 | 11820.81 | 4935.8442 | 14405.1239 | 0 | 4960.5235 | 12040.2124 | 4960.5235 | 14652.5832 | 0 | 52.5834 | 52.8463 | 53.1105 | 0.07 | 0.069652 | 0.069305 | 7294.1142 | 0 | 0 | 0 | 26.8796 | 1.7571 | 7330.5848 | 0 | 0 | 0 | 27.014 | 1.7659 | 7367.2377 | 0 | 0 | 0 | 27.1491 | 1.7747 | 72941.1424 | 73305.8481 | 73672.3773 | 0 | 0 | 0 | 0 | 0 | 0 | 0 | 0 | 0 | 268.7963 | 270.1403 | 271.491 | 7294.1142 | 3.523 | 21991.9368 | 0 | 0 | 0 | 0 | 0 | 0 | 0 | 0 | 0 | 26.8796 | 53.8937 | 81.0428 | 1.7571 | 3.523 | 5.2977
| 345 | Business | Retail | Compressed Air | Electric | 02-263 | 02-263.02 | Compressed Air | [02-263]_Business_Compressed Air_Air Receiver for Load/No Load Compressor_Large_ROB_Electric_per hp | load/no load compressor with a 1 gal/cfm storage ratio | load/no load compressor with a 4 gal/cfm storage ratio or greater | ENGINEER | 277.4304 | 0 | 0 | 0 | 0.0702 | 0 | 93.4 | 10 | 0.476 | 0.25758 | 0.40817 | 0.12932 | 0.20492 | 1 | 1 | Replace on Burnout | 8.659 | 0.033666 | 2774.304 | 0 | 0 | 0 | 10.7865 | 181.9323 | 0 | 0 | 0 | 130.821 | 0 | 0 | 312.7534 | 39.0725 | 273.6809 | 8.0044 | 180.1435 | 0 | 0 | 0 | 133.6111 | 0 | 0 | 313.7546 | 39.0725 | 274.6821 | 8.0301 | 179.0073 | 0 | 0 | 0 | 137.1974 | 0 | 0 | 316.2047 | 39.0725 | 277.1323 | 8.0928 | per hp | 0 | 0 | 0.005 | 0 | 0 | 0 | 0 | 0 | 0 | 0 | 0 | 0 | 0 | 0 | 0 | 0 | 0 | 0 | 0 | 0 | 0 | 0 | 0 | 0 | 0 | 0 | 0 | 0 | 0 | 0 | 0 | 0 | 0 | 0 | 0 | 0 | 0 | 0 | 0 | 0 | 0 | 0 | 0 | 0 | 0 | 0 | 0 | 0 | 0 | 0 | 0 | 0 | 0 | 0 | 0 | 0 | 0 | 0 | 0 | 0 | 0 | 0 | 0 | 0 | 0 | 0 | 0 | 0 | 0 | 0 | 0 | 0 | 0 | 0 | 0 | 0 | 0 | 0 | 0 | 0 | 0 | 0 | 0 | 0 | 0 | 0 | 0 | 0 | 0 | #NUM! | #NUM! | #NUM! | 0 | 0 | 0 | 0 | 0 | 0 | 0 | 0 | 0 | 0 | 0 | 0 | 0 | 0 | 0 | 0 | 0 | 0 | 0 | 0 | 0 | 0 | 0 | 0 | 0 | 0 | 0 | 0 | 0 | 0 | 0 | 0 | 0 | 0 | 0 | 0 | 0 | 0 | 0 | 0 | 0 | 0 | 0 | 0 | 0 | 0 | 0 | 0 | 0 | 0 | 0 | 1 | 1 | 1 | 1 | 1 | 1 | 1 | 70.05 | 242.7034 | 4.4647 | 70.05 | 243.7046 | 4.479 | 70.05 | 246.1547 | 4.514 | 0 | 0 | 0 | 0 | 0 | 0 | 0 | 0 | 0 | 0 | 0 | 0 | 0 | 0 | 0 | 0 | 0 | 0 | 0 | 0 | 0 | 0 | 0 | 0 | 0 | 0 | 0 | 0 | 0 | 0 | 0 | 0 | 0 | 0 | 0 | 0 | 0 | 0 | 0 | 0 | 0 | 0 | 0 | 0 | 0 | 0 | 0 | 0 | 0 | 0 | 0 | 0 | #NUM! | #NUM! | #NUM! | 0 | 0 | 0 | 0 | 0 | 0 | 0 | 0 | 0 | 0 | 0 | 0 | 0 | 0 | 0 | 0 | 0 | 0 | 0 | 0 | 0 | 0 | 0 | 0 | 0 | 0 | 0 | 0 | 0 | 0 | 0 | 0 | 0 | 0 | 0 | 0 | 0 | 0 | 0 | 0 | 0 | 0 | 0 | 0 | 0 | 0 | 0 | 0 | 0 | 0 | 0 | 93.4 | 219.3534 | 3.3485 | 93.4 | 220.3546 | 3.3593 | 93.4 | 222.8047 | 3.3855 | 0 | 0 | 0 | 0 | 0 | 0 | 0 | 0 | 0 | 0 | 0 | 0 | 0 | 0 | 0 | 0 | 0 | 0 | 0 | 0 | 0 | 0 | 0 | 0 | 0 | 0 | 0 | 0 | 0 | 0 | 0 | 0 | 0 | 0 | 0 | 0 | 0 | 0 | 0 | 0 | 0 | 0 | 0 | 0 | 0 | 0 | 0 | 0 | 0 | 0 | 0 | 0 | #NUM! | #NUM! | #NUM! | 0 | 0 | 0 | 0 | 0 | 0 | 0 | 0 | 0 | 0 | 0 | 0 | 0 | 0 | 0 | 0 | 0 | 0 | 0 | 0 | 0 | 0 | 0 | 0 | 0 | 0 | 0 | 0 | 0 | 0 | 0 | 0 | 0 | 0 | 0 | 0 | 0 | 0 | 0 | 0 | 0 | 0 | 0 | 0 | 0 | 0 | 0 | 0 | 0 | 0 | 0
| 346 | Business | Food Service | Compressed Air | Electric | 02-263 | 02-263.03 | Compressed Air | [02-263]_Business_Compressed Air_Air Receiver for Load/No Load Compressor_Large_ROB_Electric_per hp | load/no load compressor with a 1 gal/cfm storage ratio | load/no load compressor with a 4 gal/cfm storage ratio or greater | ENGINEER | 277.4304 | 0 | 0 | 0 | 0.0702 | 0 | 93.4 | 10 | 0.476 | 0.25758 | 0.40817 | 0.12932 | 0.20492 | 1 | 1 | Replace on Burnout | 8.659 | 0.033666 | 2774.304 | 0 | 0 | 0 | 10.7865 | 181.9323 | 0 | 0 | 0 | 130.821 | 0 | 0 | 375.304 | 39.0725 | 336.2316 | 9.6053 | 180.1435 | 0 | 0 | 0 | 133.6111 | 0 | 0 | 376.5055 | 39.0725 | 337.4331 | 9.6361 | 179.0073 | 0 | 0 | 0 | 137.1974 | 0 | 0 | 379.4457 | 39.0725 | 340.3732 | 9.7113 | per hp | 0 | 0 | 0.005 | 0 | 0 | 0 | 0 | 0 | 0 | 0 | 0 | 0 | 0 | 0 | 0 | 0 | 0 | 0 | 0 | 0 | 0 | 0 | 0 | 0 | 0 | 0 | 0 | 0 | 0 | 0 | 0 | 0 | 0 | 0 | 0 | 0 | 0 | 0 | 0 | 0 | 0 | 0 | 0 | 0 | 0 | 0 | 0 | 0 | 0 | 0 | 0 | 0 | 0 | 0 | 0 | 0 | 0 | 0 | 0 | 0 | 0 | 0 | 0 | 0 | 0 | 0 | 0 | 0 | 0 | 0 | 0 | 0 | 0 | 0 | 0 | 0 | 0 | 0 | 0 | 0 | 0 | 0 | 0 | 0 | 0 | 0 | 0 | 0 | 0 | #NUM! | #NUM! | #NUM! | 0 | 0 | 0 | 0 | 0 | 0 | 0 | 0 | 0 | 0 | 0 | 0 | 0 | 0 | 0 | 0 | 0 | 0 | 0 | 0 | 0 | 0 | 0 | 0 | 0 | 0 | 0 | 0 | 0 | 0 | 0 | 0 | 0 | 0 | 0 | 0 | 0 | 0 | 0 | 0 | 0 | 0 | 0 | 0 | 0 | 0 | 0 | 0 | 0 | 0 | 0 | 1 | 1 | 1 | 1 | 1 | 1 | 1 | 70.05 | 305.254 | 5.3577 | 70.05 | 306.4555 | 5.3748 | 70.05 | 309.3957 | 5.4168 | 0 | 0 | 0 | 0 | 0 | 0 | 0 | 0 | 0 | 0 | 0 | 0 | 0 | 0 | 0 | 0 | 0 | 0 | 0 | 0 | 0 | 0 | 0 | 0 | 0 | 0 | 0 | 0 | 0 | 0 | 0 | 0 | 0 | 0 | 0 | 0 | 0 | 0 | 0 | 0 | 0 | 0 | 0 | 0 | 0 | 0 | 0 | 0 | 0 | 0 | 0 | 0 | #NUM! | #NUM! | #NUM! | 0 | 0 | 0 | 0 | 0 | 0 | 0 | 0 | 0 | 0 | 0 | 0 | 0 | 0 | 0 | 0 | 0 | 0 | 0 | 0 | 0 | 0 | 0 | 0 | 0 | 0 | 0 | 0 | 0 | 0 | 0 | 0 | 0 | 0 | 0 | 0 | 0 | 0 | 0 | 0 | 0 | 0 | 0 | 0 | 0 | 0 | 0 | 0 | 0 | 0 | 0 | 93.4 | 281.904 | 4.0182 | 93.4 | 283.1055 | 4.0311 | 93.4 | 286.0457 | 4.0626 | 0 | 0 | 0 | 0 | 0 | 0 | 0 | 0 | 0 | 0 | 0 | 0 | 0 | 0 | 0 | 0 | 0 | 0 | 0 | 0 | 0 | 0 | 0 | 0 | 0 | 0 | 0 | 0 | 0 | 0 | 0 | 0 | 0 | 0 | 0 | 0 | 0 | 0 | 0 | 0 | 0 | 0 | 0 | 0 | 0 | 0 | 0 | 0 | 0 | 0 | 0 | 0 | #NUM! | #NUM! | #NUM! | 0 | 0 | 0 | 0 | 0 | 0 | 0 | 0 | 0 | 0 | 0 | 0 | 0 | 0 | 0 | 0 | 0 | 0 | 0 | 0 | 0 | 0 | 0 | 0 | 0 | 0 | 0 | 0 | 0 | 0 | 0 | 0 | 0 | 0 | 0 | 0 | 0 | 0 | 0 | 0 | 0 | 0 | 0 | 0 | 0 | 0 | 0 | 0 | 0 | 0 | 0
| 347 | Business | Healthcare/Hospitals | Compressed Air | Electric | 02-263 | 02-263.04 | Compressed Air | [02-263]_Business_Compressed Air_Air Receiver for Load/No Load Compressor_Large_ROB_Electric_per hp | load/no load compressor with a 1 gal/cfm storage ratio | load/no load compressor with a 4 gal/cfm storage ratio or greater | ENGINEER | 584.064 | 0 | 0 | 0 | 0.0702 | 0 | 93.4 | 10 | 0.476 | 0.25758 | 0.40817 | 0.12932 | 0.20492 | 1 | 1 | Replace on Burnout | 4.113 | 0.015991 | 5840.64 | 0 | 0 | 0 | 22.7084 | 383.0154 | 0 | 0 | 0 | 130.821 | 0 | 0 | 513.8364 | 32.1154 | 481.7211 | 15.9997 | 379.2495 | 0 | 0 | 0 | 133.6111 | 0 | 0 | 512.8606 | 32.1154 | 480.7452 | 15.9693 | 376.8576 | 0 | 0 | 0 | 137.1974 | 0 | 0 | 514.0549 | 32.1154 | 481.9396 | 16.0065 | per hp | 0.93008 | 2526.1097 | 0.005 | 148278.6756 | 0 | 0 | 0 | 546.4236 | 8.4833 | 149020.069 | 0 | 0 | 0 | 8.5257 | 149765.1694 | 0 | 0 | 0 | 8.5683 | 148278.6756 | 297298.7446 | 447063.914 | 0 | 0 | 0 | 0 | 0 | 0 | 0 | 0 | 0 | 546.4236 | 1095.5793 | 1647.4808 | 8.4833 | 17.0089 | 25.5772 | 148278.6756 | 0 | 0 | 0 | 546.4236 | 8.4833 | 149020.069 | 0 | 0 | 0 | 8.5257 | 149765.1694 | 0 | 0 | 0 | 8.5683 | 148278.6756 | 17.0089 | 447063.914 | 0 | 0 | 0 | 0 | 0 | 0 | 0 | 0 | 0 | 546.4236 | 1095.5793 | 1647.4808 | 8.4833 | 17.0089 | 25.5772 | 1700.0987 | 27201.0936 | 1700.0987 | 46050.4564 | 3244.2414 | 1707.7629 | 27271.8272 | 1707.7629 | 46238.9261 | 3258.8668 | 1728.6053 | 27668.9511 | 1728.6053 | 47095.9976 | 3298.6396 | 52.9373 | 53.1759 | 53.8249 | 0.020852 | 0.020748 | 0.020645 | 30918.7479 | 0 | 0 | 0 | 113.9391 | 1.7689 | 31058.133 | 0 | 0 | 0 | 114.4527 | 1.7769 | 31437.1815 | 0 | 0 | 0 | 115.8496 | 1.7986 | 309187.4793 | 310581.3303 | 314371.8154 | 0 | 0 | 0 | 0 | 0 | 0 | 0 | 0 | 0 | 1139.3906 | 1144.5271 | 1158.4955 | 30918.7479 | 3.5458 | 93414.0625 | 0 | 0 | 0 | 0 | 0 | 0 | 0 | 0 | 0 | 113.9391 | 228.3918 | 344.2413 | 1.7689 | 3.5458 | 5.3444 | 1 | 1 | 1 | 1 | 1 | 1 | 1 | 70.05 | 443.7864 | 7.3353 | 70.05 | 442.8106 | 7.3214 | 70.05 | 444.0049 | 7.3384 | 148278.6756 | 0 | 0 | 0 | 546.4236 | 8.4833 | 149020.069 | 0 | 0 | 0 | 8.5257 | 149765.1694 | 0 | 0 | 0 | 8.5683 | 148278.6756 | 17.0089 | 447063.914 | 0 | 0 | 0 | 0 | 0 | 0 | 0 | 0 | 0 | 546.4236 | 1095.5793 | 1647.4808 | 8.4833 | 17.0089 | 25.5772 | 10106.2073 | 74131.872 | 10106.2073 | 125502.5473 | 3368.7358 | 10156.1201 | 74356.5135 | 10156.1201 | 126070.223 | 3385.3734 | 10216.4949 | 74972.7281 | 10216.4949 | 127612.9119 | 3405.4983 | 144.2713 | 144.9839 | 145.8458 | 0.056828 | 0.056545 | 0.056264 | 84263.6953 | 0 | 0 | 0 | 310.5212 | 4.8209 | 84679.8593 | 0 | 0 | 0 | 312.0548 | 4.8447 | 85183.253 | 0 | 0 | 0 | 313.9099 | 4.8735 | 842636.9529 | 846798.5926 | 851832.5303 | 0 | 0 | 0 | 0 | 0 | 0 | 0 | 0 | 0 | 3105.212 | 3120.5481 | 3139.0987 | 84263.6953 | 9.6655 | 254126.8076 | 0 | 0 | 0 | 0 | 0 | 0 | 0 | 0 | 0 | 310.5212 | 622.576 | 936.4859 | 4.8209 | 9.6655 | 14.539 | 93.4 | 420.4364 | 5.5015 | 93.4 | 419.4606 | 5.491 | 93.4 | 420.6549 | 5.5038 | 148278.6756 | 0 | 0 | 0 | 546.4236 | 8.4833 | 149020.069 | 0 | 0 | 0 | 8.5257 | 149765.1694 | 0 | 0 | 0 | 8.5683 | 148278.6756 | 17.0089 | 447063.914 | 0 | 0 | 0 | 0 | 0 | 0 | 0 | 0 | 0 | 546.4236 | 1095.5793 | 1647.4808 | 8.4833 | 17.0089 | 25.5772 | 15412.6918 | 84792.3207 | 15412.6918 | 143550.2969 | 0 | 15489.7552 | 85054.4435 | 15489.7552 | 144208.3841 | 0 | 15567.204 | 85678.7796 | 15567.204 | 145835.9436 | 0 | 165.0181 | 165.8432 | 166.6724 | 0.065 | 0.064677 | 0.064355 | 96381.1392 | 0 | 0 | 0 | 355.1753 | 5.5141 | 96863.0449 | 0 | 0 | 0 | 356.9512 | 5.5417 | 97347.3601 | 0 | 0 | 0 | 358.736 | 5.5694 | 963811.3916 | 968630.4486 | 973473.6008 | 0 | 0 | 0 | 0 | 0 | 0 | 0 | 0 | 0 | 3551.7534 | 3569.5122 | 3587.3597 | 96381.1392 | 11.0558 | 290591.5441 | 0 | 0 | 0 | 0 | 0 | 0 | 0 | 0 | 0 | 355.1753 | 712.1266 | 1070.8625 | 5.5141 | 11.0558 | 16.6252
| 348 | Business | Campus/Education | Compressed Air | Electric | 02-263 | 02-263.05 | Compressed Air | [02-263]_Business_Compressed Air_Air Receiver for Load/No Load Compressor_Large_ROB_Electric_per hp | load/no load compressor with a 1 gal/cfm storage ratio | load/no load compressor with a 4 gal/cfm storage ratio or greater | ENGINEER | 277.4304 | 0 | 0 | 0 | 0.0702 | 0 | 93.4 | 10 | 0.476 | 0.25758 | 0.40817 | 0.12932 | 0.20492 | 1 | 1 | Replace on Burnout | 8.659 | 0.033666 | 2774.304 | 0 | 0 | 0 | 10.7865 | 181.9323 | 0 | 0 | 0 | 130.821 | 0 | 0 | 312.7534 | 32.1154 | 280.638 | 9.7384 | 180.1435 | 0 | 0 | 0 | 133.6111 | 0 | 0 | 313.7546 | 32.1154 | 281.6392 | 9.7696 | 179.0073 | 0 | 0 | 0 | 137.1974 | 0 | 0 | 316.2047 | 32.1154 | 284.0894 | 9.8459 | per hp | 0.083081 | 188.6774 | 0.005 | 5260.6581 | 0 | 0 | 0 | 19.3861 | 0.63362 | 5286.9614 | 0 | 0 | 0 | 0.63679 | 5313.3962 | 0 | 0 | 0 | 0.63997 | 5260.6581 | 10547.6195 | 15861.0157 | 0 | 0 | 0 | 0 | 0 | 0 | 0 | 0 | 0 | 19.3861 | 38.8692 | 58.4496 | 0.63362 | 1.2704 | 1.9104 | 5260.6581 | 0 | 0 | 0 | 19.3861 | 0.63362 | 5286.9614 | 0 | 0 | 0 | 0.63679 | 5313.3962 | 0 | 0 | 0 | 0.63997 | 5260.6581 | 1.2704 | 15861.0157 | 0 | 0 | 0 | 0 | 0 | 0 | 0 | 0 | 0 | 19.3861 | 38.8692 | 58.4496 | 0.63362 | 1.2704 | 1.9104 | 50.4298 | 491.1075 | 50.4298 | 721.7021 | 96.2335 | 50.868 | 496.9609 | 50.868 | 729.483 | 97.0697 | 51.8948 | 510.9515 | 51.8948 | 750.7209 | 99.0291 | 1.5703 | 1.5839 | 1.6159 | 0.0082811 | 0.0082399 | 0.0081989 | 435.6409 | 0 | 0 | 0 | 1.6054 | 0.052471 | 439.4265 | 0 | 0 | 0 | 1.6193 | 0.052927 | 448.2965 | 0 | 0 | 0 | 1.652 | 0.053995 | 4356.4091 | 4394.2645 | 4482.965 | 0 | 0 | 0 | 0 | 0 | 0 | 0 | 0 | 0 | 16.0539 | 16.1934 | 16.5202 | 435.6409 | 0.1054 | 1323.3639 | 0 | 0 | 0 | 0 | 0 | 0 | 0 | 0 | 0 | 1.6054 | 3.2247 | 4.8767 | 0.052471 | 0.1054 | 0.15939 | 1 | 1 | 1 | 1 | 1 | 1 | 1 | 70.05 | 242.7034 | 4.4647 | 70.05 | 243.7046 | 4.479 | 70.05 | 246.1547 | 4.514 | 5260.6581 | 0 | 0 | 0 | 19.3861 | 0.63362 | 5286.9614 | 0 | 0 | 0 | 0.63679 | 5313.3962 | 0 | 0 | 0 | 0.63997 | 5260.6581 | 1.2704 | 15861.0157 | 0 | 0 | 0 | 0 | 0 | 0 | 0 | 0 | 0 | 19.3861 | 38.8692 | 58.4496 | 0.63362 | 1.2704 | 1.9104 | 653.9141 | 2919.5406 | 653.9141 | 4290.3815 | 217.9714 | 657.6204 | 2945.488 | 657.6204 | 4323.6467 | 219.2068 | 662.7424 | 2991.6097 | 662.7424 | 4395.4548 | 220.9141 | 9.335 | 9.3879 | 9.461 | 0.04923 | 0.048985 | 0.048741 | 2589.8021 | 0 | 0 | 0 | 9.5437 | 0.31193 | 2604.4811 | 0 | 0 | 0 | 9.5978 | 0.3137 | 2624.7663 | 0 | 0 | 0 | 9.6726 | 0.31614 | 25898.0212 | 26044.8106 | 26247.6632 | 0 | 0 | 0 | 0 | 0 | 0 | 0 | 0 | 0 | 95.4371 | 95.9781 | 96.7256 | 2589.8021 | 0.62563 | 7819.0495 | 0 | 0 | 0 | 0 | 0 | 0 | 0 | 0 | 0 | 9.5437 | 19.1415 | 28.8141 | 0.31193 | 0.62563 | 0.94177 | 93.4 | 219.3534 | 3.3485 | 93.4 | 220.3546 | 3.3593 | 93.4 | 222.8047 | 3.3855 | 5260.6581 | 0 | 0 | 0 | 19.3861 | 0.63362 | 5286.9614 | 0 | 0 | 0 | 0.63679 | 5313.3962 | 0 | 0 | 0 | 0.63997 | 5260.6581 | 1.2704 | 15861.0157 | 0 | 0 | 0 | 0 | 0 | 0 | 0 | 0 | 0 | 19.3861 | 38.8692 | 58.4496 | 0.63362 | 1.2704 | 1.9104 | 1151.188 | 3854.7957 | 1151.188 | 5664.7763 | 0 | 1156.944 | 3886.472 | 1156.944 | 5704.906 | 0 | 1162.7287 | 3936.4057 | 1162.7287 | 5783.6064 | 0 | 12.3254 | 12.387 | 12.4489 | 0.065 | 0.064677 | 0.064355 | 3419.4278 | 0 | 0 | 0 | 12.601 | 0.41185 | 3436.5249 | 0 | 0 | 0 | 12.664 | 0.41391 | 3453.7075 | 0 | 0 | 0 | 12.7273 | 0.41598 | 34194.2776 | 34365.249 | 34537.0753 | 0 | 0 | 0 | 0 | 0 | 0 | 0 | 0 | 0 | 126.0098 | 126.6398 | 127.273 | 3419.4278 | 0.82577 | 10309.6602 | 0 | 0 | 0 | 0 | 0 | 0 | 0 | 0 | 0 | 12.601 | 25.265 | 37.9923 | 0.41185 | 0.82577 | 1.2418
| 349 | Business | Warehouse | Compressed Air | Electric | 02-263 | 02-263.06 | Compressed Air | [02-263]_Business_Compressed Air_Air Receiver for Load/No Load Compressor_Large_ROB_Electric_per hp | load/no load compressor with a 1 gal/cfm storage ratio | load/no load compressor with a 4 gal/cfm storage ratio or greater | ENGINEER | 584.064 | 0 | 0 | 0 | 0.0702 | 0 | 93.4 | 10 | 0.476 | 0.25758 | 0.40817 | 0.12932 | 0.20492 | 1 | 1 | Replace on Burnout | 4.113 | 0.015991 | 5840.64 | 0 | 0 | 0 | 22.7084 | 383.0154 | 0 | 0 | 0 | 130.821 | 0 | 0 | 513.8364 | 39.0725 | 474.764 | 13.1509 | 379.2495 | 0 | 0 | 0 | 133.6111 | 0 | 0 | 512.8606 | 39.0725 | 473.7881 | 13.1259 | 376.8576 | 0 | 0 | 0 | 137.1974 | 0 | 0 | 514.0549 | 39.0725 | 474.9825 | 13.1565 | per hp | 0.10474 | 217.4375 | 0.005 | 12763.2415 | 0 | 0 | 0 | 47.034 | 0.7302 | 12827.0577 | 0 | 0 | 0 | 0.73386 | 12891.193 | 0 | 0 | 0 | 0.73752 | 12763.2415 | 25590.2992 | 38481.4922 | 0 | 0 | 0 | 0 | 0 | 0 | 0 | 0 | 0 | 47.034 | 94.3031 | 141.8086 | 0.7302 | 1.4641 | 2.2016 | 12763.2415 | 0 | 0 | 0 | 47.034 | 0.7302 | 12827.0577 | 0 | 0 | 0 | 0.73386 | 12891.193 | 0 | 0 | 0 | 0.73752 | 12763.2415 | 1.4641 | 38481.4922 | 0 | 0 | 0 | 0 | 0 | 0 | 0 | 0 | 0 | 47.034 | 94.3031 | 141.8086 | 0.7302 | 1.4641 | 2.2016 | 360.7122 | 4743.676 | 360.7122 | 8061.3531 | 501.5453 | 362.4151 | 4757.0189 | 362.4151 | 8094.9911 | 503.9131 | 365.3351 | 4806.5135 | 365.3351 | 8210.1697 | 507.9731 | 9.2319 | 9.2755 | 9.3502 | 0.042246 | 0.042036 | 0.041827 | 5392.0083 | 0 | 0 | 0 | 19.8702 | 0.30849 | 5417.4634 | 0 | 0 | 0 | 19.964 | 0.30994 | 5461.1119 | 0 | 0 | 0 | 20.1248 | 0.31244 | 53920.0828 | 54174.6341 | 54611.1193 | 0 | 0 | 0 | 0 | 0 | 0 | 0 | 0 | 0 | 198.7016 | 199.6396 | 201.2481 | 5392.0083 | 0.61843 | 16270.5836 | 0 | 0 | 0 | 0 | 0 | 0 | 0 | 0 | 0 | 19.8702 | 39.8341 | 59.9589 | 0.30849 | 0.61843 | 0.93087 | 1 | 1 | 1 | 1 | 1 | 1 | 1 | 70.05 | 443.7864 | 7.3353 | 70.05 | 442.8106 | 7.3214 | 70.05 | 444.0049 | 7.3384 | 12763.2415 | 0 | 0 | 0 | 47.034 | 0.7302 | 12827.0577 | 0 | 0 | 0 | 0.73386 | 12891.193 | 0 | 0 | 0 | 0.73752 | 12763.2415 | 1.4641 | 38481.4922 | 0 | 0 | 0 | 0 | 0 | 0 | 0 | 0 | 0 | 47.034 | 94.3031 | 141.8086 | 0.7302 | 1.4641 | 2.2016 | 958.3527 | 7029.7863 | 958.3527 | 11946.345 | 319.4509 | 963.0859 | 7051.0894 | 963.0859 | 11998.7974 | 321.0286 | 968.5713 | 7107.7635 | 968.5713 | 12141.0132 | 322.8571 | 13.681 | 13.7485 | 13.8269 | 0.062606 | 0.062295 | 0.061985 | 7990.5681 | 0 | 0 | 0 | 29.4461 | 0.45715 | 8030.033 | 0 | 0 | 0 | 29.5916 | 0.45941 | 8075.7688 | 0 | 0 | 0 | 29.7601 | 0.46203 | 79905.6812 | 80300.3297 | 80757.6876 | 0 | 0 | 0 | 0 | 0 | 0 | 0 | 0 | 0 | 294.4614 | 295.9157 | 297.6012 | 7990.5681 | 0.91656 | 24096.3699 | 0 | 0 | 0 | 0 | 0 | 0 | 0 | 0 | 0 | 29.4461 | 59.0377 | 88.7978 | 0.45715 | 0.91656 | 1.3786 | 93.4 | 420.4364 | 5.5015 | 93.4 | 419.4606 | 5.491 | 93.4 | 420.6549 | 5.5038 | 12763.2415 | 0 | 0 | 0 | 47.034 | 0.7302 | 12827.0577 | 0 | 0 | 0 | 0.73386 | 12891.193 | 0 | 0 | 0 | 0.73752 | 12763.2415 | 1.4641 | 38481.4922 | 0 | 0 | 0 | 0 | 0 | 0 | 0 | 0 | 0 | 47.034 | 94.3031 | 141.8086 | 0.7302 | 1.4641 | 2.2016 | 1428.7145 | 7860.0171 | 1428.7145 | 13357.2306 | 0 | 1435.8581 | 7884.3152 | 1435.8581 | 13416.6929 | 0 | 1443.0374 | 7942.1895 | 1443.0374 | 13566.3246 | 0 | 15.2967 | 15.3732 | 15.4501 | 0.07 | 0.069652 | 0.069305 | 8934.2691 | 0 | 0 | 0 | 32.9238 | 0.51114 | 8978.9404 | 0 | 0 | 0 | 33.0884 | 0.5137 | 9023.8351 | 0 | 0 | 0 | 33.2538 | 0.51627 | 89342.6905 | 89789.404 | 90238.351 | 0 | 0 | 0 | 0 | 0 | 0 | 0 | 0 | 0 | 329.2379 | 330.8841 | 332.5385 | 8934.2691 | 1.0248 | 26937.0445 | 0 | 0 | 0 | 0 | 0 | 0 | 0 | 0 | 0 | 32.9238 | 66.0122 | 99.266 | 0.51114 | 1.0248 | 1.5411
| 350 | Business | Lodging | Compressed Air | Electric | 02-263 | 02-263.07 | Compressed Air | [02-263]_Business_Compressed Air_Air Receiver for Load/No Load Compressor_Large_ROB_Electric_per hp | load/no load compressor with a 1 gal/cfm storage ratio | load/no load compressor with a 4 gal/cfm storage ratio or greater | ENGINEER | 584.064 | 0 | 0 | 0 | 0.0702 | 0 | 93.4 | 10 | 0.476 | 0.25758 | 0.40817 | 0.12932 | 0.20492 | 1 | 1 | Replace on Burnout | 4.113 | 0.015991 | 5840.64 | 0 | 0 | 0 | 22.7084 | 383.0154 | 0 | 0 | 0 | 130.821 | 0 | 0 | 513.8364 | 32.1154 | 481.7211 | 15.9997 | 379.2495 | 0 | 0 | 0 | 133.6111 | 0 | 0 | 512.8606 | 32.1154 | 480.7452 | 15.9693 | 376.8576 | 0 | 0 | 0 | 137.1974 | 0 | 0 | 514.0549 | 32.1154 | 481.9396 | 16.0065 | per hp | 0 | 0 | 0.005 | 0 | 0 | 0 | 0 | 0 | 0 | 0 | 0 | 0 | 0 | 0 | 0 | 0 | 0 | 0 | 0 | 0 | 0 | 0 | 0 | 0 | 0 | 0 | 0 | 0 | 0 | 0 | 0 | 0 | 0 | 0 | 0 | 0 | 0 | 0 | 0 | 0 | 0 | 0 | 0 | 0 | 0 | 0 | 0 | 0 | 0 | 0 | 0 | 0 | 0 | 0 | 0 | 0 | 0 | 0 | 0 | 0 | 0 | 0 | 0 | 0 | 0 | 0 | 0 | 0 | 0 | 0 | 0 | 0 | 0 | 0 | 0 | 0 | 0 | 0 | 0 | 0 | 0 | 0 | 0 | 0 | 0 | 0 | 0 | 0 | 0 | #NUM! | #NUM! | #NUM! | 0 | 0 | 0 | 0 | 0 | 0 | 0 | 0 | 0 | 0 | 0 | 0 | 0 | 0 | 0 | 0 | 0 | 0 | 0 | 0 | 0 | 0 | 0 | 0 | 0 | 0 | 0 | 0 | 0 | 0 | 0 | 0 | 0 | 0 | 0 | 0 | 0 | 0 | 0 | 0 | 0 | 0 | 0 | 0 | 0 | 0 | 0 | 0 | 0 | 0 | 0 | 1 | 1 | 1 | 1 | 1 | 1 | 1 | 70.05 | 443.7864 | 7.3353 | 70.05 | 442.8106 | 7.3214 | 70.05 | 444.0049 | 7.3384 | 0 | 0 | 0 | 0 | 0 | 0 | 0 | 0 | 0 | 0 | 0 | 0 | 0 | 0 | 0 | 0 | 0 | 0 | 0 | 0 | 0 | 0 | 0 | 0 | 0 | 0 | 0 | 0 | 0 | 0 | 0 | 0 | 0 | 0 | 0 | 0 | 0 | 0 | 0 | 0 | 0 | 0 | 0 | 0 | 0 | 0 | 0 | 0 | 0 | 0 | 0 | 0 | #NUM! | #NUM! | #NUM! | 0 | 0 | 0 | 0 | 0 | 0 | 0 | 0 | 0 | 0 | 0 | 0 | 0 | 0 | 0 | 0 | 0 | 0 | 0 | 0 | 0 | 0 | 0 | 0 | 0 | 0 | 0 | 0 | 0 | 0 | 0 | 0 | 0 | 0 | 0 | 0 | 0 | 0 | 0 | 0 | 0 | 0 | 0 | 0 | 0 | 0 | 0 | 0 | 0 | 0 | 0 | 93.4 | 420.4364 | 5.5015 | 93.4 | 419.4606 | 5.491 | 93.4 | 420.6549 | 5.5038 | 0 | 0 | 0 | 0 | 0 | 0 | 0 | 0 | 0 | 0 | 0 | 0 | 0 | 0 | 0 | 0 | 0 | 0 | 0 | 0 | 0 | 0 | 0 | 0 | 0 | 0 | 0 | 0 | 0 | 0 | 0 | 0 | 0 | 0 | 0 | 0 | 0 | 0 | 0 | 0 | 0 | 0 | 0 | 0 | 0 | 0 | 0 | 0 | 0 | 0 | 0 | 0 | #NUM! | #NUM! | #NUM! | 0 | 0 | 0 | 0 | 0 | 0 | 0 | 0 | 0 | 0 | 0 | 0 | 0 | 0 | 0 | 0 | 0 | 0 | 0 | 0 | 0 | 0 | 0 | 0 | 0 | 0 | 0 | 0 | 0 | 0 | 0 | 0 | 0 | 0 | 0 | 0 | 0 | 0 | 0 | 0 | 0 | 0 | 0 | 0 | 0 | 0 | 0 | 0 | 0 | 0 | 0
| 351 | Business | Other Commercial | Compressed Air | Electric | 02-263 | 02-263.08 | Compressed Air | [02-263]_Business_Compressed Air_Air Receiver for Load/No Load Compressor_Large_ROB_Electric_per hp | load/no load compressor with a 1 gal/cfm storage ratio | load/no load compressor with a 4 gal/cfm storage ratio or greater | ENGINEER | 277.4304 | 0 | 0 | 0 | 0.0702 | 0 | 93.4 | 10 | 0.476 | 0.25758 | 0.40817 | 0.12932 | 0.20492 | 1 | 1 | Replace on Burnout | 8.659 | 0.033666 | 2774.304 | 0 | 0 | 0 | 10.7865 | 181.9323 | 0 | 0 | 0 | 130.821 | 0 | 0 | 312.7534 | 39.0725 | 273.6809 | 8.0044 | 180.1435 | 0 | 0 | 0 | 133.6111 | 0 | 0 | 313.7546 | 39.0725 | 274.6821 | 8.0301 | 179.0073 | 0 | 0 | 0 | 137.1974 | 0 | 0 | 316.2047 | 39.0725 | 277.1323 | 8.0928 | per hp | 0.012269 | 46.6237 | 0.005 | 1299.9499 | 0 | 0 | 0 | 4.7905 | 0.15657 | 1306.4497 | 0 | 0 | 0 | 0.15736 | 1312.9819 | 0 | 0 | 0 | 0.15814 | 1299.9499 | 2606.3996 | 3919.3815 | 0 | 0 | 0 | 0 | 0 | 0 | 0 | 0 | 0 | 4.7905 | 9.6049 | 14.4434 | 0.15657 | 0.31393 | 0.47207 | 1299.9499 | 0 | 0 | 0 | 4.7905 | 0.15657 | 1306.4497 | 0 | 0 | 0 | 0.15736 | 1312.9819 | 0 | 0 | 0 | 0.15814 | 1299.9499 | 0.31393 | 3919.3815 | 0 | 0 | 0 | 0 | 0 | 0 | 0 | 0 | 0 | 4.7905 | 9.6049 | 14.4434 | 0.15657 | 0.31393 | 0.47207 | 49.3689 | 395.1709 | 49.3689 | 585.9408 | 68.6441 | 49.7104 | 399.1782 | 49.7104 | 591.2058 | 69.1189 | 50.3764 | 407.6854 | 50.3764 | 604.3583 | 70.045 | 1.2635 | 1.2723 | 1.2893 | 0.026966 | 0.026831 | 0.026698 | 350.5396 | 0 | 0 | 0 | 1.2918 | 0.042221 | 352.9643 | 0 | 0 | 0 | 1.3007 | 0.042513 | 357.6934 | 0 | 0 | 0 | 1.3181 | 0.043082 | 3505.3955 | 3529.643 | 3576.9335 | 0 | 0 | 0 | 0 | 0 | 0 | 0 | 0 | 0 | 12.9178 | 13.0071 | 13.1814 | 350.5396 | 0.084734 | 1061.1972 | 0 | 0 | 0 | 0 | 0 | 0 | 0 | 0 | 0 | 1.2918 | 2.5925 | 3.9106 | 0.042221 | 0.084734 | 0.12782 | 1 | 1 | 1 | 1 | 1 | 1 | 1 | 70.05 | 242.7034 | 4.4647 | 70.05 | 243.7046 | 4.479 | 70.05 | 246.1547 | 4.514 | 1299.9499 | 0 | 0 | 0 | 4.7905 | 0.15657 | 1306.4497 | 0 | 0 | 0 | 0.15736 | 1312.9819 | 0 | 0 | 0 | 0.15814 | 1299.9499 | 0.31393 | 3919.3815 | 0 | 0 | 0 | 0 | 0 | 0 | 0 | 0 | 0 | 4.7905 | 9.6049 | 14.4434 | 0.15657 | 0.31393 | 0.47207 | 185.7625 | 829.3768 | 185.7625 | 1229.7607 | 61.9208 | 186.7745 | 836.5649 | 186.7745 | 1239.0004 | 62.2582 | 188.06 | 848.9002 | 188.06 | 1258.421 | 62.6867 | 2.6519 | 2.6663 | 2.6847 | 0.056595 | 0.056313 | 0.056033 | 735.7054 | 0 | 0 | 0 | 2.7112 | 0.088612 | 739.7136 | 0 | 0 | 0 | 2.7259 | 0.089095 | 744.8046 | 0 | 0 | 0 | 2.7447 | 0.089708 | 7357.0536 | 7397.1355 | 7448.0458 | 0 | 0 | 0 | 0 | 0 | 0 | 0 | 0 | 0 | 27.1116 | 27.2593 | 27.4469 | 735.7054 | 0.17771 | 2220.2235 | 0 | 0 | 0 | 0 | 0 | 0 | 0 | 0 | 0 | 2.7112 | 5.4371 | 8.1818 | 0.088612 | 0.17771 | 0.26742 | 93.4 | 219.3534 | 3.3485 | 93.4 | 220.3546 | 3.3593 | 93.4 | 222.8047 | 3.3855 | 1299.9499 | 0 | 0 | 0 | 4.7905 | 0.15657 | 1306.4497 | 0 | 0 | 0 | 0.15736 | 1312.9819 | 0 | 0 | 0 | 0.15814 | 1299.9499 | 0.31393 | 3919.3815 | 0 | 0 | 0 | 0 | 0 | 0 | 0 | 0 | 0 | 4.7905 | 9.6049 | 14.4434 | 0.15657 | 0.31393 | 0.47207 | 306.3497 | 1025.8234 | 306.3497 | 1521.0425 | 0 | 307.8815 | 1034.253 | 307.8815 | 1531.7878 | 0 | 309.4209 | 1047.5411 | 309.4209 | 1552.8889 | 0 | 3.28 | 3.2964 | 3.3129 | 0.07 | 0.069652 | 0.069305 | 909.9649 | 0 | 0 | 0 | 3.3533 | 0.1096 | 914.5148 | 0 | 0 | 0 | 3.3701 | 0.11015 | 919.0873 | 0 | 0 | 0 | 3.3869 | 0.1107 | 9099.6494 | 9145.1476 | 9190.8734 | 0 | 0 | 0 | 0 | 0 | 0 | 0 | 0 | 0 | 33.5332 | 33.7009 | 33.8694 | 909.9649 | 0.21975 | 2743.567 | 0 | 0 | 0 | 0 | 0 | 0 | 0 | 0 | 0 | 3.3533 | 6.7234 | 10.1104 | 0.1096 | 0.21975 | 0.33045
| 352 | Business | Food Sales | Compressed Air | Electric | 02-263 | 02-263.09 | Compressed Air | [02-263]_Business_Compressed Air_Air Receiver for Load/No Load Compressor_Large_ROB_Electric_per hp | load/no load compressor with a 1 gal/cfm storage ratio | load/no load compressor with a 4 gal/cfm storage ratio or greater | ENGINEER | 277.4304 | 0 | 0 | 0 | 0.0702 | 0 | 93.4 | 10 | 0.476 | 0.25758 | 0.40817 | 0.12932 | 0.20492 | 1 | 1 | Replace on Burnout | 8.659 | 0.033666 | 2774.304 | 0 | 0 | 0 | 10.7865 | 181.9323 | 0 | 0 | 0 | 130.821 | 0 | 0 | 312.7534 | 32.1154 | 280.638 | 9.7384 | 180.1435 | 0 | 0 | 0 | 133.6111 | 0 | 0 | 313.7546 | 32.1154 | 281.6392 | 9.7696 | 179.0073 | 0 | 0 | 0 | 137.1974 | 0 | 0 | 316.2047 | 32.1154 | 284.0894 | 9.8459 | per hp | 0 | 0 | 0.005 | 0 | 0 | 0 | 0 | 0 | 0 | 0 | 0 | 0 | 0 | 0 | 0 | 0 | 0 | 0 | 0 | 0 | 0 | 0 | 0 | 0 | 0 | 0 | 0 | 0 | 0 | 0 | 0 | 0 | 0 | 0 | 0 | 0 | 0 | 0 | 0 | 0 | 0 | 0 | 0 | 0 | 0 | 0 | 0 | 0 | 0 | 0 | 0 | 0 | 0 | 0 | 0 | 0 | 0 | 0 | 0 | 0 | 0 | 0 | 0 | 0 | 0 | 0 | 0 | 0 | 0 | 0 | 0 | 0 | 0 | 0 | 0 | 0 | 0 | 0 | 0 | 0 | 0 | 0 | 0 | 0 | 0 | 0 | 0 | 0 | 0 | #NUM! | #NUM! | #NUM! | 0 | 0 | 0 | 0 | 0 | 0 | 0 | 0 | 0 | 0 | 0 | 0 | 0 | 0 | 0 | 0 | 0 | 0 | 0 | 0 | 0 | 0 | 0 | 0 | 0 | 0 | 0 | 0 | 0 | 0 | 0 | 0 | 0 | 0 | 0 | 0 | 0 | 0 | 0 | 0 | 0 | 0 | 0 | 0 | 0 | 0 | 0 | 0 | 0 | 0 | 0 | 1 | 1 | 1 | 1 | 1 | 1 | 1 | 70.05 | 242.7034 | 4.4647 | 70.05 | 243.7046 | 4.479 | 70.05 | 246.1547 | 4.514 | 0 | 0 | 0 | 0 | 0 | 0 | 0 | 0 | 0 | 0 | 0 | 0 | 0 | 0 | 0 | 0 | 0 | 0 | 0 | 0 | 0 | 0 | 0 | 0 | 0 | 0 | 0 | 0 | 0 | 0 | 0 | 0 | 0 | 0 | 0 | 0 | 0 | 0 | 0 | 0 | 0 | 0 | 0 | 0 | 0 | 0 | 0 | 0 | 0 | 0 | 0 | 0 | #NUM! | #NUM! | #NUM! | 0 | 0 | 0 | 0 | 0 | 0 | 0 | 0 | 0 | 0 | 0 | 0 | 0 | 0 | 0 | 0 | 0 | 0 | 0 | 0 | 0 | 0 | 0 | 0 | 0 | 0 | 0 | 0 | 0 | 0 | 0 | 0 | 0 | 0 | 0 | 0 | 0 | 0 | 0 | 0 | 0 | 0 | 0 | 0 | 0 | 0 | 0 | 0 | 0 | 0 | 0 | 93.4 | 219.3534 | 3.3485 | 93.4 | 220.3546 | 3.3593 | 93.4 | 222.8047 | 3.3855 | 0 | 0 | 0 | 0 | 0 | 0 | 0 | 0 | 0 | 0 | 0 | 0 | 0 | 0 | 0 | 0 | 0 | 0 | 0 | 0 | 0 | 0 | 0 | 0 | 0 | 0 | 0 | 0 | 0 | 0 | 0 | 0 | 0 | 0 | 0 | 0 | 0 | 0 | 0 | 0 | 0 | 0 | 0 | 0 | 0 | 0 | 0 | 0 | 0 | 0 | 0 | 0 | #NUM! | #NUM! | #NUM! | 0 | 0 | 0 | 0 | 0 | 0 | 0 | 0 | 0 | 0 | 0 | 0 | 0 | 0 | 0 | 0 | 0 | 0 | 0 | 0 | 0 | 0 | 0 | 0 | 0 | 0 | 0 | 0 | 0 | 0 | 0 | 0 | 0 | 0 | 0 | 0 | 0 | 0 | 0 | 0 | 0 | 0 | 0 | 0 | 0 | 0 | 0 | 0 | 0 | 0 | 0
| 353 | Business | Manufacturing/Industrial | Compressed Air | Electric | 02-263 | 02-263.10 | Compressed Air | [02-263]_Business_Compressed Air_Air Receiver for Load/No Load Compressor_Large_ROB_Electric_per hp | load/no load compressor with a 1 gal/cfm storage ratio | load/no load compressor with a 4 gal/cfm storage ratio or greater | ENGINEER | 416.1456 | 0 | 0 | 0 | 0.0702 | 0 | 93.4 | 10 | 0.476 | 0.25758 | 0.40817 | 0.12932 | 0.20492 | 1 | 1 | Replace on Burnout | 5.7727 | 0.022444 | 4161.456 | 0 | 0 | 0 | 16.1797 | 272.8985 | 0 | 0 | 0 | 130.821 | 0 | 0 | 403.7195 | 32.1154 | 371.6042 | 12.5709 | 270.2153 | 0 | 0 | 0 | 133.6111 | 0 | 0 | 403.8264 | 32.1154 | 371.711 | 12.5742 | 268.511 | 0 | 0 | 0 | 137.1974 | 0 | 0 | 405.7084 | 32.1154 | 373.593 | 12.6328 | per hp | 27.2581 | 112930.5053 | 0.005 | 4723051.0541 | 0 | 0 | 0 | 17404.9745 | 379.2463 | 4746666.3094 | 0 | 0 | 0 | 381.1426 | 4770399.641 | 0 | 0 | 0 | 383.0483 | 4723051.0541 | 9469717.3636 | 14240117.0045 | 0 | 0 | 0 | 0 | 0 | 0 | 0 | 0 | 0 | 17404.9745 | 34896.9738 | 52476.4331 | 379.2463 | 760.3889 | 1143.4372 | 4723051.0541 | 0 | 0 | 0 | 17404.9745 | 379.2463 | 4746666.3094 | 0 | 0 | 0 | 381.1426 | 4770399.641 | 0 | 0 | 0 | 383.0483 | 4723051.0541 | 760.3889 | 14240117.0045 | 0 | 0 | 0 | 0 | 0 | 0 | 0 | 0 | 0 | 17404.9745 | 34896.9738 | 52476.4331 | 379.2463 | 760.3889 | 1143.4372 | 98961.1057 | 1244032.1912 | 98961.1057 | 1975042.363 | 188844.1686 | 99492.1322 | 1251038.6675 | 99492.1322 | 1986524.4926 | 189857.5088 | 100669.6126 | 1271744.0473 | 100669.6126 | 2024342.809 | 192104.4554 | 3081.4269 | 3097.9619 | 3134.626 | 0.02715 | 0.027015 | 0.026881 | 1282322.2543 | 0 | 0 | 0 | 4725.5018 | 102.9665 | 1289203.2117 | 0 | 0 | 0 | 4750.8589 | 103.519 | 1304460.8158 | 0 | 0 | 0 | 4807.0849 | 104.7442 | 12823222.5431 | 12892032.1174 | 13044608.1579 | 0 | 0 | 0 | 0 | 0 | 0 | 0 | 0 | 0 | 47255.0176 | 47508.5887 | 48070.8485 | 1282322.2543 | 206.4855 | 3875986.2818 | 0 | 0 | 0 | 0 | 0 | 0 | 0 | 0 | 0 | 4725.5018 | 9476.3606 | 14283.4455 | 102.9665 | 206.4855 | 311.2297 | 1 | 1 | 1 | 1 | 1 | 1 | 1 | 70.05 | 333.6695 | 5.7633 | 70.05 | 333.7764 | 5.7648 | 70.05 | 335.6584 | 5.7917 | 4723051.0541 | 0 | 0 | 0 | 17404.9745 | 379.2463 | 4746666.3094 | 0 | 0 | 0 | 381.1426 | 4770399.641 | 0 | 0 | 0 | 383.0483 | 4723051.0541 | 760.3889 | 14240117.0045 | 0 | 0 | 0 | 0 | 0 | 0 | 0 | 0 | 0 | 17404.9745 | 34896.9738 | 52476.4331 | 379.2463 | 760.3889 | 1143.4372 | 477612.2339 | 2752624.9954 | 477612.2339 | 4370104.7399 | 159204.078 | 480032.94 | 2767308.4022 | 480032.94 | 4394209.4377 | 160010.98 | 482962.5182 | 2797172.6309 | 482962.5182 | 4452496.7998 | 160987.5061 | 6818.1618 | 6852.7186 | 6894.5399 | 0.060074 | 0.059776 | 0.059478 | 2837348.0319 | 0 | 0 | 0 | 10455.9467 | 227.8302 | 2851728.7057 | 0 | 0 | 0 | 10508.9411 | 228.985 | 2869132.4325 | 0 | 0 | 0 | 10573.0758 | 230.3824 | 28373480.3191 | 28517287.0573 | 28691324.3252 | 0 | 0 | 0 | 0 | 0 | 0 | 0 | 0 | 0 | 104559.4669 | 105089.4109 | 105730.7578 | 2837348.0319 | 456.8152 | 8558209.1702 | 0 | 0 | 0 | 0 | 0 | 0 | 0 | 0 | 0 | 10455.9467 | 20964.8878 | 31537.9636 | 227.8302 | 456.8152 | 687.1976 | 93.4 | 310.3195 | 4.3225 | 93.4 | 310.4264 | 4.3236 | 93.4 | 312.3084 | 4.3438 | 4723051.0541 | 0 | 0 | 0 | 17404.9745 | 379.2463 | 4746666.3094 | 0 | 0 | 0 | 381.1426 | 4770399.641 | 0 | 0 | 0 | 383.0483 | 4723051.0541 | 760.3889 | 14240117.0045 | 0 | 0 | 0 | 0 | 0 | 0 | 0 | 0 | 0 | 17404.9745 | 34896.9738 | 52476.4331 | 379.2463 | 760.3889 | 1143.4372 | 742031.3417 | 3207414.7295 | 742031.3417 | 5092135.084 | 0 | 745741.4984 | 3224304.8484 | 745741.4984 | 5119874.1651 | 0 | 749470.2059 | 3255528.3312 | 749470.2059 | 5182100.4238 | 0 | 7944.661 | 7984.3844 | 8024.3063 | 0.07 | 0.069652 | 0.069305 | 3306135.7379 | 0 | 0 | 0 | 12183.4821 | 265.4724 | 3322666.4166 | 0 | 0 | 0 | 12244.3995 | 266.7998 | 3339279.7487 | 0 | 0 | 0 | 12305.6215 | 268.1338 | 33061357.379 | 33226664.1659 | 33392797.4868 | 0 | 0 | 0 | 0 | 0 | 0 | 0 | 0 | 0 | 121834.8212 | 122443.9953 | 123056.2153 | 3306135.7379 | 532.2722 | 9968081.9032 | 0 | 0 | 0 | 0 | 0 | 0 | 0 | 0 | 0 | 12183.4821 | 24427.8817 | 36733.5032 | 265.4724 | 532.2722 | 800.406
| 354 | Business | Office | Compressed Air | Electric | 02-262 | 02-262.01 | Compressed Air | [02-262]_Business_Compressed Air_Air Receiver for Load/No Load Compressor_Small_ROB_Electric_per hp | load/no load compressor with a 1 gal/cfm storage ratio | load/no load compressor with a 4 gal/cfm storage ratio or greater | ENGINEER | 138.7152 | 0 | 0 | 0 | 0.0702 | 0 | 100 | 10 | 0.476 | 0.25758 | 0.40817 | 0.12932 | 0.20492 | 1 | 1 | Replace on Burnout | 18.5417 | 0.07209 | 1387.152 | 0 | 0 | 0 | 5.3932 | 90.9662 | 0 | 0 | 0 | 130.821 | 0 | 0 | 221.7872 | 41.8335 | 179.9537 | 5.3017 | 90.0718 | 0 | 0 | 0 | 133.6111 | 0 | 0 | 223.6828 | 41.8335 | 181.8494 | 5.347 | 89.5037 | 0 | 0 | 0 | 137.1974 | 0 | 0 | 226.701 | 41.8335 | 184.8676 | 5.4191 | per hp | 0.030421 | 747.4539 | 0.005 | 10420.1632 | 0 | 0 | 0 | 38.3995 | 2.5101 | 10472.264 | 0 | 0 | 0 | 2.5227 | 10524.6253 | 0 | 0 | 0 | 2.5353 | 10420.1632 | 20892.4272 | 31417.0525 | 0 | 0 | 0 | 0 | 0 | 0 | 0 | 0 | 0 | 38.3995 | 76.9909 | 115.7754 | 2.5101 | 5.0328 | 7.5681 | 10420.1632 | 0 | 0 | 0 | 38.3995 | 2.5101 | 10472.264 | 0 | 0 | 0 | 2.5227 | 10524.6253 | 0 | 0 | 0 | 2.5353 | 10420.1632 | 5.0328 | 31417.0525 | 0 | 0 | 0 | 0 | 0 | 0 | 0 | 0 | 0 | 38.3995 | 76.9909 | 115.7754 | 2.5101 | 5.0328 | 7.5681 | 399.3669 | 2117.3114 | 399.3669 | 2588.1613 | 555.2921 | 404.6634 | 2163.7283 | 404.6634 | 2636.7714 | 562.6564 | 414.2413 | 2244.8282 | 414.2413 | 2731.8897 | 575.9739 | 9.5466 | 9.6732 | 9.9022 | 0.012709 | 0.012645 | 0.012582 | 1324.2571 | 0 | 0 | 0 | 4.88 | 0.319 | 1341.8195 | 0 | 0 | 0 | 4.9448 | 0.32323 | 1373.579 | 0 | 0 | 0 | 5.0618 | 0.33088 | 13242.5711 | 13418.1953 | 13735.7899 | 0 | 0 | 0 | 0 | 0 | 0 | 0 | 0 | 0 | 48.8004 | 49.4476 | 50.6179 | 1324.2571 | 0.64223 | 4039.6556 | 0 | 0 | 0 | 0 | 0 | 0 | 0 | 0 | 0 | 4.88 | 9.8248 | 14.8866 | 0.319 | 0.64223 | 0.97312 | 1 | 1 | 1 | 1 | 1 | 1 | 1 | 75 | 146.7872 | 2.9572 | 75 | 148.6828 | 2.9824 | 75 | 151.701 | 3.0227 | 10420.1632 | 0 | 0 | 0 | 38.3995 | 2.5101 | 10472.264 | 0 | 0 | 0 | 2.5227 | 10524.6253 | 0 | 0 | 0 | 2.5353 | 10420.1632 | 5.0328 | 31417.0525 | 0 | 0 | 0 | 0 | 0 | 0 | 0 | 0 | 0 | 38.3995 | 76.9909 | 115.7754 | 2.5101 | 5.0328 | 7.5681 | 2661.3593 | 7870.0725 | 2661.3593 | 9620.2273 | 887.1198 | 2680.4486 | 7994.2714 | 2680.4486 | 9742.0117 | 893.4829 | 2706.7675 | 8181.6935 | 2706.7675 | 9956.8796 | 902.2558 | 35.4848 | 35.7393 | 36.0902 | 0.047238 | 0.047003 | 0.046769 | 4922.2799 | 0 | 0 | 0 | 18.1392 | 1.1857 | 4957.5862 | 0 | 0 | 0 | 18.2693 | 1.1942 | 5006.2639 | 0 | 0 | 0 | 18.4486 | 1.206 | 49222.7987 | 49575.8615 | 50062.6394 | 0 | 0 | 0 | 0 | 0 | 0 | 0 | 0 | 0 | 181.3916 | 182.6926 | 184.4865 | 4922.2799 | 2.38 | 14886.13 | 0 | 0 | 0 | 0 | 0 | 0 | 0 | 0 | 0 | 18.1392 | 36.4084 | 54.8571 | 1.1857 | 2.38 | 3.5859 | 100 | 121.7872 | 2.2179 | 100 | 123.6828 | 2.2368 | 100 | 126.701 | 2.267 | 10420.1632 | 0 | 0 | 0 | 38.3995 | 2.5101 | 10472.264 | 0 | 0 | 0 | 2.5227 | 10524.6253 | 0 | 0 | 0 | 2.5353 | 10420.1632 | 5.0328 | 31417.0525 | 0 | 0 | 0 | 0 | 0 | 0 | 0 | 0 | 0 | 38.3995 | 76.9909 | 115.7754 | 2.5101 | 5.0328 | 7.5681 | 5258.3381 | 11662.321 | 5258.3381 | 14255.7999 | 0 | 5284.6298 | 11820.81 | 5284.6298 | 14405.1239 | 0 | 5311.053 | 12040.2124 | 5311.053 | 14652.5832 | 0 | 52.5834 | 52.8463 | 53.1105 | 0.07 | 0.069652 | 0.069305 | 7294.1142 | 0 | 0 | 0 | 26.8796 | 1.7571 | 7330.5848 | 0 | 0 | 0 | 27.014 | 1.7659 | 7367.2377 | 0 | 0 | 0 | 27.1491 | 1.7747 | 72941.1424 | 73305.8481 | 73672.3773 | 0 | 0 | 0 | 0 | 0 | 0 | 0 | 0 | 0 | 268.7963 | 270.1403 | 271.491 | 7294.1142 | 3.523 | 21991.9368 | 0 | 0 | 0 | 0 | 0 | 0 | 0 | 0 | 0 | 26.8796 | 53.8937 | 81.0428 | 1.7571 | 3.523 | 5.2977
| 355 | Business | Retail | Compressed Air | Electric | 02-262 | 02-262.02 | Compressed Air | [02-262]_Business_Compressed Air_Air Receiver for Load/No Load Compressor_Small_ROB_Electric_per hp | load/no load compressor with a 1 gal/cfm storage ratio | load/no load compressor with a 4 gal/cfm storage ratio or greater | ENGINEER | 277.4304 | 0 | 0 | 0 | 0.0702 | 0 | 100 | 10 | 0.476 | 0.25758 | 0.40817 | 0.12932 | 0.20492 | 1 | 1 | Replace on Burnout | 9.2709 | 0.036045 | 2774.304 | 0 | 0 | 0 | 10.7865 | 181.9323 | 0 | 0 | 0 | 130.821 | 0 | 0 | 312.7534 | 41.8335 | 270.9199 | 7.4762 | 180.1435 | 0 | 0 | 0 | 133.6111 | 0 | 0 | 313.7546 | 41.8335 | 271.9211 | 7.5001 | 179.0073 | 0 | 0 | 0 | 137.1974 | 0 | 0 | 316.2047 | 41.8335 | 274.3712 | 7.5587 | per hp | 0 | 0 | 0.005 | 0 | 0 | 0 | 0 | 0 | 0 | 0 | 0 | 0 | 0 | 0 | 0 | 0 | 0 | 0 | 0 | 0 | 0 | 0 | 0 | 0 | 0 | 0 | 0 | 0 | 0 | 0 | 0 | 0 | 0 | 0 | 0 | 0 | 0 | 0 | 0 | 0 | 0 | 0 | 0 | 0 | 0 | 0 | 0 | 0 | 0 | 0 | 0 | 0 | 0 | 0 | 0 | 0 | 0 | 0 | 0 | 0 | 0 | 0 | 0 | 0 | 0 | 0 | 0 | 0 | 0 | 0 | 0 | 0 | 0 | 0 | 0 | 0 | 0 | 0 | 0 | 0 | 0 | 0 | 0 | 0 | 0 | 0 | 0 | 0 | 0 | #NUM! | #NUM! | #NUM! | 0 | 0 | 0 | 0 | 0 | 0 | 0 | 0 | 0 | 0 | 0 | 0 | 0 | 0 | 0 | 0 | 0 | 0 | 0 | 0 | 0 | 0 | 0 | 0 | 0 | 0 | 0 | 0 | 0 | 0 | 0 | 0 | 0 | 0 | 0 | 0 | 0 | 0 | 0 | 0 | 0 | 0 | 0 | 0 | 0 | 0 | 0 | 0 | 0 | 0 | 0 | 1 | 1 | 1 | 1 | 1 | 1 | 1 | 75 | 237.7534 | 4.17 | 75 | 238.7546 | 4.1834 | 75 | 241.2047 | 4.2161 | 0 | 0 | 0 | 0 | 0 | 0 | 0 | 0 | 0 | 0 | 0 | 0 | 0 | 0 | 0 | 0 | 0 | 0 | 0 | 0 | 0 | 0 | 0 | 0 | 0 | 0 | 0 | 0 | 0 | 0 | 0 | 0 | 0 | 0 | 0 | 0 | 0 | 0 | 0 | 0 | 0 | 0 | 0 | 0 | 0 | 0 | 0 | 0 | 0 | 0 | 0 | 0 | #NUM! | #NUM! | #NUM! | 0 | 0 | 0 | 0 | 0 | 0 | 0 | 0 | 0 | 0 | 0 | 0 | 0 | 0 | 0 | 0 | 0 | 0 | 0 | 0 | 0 | 0 | 0 | 0 | 0 | 0 | 0 | 0 | 0 | 0 | 0 | 0 | 0 | 0 | 0 | 0 | 0 | 0 | 0 | 0 | 0 | 0 | 0 | 0 | 0 | 0 | 0 | 0 | 0 | 0 | 0 | 100 | 212.7534 | 3.1275 | 100 | 213.7546 | 3.1375 | 100 | 216.2047 | 3.162 | 0 | 0 | 0 | 0 | 0 | 0 | 0 | 0 | 0 | 0 | 0 | 0 | 0 | 0 | 0 | 0 | 0 | 0 | 0 | 0 | 0 | 0 | 0 | 0 | 0 | 0 | 0 | 0 | 0 | 0 | 0 | 0 | 0 | 0 | 0 | 0 | 0 | 0 | 0 | 0 | 0 | 0 | 0 | 0 | 0 | 0 | 0 | 0 | 0 | 0 | 0 | 0 | #NUM! | #NUM! | #NUM! | 0 | 0 | 0 | 0 | 0 | 0 | 0 | 0 | 0 | 0 | 0 | 0 | 0 | 0 | 0 | 0 | 0 | 0 | 0 | 0 | 0 | 0 | 0 | 0 | 0 | 0 | 0 | 0 | 0 | 0 | 0 | 0 | 0 | 0 | 0 | 0 | 0 | 0 | 0 | 0 | 0 | 0 | 0 | 0 | 0 | 0 | 0 | 0 | 0 | 0 | 0
| 356 | Business | Food Service | Compressed Air | Electric | 02-262 | 02-262.03 | Compressed Air | [02-262]_Business_Compressed Air_Air Receiver for Load/No Load Compressor_Small_ROB_Electric_per hp | load/no load compressor with a 1 gal/cfm storage ratio | load/no load compressor with a 4 gal/cfm storage ratio or greater | ENGINEER | 277.4304 | 0 | 0 | 0 | 0.0702 | 0 | 100 | 10 | 0.476 | 0.25758 | 0.40817 | 0.12932 | 0.20492 | 1 | 1 | Replace on Burnout | 9.2709 | 0.036045 | 2774.304 | 0 | 0 | 0 | 10.7865 | 181.9323 | 0 | 0 | 0 | 130.821 | 0 | 0 | 375.304 | 41.8335 | 333.4706 | 8.9714 | 180.1435 | 0 | 0 | 0 | 133.6111 | 0 | 0 | 376.5055 | 41.8335 | 334.6721 | 9.0001 | 179.0073 | 0 | 0 | 0 | 137.1974 | 0 | 0 | 379.4457 | 41.8335 | 337.6122 | 9.0704 | per hp | 0 | 0 | 0.005 | 0 | 0 | 0 | 0 | 0 | 0 | 0 | 0 | 0 | 0 | 0 | 0 | 0 | 0 | 0 | 0 | 0 | 0 | 0 | 0 | 0 | 0 | 0 | 0 | 0 | 0 | 0 | 0 | 0 | 0 | 0 | 0 | 0 | 0 | 0 | 0 | 0 | 0 | 0 | 0 | 0 | 0 | 0 | 0 | 0 | 0 | 0 | 0 | 0 | 0 | 0 | 0 | 0 | 0 | 0 | 0 | 0 | 0 | 0 | 0 | 0 | 0 | 0 | 0 | 0 | 0 | 0 | 0 | 0 | 0 | 0 | 0 | 0 | 0 | 0 | 0 | 0 | 0 | 0 | 0 | 0 | 0 | 0 | 0 | 0 | 0 | #NUM! | #NUM! | #NUM! | 0 | 0 | 0 | 0 | 0 | 0 | 0 | 0 | 0 | 0 | 0 | 0 | 0 | 0 | 0 | 0 | 0 | 0 | 0 | 0 | 0 | 0 | 0 | 0 | 0 | 0 | 0 | 0 | 0 | 0 | 0 | 0 | 0 | 0 | 0 | 0 | 0 | 0 | 0 | 0 | 0 | 0 | 0 | 0 | 0 | 0 | 0 | 0 | 0 | 0 | 0 | 1 | 1 | 1 | 1 | 1 | 1 | 1 | 75 | 300.304 | 5.0041 | 75 | 301.5055 | 5.0201 | 75 | 304.4457 | 5.0593 | 0 | 0 | 0 | 0 | 0 | 0 | 0 | 0 | 0 | 0 | 0 | 0 | 0 | 0 | 0 | 0 | 0 | 0 | 0 | 0 | 0 | 0 | 0 | 0 | 0 | 0 | 0 | 0 | 0 | 0 | 0 | 0 | 0 | 0 | 0 | 0 | 0 | 0 | 0 | 0 | 0 | 0 | 0 | 0 | 0 | 0 | 0 | 0 | 0 | 0 | 0 | 0 | #NUM! | #NUM! | #NUM! | 0 | 0 | 0 | 0 | 0 | 0 | 0 | 0 | 0 | 0 | 0 | 0 | 0 | 0 | 0 | 0 | 0 | 0 | 0 | 0 | 0 | 0 | 0 | 0 | 0 | 0 | 0 | 0 | 0 | 0 | 0 | 0 | 0 | 0 | 0 | 0 | 0 | 0 | 0 | 0 | 0 | 0 | 0 | 0 | 0 | 0 | 0 | 0 | 0 | 0 | 0 | 100 | 275.304 | 3.753 | 100 | 276.5055 | 3.7651 | 100 | 279.4457 | 3.7945 | 0 | 0 | 0 | 0 | 0 | 0 | 0 | 0 | 0 | 0 | 0 | 0 | 0 | 0 | 0 | 0 | 0 | 0 | 0 | 0 | 0 | 0 | 0 | 0 | 0 | 0 | 0 | 0 | 0 | 0 | 0 | 0 | 0 | 0 | 0 | 0 | 0 | 0 | 0 | 0 | 0 | 0 | 0 | 0 | 0 | 0 | 0 | 0 | 0 | 0 | 0 | 0 | #NUM! | #NUM! | #NUM! | 0 | 0 | 0 | 0 | 0 | 0 | 0 | 0 | 0 | 0 | 0 | 0 | 0 | 0 | 0 | 0 | 0 | 0 | 0 | 0 | 0 | 0 | 0 | 0 | 0 | 0 | 0 | 0 | 0 | 0 | 0 | 0 | 0 | 0 | 0 | 0 | 0 | 0 | 0 | 0 | 0 | 0 | 0 | 0 | 0 | 0 | 0 | 0 | 0 | 0 | 0
| 357 | Business | Healthcare/Hospitals | Compressed Air | Electric | 02-262 | 02-262.04 | Compressed Air | [02-262]_Business_Compressed Air_Air Receiver for Load/No Load Compressor_Small_ROB_Electric_per hp | load/no load compressor with a 1 gal/cfm storage ratio | load/no load compressor with a 4 gal/cfm storage ratio or greater | ENGINEER | 584.064 | 0 | 0 | 0 | 0.0702 | 0 | 100 | 10 | 0.476 | 0.25758 | 0.40817 | 0.12932 | 0.20492 | 1 | 1 | Replace on Burnout | 4.4037 | 0.017121 | 5840.64 | 0 | 0 | 0 | 22.7084 | 383.0154 | 0 | 0 | 0 | 130.821 | 0 | 0 | 513.8364 | 34.3847 | 479.4517 | 14.9437 | 379.2495 | 0 | 0 | 0 | 133.6111 | 0 | 0 | 512.8606 | 34.3847 | 478.4758 | 14.9154 | 376.8576 | 0 | 0 | 0 | 137.1974 | 0 | 0 | 514.0549 | 34.3847 | 479.6702 | 14.9501 | per hp | 0.93008 | 2526.1097 | 0.005 | 148278.6756 | 0 | 0 | 0 | 546.4236 | 8.4833 | 149020.069 | 0 | 0 | 0 | 8.5257 | 149765.1694 | 0 | 0 | 0 | 8.5683 | 148278.6756 | 297298.7446 | 447063.914 | 0 | 0 | 0 | 0 | 0 | 0 | 0 | 0 | 0 | 546.4236 | 1095.5793 | 1647.4808 | 8.4833 | 17.0089 | 25.5772 | 148278.6756 | 0 | 0 | 0 | 546.4236 | 8.4833 | 149020.069 | 0 | 0 | 0 | 8.5257 | 149765.1694 | 0 | 0 | 0 | 8.5683 | 148278.6756 | 17.0089 | 447063.914 | 0 | 0 | 0 | 0 | 0 | 0 | 0 | 0 | 0 | 546.4236 | 1095.5793 | 1647.4808 | 8.4833 | 17.0089 | 25.5772 | 1678.1797 | 25078.2695 | 1678.1797 | 42456.5929 | 3202.4141 | 1685.6383 | 25141.8899 | 1685.6383 | 42627.6532 | 3216.6471 | 1707.0071 | 25519.9066 | 1707.0071 | 43438.0563 | 3257.4247 | 48.8059 | 49.0229 | 49.6443 | 0.019224 | 0.019129 | 0.019034 | 28505.7912 | 0 | 0 | 0 | 105.047 | 1.6309 | 28632.4842 | 0 | 0 | 0 | 105.5139 | 1.6381 | 28995.4589 | 0 | 0 | 0 | 106.8515 | 1.6589 | 285057.9117 | 286324.8424 | 289954.5892 | 0 | 0 | 0 | 0 | 0 | 0 | 0 | 0 | 0 | 1050.4705 | 1055.1393 | 1068.5153 | 28505.7912 | 3.269 | 86133.7343 | 0 | 0 | 0 | 0 | 0 | 0 | 0 | 0 | 0 | 105.047 | 210.561 | 317.4125 | 1.6309 | 3.269 | 4.9278 | 1 | 1 | 1 | 1 | 1 | 1 | 1 | 75 | 438.8364 | 6.8512 | 75 | 437.8606 | 6.8381 | 75 | 439.0549 | 6.8541 | 148278.6756 | 0 | 0 | 0 | 546.4236 | 8.4833 | 149020.069 | 0 | 0 | 0 | 8.5257 | 149765.1694 | 0 | 0 | 0 | 8.5683 | 148278.6756 | 17.0089 | 447063.914 | 0 | 0 | 0 | 0 | 0 | 0 | 0 | 0 | 0 | 546.4236 | 1095.5793 | 1647.4808 | 8.4833 | 17.0089 | 25.5772 | 10704.7418 | 73339.8201 | 10704.7418 | 124161.6323 | 3568.2473 | 10757.5568 | 73561.6923 | 10757.5568 | 124722.617 | 3585.8523 | 10822.3216 | 74176.9041 | 10822.3216 | 126258.3204 | 3607.4405 | 142.7299 | 143.4341 | 144.2976 | 0.056221 | 0.055941 | 0.055663 | 83363.3912 | 0 | 0 | 0 | 307.2035 | 4.7693 | 83774.6884 | 0 | 0 | 0 | 308.7192 | 4.7929 | 84279.0458 | 0 | 0 | 0 | 310.5778 | 4.8217 | 833633.9124 | 837746.8839 | 842790.4584 | 0 | 0 | 0 | 0 | 0 | 0 | 0 | 0 | 0 | 3072.0347 | 3087.1915 | 3105.7776 | 83363.3912 | 9.5622 | 251417.1255 | 0 | 0 | 0 | 0 | 0 | 0 | 0 | 0 | 0 | 307.2035 | 615.9226 | 926.5004 | 4.7693 | 9.5622 | 14.384 | 100 | 413.8364 | 5.1384 | 100 | 412.8606 | 5.1286 | 100 | 414.0549 | 5.1405 | 148278.6756 | 0 | 0 | 0 | 546.4236 | 8.4833 | 149020.069 | 0 | 0 | 0 | 8.5257 | 149765.1694 | 0 | 0 | 0 | 8.5683 | 148278.6756 | 17.0089 | 447063.914 | 0 | 0 | 0 | 0 | 0 | 0 | 0 | 0 | 0 | 546.4236 | 1095.5793 | 1647.4808 | 8.4833 | 17.0089 | 25.5772 | 16501.8113 | 84792.3207 | 16501.8113 | 143550.2969 | 0 | 16584.3204 | 85054.4435 | 16584.3204 | 144208.3841 | 0 | 16667.242 | 85678.7796 | 16667.242 | 145835.9436 | 0 | 165.0181 | 165.8432 | 166.6724 | 0.065 | 0.064677 | 0.064355 | 96381.1392 | 0 | 0 | 0 | 355.1753 | 5.5141 | 96863.0449 | 0 | 0 | 0 | 356.9512 | 5.5417 | 97347.3601 | 0 | 0 | 0 | 358.736 | 5.5694 | 963811.3916 | 968630.4486 | 973473.6008 | 0 | 0 | 0 | 0 | 0 | 0 | 0 | 0 | 0 | 3551.7534 | 3569.5122 | 3587.3597 | 96381.1392 | 11.0558 | 290591.5441 | 0 | 0 | 0 | 0 | 0 | 0 | 0 | 0 | 0 | 355.1753 | 712.1266 | 1070.8625 | 5.5141 | 11.0558 | 16.6252
| 358 | Business | Campus/Education | Compressed Air | Electric | 02-262 | 02-262.05 | Compressed Air | [02-262]_Business_Compressed Air_Air Receiver for Load/No Load Compressor_Small_ROB_Electric_per hp | load/no load compressor with a 1 gal/cfm storage ratio | load/no load compressor with a 4 gal/cfm storage ratio or greater | ENGINEER | 277.4304 | 0 | 0 | 0 | 0.0702 | 0 | 100 | 10 | 0.476 | 0.25758 | 0.40817 | 0.12932 | 0.20492 | 1 | 1 | Replace on Burnout | 9.2709 | 0.036045 | 2774.304 | 0 | 0 | 0 | 10.7865 | 181.9323 | 0 | 0 | 0 | 130.821 | 0 | 0 | 312.7534 | 34.3847 | 278.3686 | 9.0957 | 180.1435 | 0 | 0 | 0 | 133.6111 | 0 | 0 | 313.7546 | 34.3847 | 279.3699 | 9.1248 | 179.0073 | 0 | 0 | 0 | 137.1974 | 0 | 0 | 316.2047 | 34.3847 | 281.82 | 9.1961 | per hp | 0.083081 | 188.6774 | 0.005 | 5260.6581 | 0 | 0 | 0 | 19.3861 | 0.63362 | 5286.9614 | 0 | 0 | 0 | 0.63679 | 5313.3962 | 0 | 0 | 0 | 0.63997 | 5260.6581 | 10547.6195 | 15861.0157 | 0 | 0 | 0 | 0 | 0 | 0 | 0 | 0 | 0 | 19.3861 | 38.8692 | 58.4496 | 0.63362 | 1.2704 | 1.9104 | 5260.6581 | 0 | 0 | 0 | 19.3861 | 0.63362 | 5286.9614 | 0 | 0 | 0 | 0.63679 | 5313.3962 | 0 | 0 | 0 | 0.63997 | 5260.6581 | 1.2704 | 15861.0157 | 0 | 0 | 0 | 0 | 0 | 0 | 0 | 0 | 0 | 19.3861 | 38.8692 | 58.4496 | 0.63362 | 1.2704 | 1.9104 | 47.9334 | 435.9879 | 47.9334 | 640.7016 | 91.4697 | 48.3438 | 441.1282 | 48.3438 | 647.5268 | 92.2528 | 49.3343 | 453.6823 | 49.3343 | 666.5776 | 94.1431 | 1.394 | 1.406 | 1.4348 | 0.0073517 | 0.0073151 | 0.0072787 | 386.7466 | 0 | 0 | 0 | 1.4252 | 0.046582 | 390.0576 | 0 | 0 | 0 | 1.4374 | 0.046981 | 398.0499 | 0 | 0 | 0 | 1.4669 | 0.047943 | 3867.4661 | 3900.5761 | 3980.4994 | 0 | 0 | 0 | 0 | 0 | 0 | 0 | 0 | 0 | 14.252 | 14.3741 | 14.6686 | 386.7466 | 0.093562 | 1174.8542 | 0 | 0 | 0 | 0 | 0 | 0 | 0 | 0 | 0 | 1.4252 | 2.8626 | 4.3295 | 0.046582 | 0.093562 | 0.14151 | 1 | 1 | 1 | 1 | 1 | 1 | 1 | 75 | 237.7534 | 4.17 | 75 | 238.7546 | 4.1834 | 75 | 241.2047 | 4.2161 | 5260.6581 | 0 | 0 | 0 | 19.3861 | 0.63362 | 5286.9614 | 0 | 0 | 0 | 0.63679 | 5313.3962 | 0 | 0 | 0 | 0.63997 | 5260.6581 | 1.2704 | 15861.0157 | 0 | 0 | 0 | 0 | 0 | 0 | 0 | 0 | 0 | 19.3861 | 38.8692 | 58.4496 | 0.63362 | 1.2704 | 1.9104 | 684.3937 | 2853.9523 | 684.3937 | 4193.9968 | 228.1312 | 688.307 | 2879.4597 | 688.307 | 4226.7245 | 229.4357 | 693.8201 | 2925.1893 | 693.8201 | 4297.8658 | 231.2734 | 9.1252 | 9.1774 | 9.2509 | 0.048124 | 0.047884 | 0.047646 | 2531.6215 | 0 | 0 | 0 | 9.3293 | 0.30492 | 2546.097 | 0 | 0 | 0 | 9.3827 | 0.30667 | 2566.4906 | 0 | 0 | 0 | 9.4578 | 0.30912 | 25316.2147 | 25460.97 | 25664.9062 | 0 | 0 | 0 | 0 | 0 | 0 | 0 | 0 | 0 | 93.2931 | 93.8265 | 94.5781 | 2531.6215 | 0.61159 | 7644.2091 | 0 | 0 | 0 | 0 | 0 | 0 | 0 | 0 | 0 | 9.3293 | 18.712 | 28.1698 | 0.30492 | 0.61159 | 0.92071 | 100 | 212.7534 | 3.1275 | 100 | 213.7546 | 3.1375 | 100 | 216.2047 | 3.162 | 5260.6581 | 0 | 0 | 0 | 19.3861 | 0.63362 | 5286.9614 | 0 | 0 | 0 | 0.63679 | 5313.3962 | 0 | 0 | 0 | 0.63997 | 5260.6581 | 1.2704 | 15861.0157 | 0 | 0 | 0 | 0 | 0 | 0 | 0 | 0 | 0 | 19.3861 | 38.8692 | 58.4496 | 0.63362 | 1.2704 | 1.9104 | 1232.5354 | 3854.7957 | 1232.5354 | 5664.7763 | 0 | 1238.698 | 3886.472 | 1238.698 | 5704.906 | 0 | 1244.8915 | 3936.4057 | 1244.8915 | 5783.6064 | 0 | 12.3254 | 12.387 | 12.4489 | 0.065 | 0.064677 | 0.064355 | 3419.4278 | 0 | 0 | 0 | 12.601 | 0.41185 | 3436.5249 | 0 | 0 | 0 | 12.664 | 0.41391 | 3453.7075 | 0 | 0 | 0 | 12.7273 | 0.41598 | 34194.2776 | 34365.249 | 34537.0753 | 0 | 0 | 0 | 0 | 0 | 0 | 0 | 0 | 0 | 126.0098 | 126.6398 | 127.273 | 3419.4278 | 0.82577 | 10309.6602 | 0 | 0 | 0 | 0 | 0 | 0 | 0 | 0 | 0 | 12.601 | 25.265 | 37.9923 | 0.41185 | 0.82577 | 1.2418
| 359 | Business | Warehouse | Compressed Air | Electric | 02-262 | 02-262.06 | Compressed Air | [02-262]_Business_Compressed Air_Air Receiver for Load/No Load Compressor_Small_ROB_Electric_per hp | load/no load compressor with a 1 gal/cfm storage ratio | load/no load compressor with a 4 gal/cfm storage ratio or greater | ENGINEER | 584.064 | 0 | 0 | 0 | 0.0702 | 0 | 100 | 10 | 0.476 | 0.25758 | 0.40817 | 0.12932 | 0.20492 | 1 | 1 | Replace on Burnout | 4.4037 | 0.017121 | 5840.64 | 0 | 0 | 0 | 22.7084 | 383.0154 | 0 | 0 | 0 | 130.821 | 0 | 0 | 513.8364 | 41.8335 | 472.003 | 12.2829 | 379.2495 | 0 | 0 | 0 | 133.6111 | 0 | 0 | 512.8606 | 41.8335 | 471.0271 | 12.2596 | 376.8576 | 0 | 0 | 0 | 137.1974 | 0 | 0 | 514.0549 | 41.8335 | 472.2215 | 12.2881 | per hp | 0.10474 | 217.4375 | 0.005 | 12763.2415 | 0 | 0 | 0 | 47.034 | 0.7302 | 12827.0577 | 0 | 0 | 0 | 0.73386 | 12891.193 | 0 | 0 | 0 | 0.73752 | 12763.2415 | 25590.2992 | 38481.4922 | 0 | 0 | 0 | 0 | 0 | 0 | 0 | 0 | 0 | 47.034 | 94.3031 | 141.8086 | 0.7302 | 1.4641 | 2.2016 | 12763.2415 | 0 | 0 | 0 | 47.034 | 0.7302 | 12827.0577 | 0 | 0 | 0 | 0.73386 | 12891.193 | 0 | 0 | 0 | 0.73752 | 12763.2415 | 1.4641 | 38481.4922 | 0 | 0 | 0 | 0 | 0 | 0 | 0 | 0 | 0 | 47.034 | 94.3031 | 141.8086 | 0.7302 | 1.4641 | 2.2016 | 372.8454 | 4579.6248 | 372.8454 | 7782.5663 | 518.4158 | 374.6027 | 4592.4713 | 374.6027 | 7814.9815 | 520.8592 | 377.706 | 4641.2989 | 377.706 | 7927.9609 | 525.174 | 8.9126 | 8.9546 | 9.0288 | 0.040785 | 0.040582 | 0.040381 | 5205.5357 | 0 | 0 | 0 | 19.183 | 0.29782 | 5230.0707 | 0 | 0 | 0 | 19.2734 | 0.29922 | 5273.3967 | 0 | 0 | 0 | 19.4331 | 0.3017 | 52055.3573 | 52300.7074 | 52733.9674 | 0 | 0 | 0 | 0 | 0 | 0 | 0 | 0 | 0 | 191.8298 | 192.734 | 194.3306 | 5205.5357 | 0.59704 | 15709.0032 | 0 | 0 | 0 | 0 | 0 | 0 | 0 | 0 | 0 | 19.183 | 38.4564 | 57.8894 | 0.29782 | 0.59704 | 0.89874 | 1 | 1 | 1 | 1 | 1 | 1 | 1 | 75 | 438.8364 | 6.8512 | 75 | 437.8606 | 6.8381 | 75 | 439.0549 | 6.8541 | 12763.2415 | 0 | 0 | 0 | 47.034 | 0.7302 | 12827.0577 | 0 | 0 | 0 | 0.73386 | 12891.193 | 0 | 0 | 0 | 0.73752 | 12763.2415 | 1.4641 | 38481.4922 | 0 | 0 | 0 | 0 | 0 | 0 | 0 | 0 | 0 | 47.034 | 94.3031 | 141.8086 | 0.7302 | 1.4641 | 2.2016 | 1017.8674 | 6973.5648 | 1017.8674 | 11850.8028 | 339.2891 | 1022.8889 | 6994.659 | 1022.8889 | 11902.7702 | 340.963 | 1028.7666 | 7051.2341 | 1028.7666 | 12044.4535 | 342.9222 | 13.5716 | 13.6385 | 13.7169 | 0.062105 | 0.061796 | 0.061489 | 7926.6627 | 0 | 0 | 0 | 29.2106 | 0.4535 | 7965.7681 | 0 | 0 | 0 | 29.3548 | 0.45573 | 8011.5407 | 0 | 0 | 0 | 29.5234 | 0.45835 | 79266.6265 | 79657.6809 | 80115.407 | 0 | 0 | 0 | 0 | 0 | 0 | 0 | 0 | 0 | 292.1064 | 293.5475 | 295.2343 | 7926.6627 | 0.90923 | 23903.9714 | 0 | 0 | 0 | 0 | 0 | 0 | 0 | 0 | 0 | 29.2106 | 58.5654 | 88.0888 | 0.4535 | 0.90923 | 1.3676 | 100 | 413.8364 | 5.1384 | 100 | 412.8606 | 5.1286 | 100 | 414.0549 | 5.1405 | 12763.2415 | 0 | 0 | 0 | 47.034 | 0.7302 | 12827.0577 | 0 | 0 | 0 | 0.73386 | 12891.193 | 0 | 0 | 0 | 0.73752 | 12763.2415 | 1.4641 | 38481.4922 | 0 | 0 | 0 | 0 | 0 | 0 | 0 | 0 | 0 | 47.034 | 94.3031 | 141.8086 | 0.7302 | 1.4641 | 2.2016 | 1529.673 | 7860.0171 | 1529.673 | 13357.2306 | 0 | 1537.3213 | 7884.3152 | 1537.3213 | 13416.6929 | 0 | 1545.0079 | 7942.1895 | 1545.0079 | 13566.3246 | 0 | 15.2967 | 15.3732 | 15.4501 | 0.07 | 0.069652 | 0.069305 | 8934.2691 | 0 | 0 | 0 | 32.9238 | 0.51114 | 8978.9404 | 0 | 0 | 0 | 33.0884 | 0.5137 | 9023.8351 | 0 | 0 | 0 | 33.2538 | 0.51627 | 89342.6905 | 89789.404 | 90238.351 | 0 | 0 | 0 | 0 | 0 | 0 | 0 | 0 | 0 | 329.2379 | 330.8841 | 332.5385 | 8934.2691 | 1.0248 | 26937.0445 | 0 | 0 | 0 | 0 | 0 | 0 | 0 | 0 | 0 | 32.9238 | 66.0122 | 99.266 | 0.51114 | 1.0248 | 1.5411
| 360 | Business | Lodging | Compressed Air | Electric | 02-262 | 02-262.07 | Compressed Air | [02-262]_Business_Compressed Air_Air Receiver for Load/No Load Compressor_Small_ROB_Electric_per hp | load/no load compressor with a 1 gal/cfm storage ratio | load/no load compressor with a 4 gal/cfm storage ratio or greater | ENGINEER | 584.064 | 0 | 0 | 0 | 0.0702 | 0 | 100 | 10 | 0.476 | 0.25758 | 0.40817 | 0.12932 | 0.20492 | 1 | 1 | Replace on Burnout | 4.4037 | 0.017121 | 5840.64 | 0 | 0 | 0 | 22.7084 | 383.0154 | 0 | 0 | 0 | 130.821 | 0 | 0 | 513.8364 | 34.3847 | 479.4517 | 14.9437 | 379.2495 | 0 | 0 | 0 | 133.6111 | 0 | 0 | 512.8606 | 34.3847 | 478.4758 | 14.9154 | 376.8576 | 0 | 0 | 0 | 137.1974 | 0 | 0 | 514.0549 | 34.3847 | 479.6702 | 14.9501 | per hp | 0 | 0 | 0.005 | 0 | 0 | 0 | 0 | 0 | 0 | 0 | 0 | 0 | 0 | 0 | 0 | 0 | 0 | 0 | 0 | 0 | 0 | 0 | 0 | 0 | 0 | 0 | 0 | 0 | 0 | 0 | 0 | 0 | 0 | 0 | 0 | 0 | 0 | 0 | 0 | 0 | 0 | 0 | 0 | 0 | 0 | 0 | 0 | 0 | 0 | 0 | 0 | 0 | 0 | 0 | 0 | 0 | 0 | 0 | 0 | 0 | 0 | 0 | 0 | 0 | 0 | 0 | 0 | 0 | 0 | 0 | 0 | 0 | 0 | 0 | 0 | 0 | 0 | 0 | 0 | 0 | 0 | 0 | 0 | 0 | 0 | 0 | 0 | 0 | 0 | #NUM! | #NUM! | #NUM! | 0 | 0 | 0 | 0 | 0 | 0 | 0 | 0 | 0 | 0 | 0 | 0 | 0 | 0 | 0 | 0 | 0 | 0 | 0 | 0 | 0 | 0 | 0 | 0 | 0 | 0 | 0 | 0 | 0 | 0 | 0 | 0 | 0 | 0 | 0 | 0 | 0 | 0 | 0 | 0 | 0 | 0 | 0 | 0 | 0 | 0 | 0 | 0 | 0 | 0 | 0 | 1 | 1 | 1 | 1 | 1 | 1 | 1 | 75 | 438.8364 | 6.8512 | 75 | 437.8606 | 6.8381 | 75 | 439.0549 | 6.8541 | 0 | 0 | 0 | 0 | 0 | 0 | 0 | 0 | 0 | 0 | 0 | 0 | 0 | 0 | 0 | 0 | 0 | 0 | 0 | 0 | 0 | 0 | 0 | 0 | 0 | 0 | 0 | 0 | 0 | 0 | 0 | 0 | 0 | 0 | 0 | 0 | 0 | 0 | 0 | 0 | 0 | 0 | 0 | 0 | 0 | 0 | 0 | 0 | 0 | 0 | 0 | 0 | #NUM! | #NUM! | #NUM! | 0 | 0 | 0 | 0 | 0 | 0 | 0 | 0 | 0 | 0 | 0 | 0 | 0 | 0 | 0 | 0 | 0 | 0 | 0 | 0 | 0 | 0 | 0 | 0 | 0 | 0 | 0 | 0 | 0 | 0 | 0 | 0 | 0 | 0 | 0 | 0 | 0 | 0 | 0 | 0 | 0 | 0 | 0 | 0 | 0 | 0 | 0 | 0 | 0 | 0 | 0 | 100 | 413.8364 | 5.1384 | 100 | 412.8606 | 5.1286 | 100 | 414.0549 | 5.1405 | 0 | 0 | 0 | 0 | 0 | 0 | 0 | 0 | 0 | 0 | 0 | 0 | 0 | 0 | 0 | 0 | 0 | 0 | 0 | 0 | 0 | 0 | 0 | 0 | 0 | 0 | 0 | 0 | 0 | 0 | 0 | 0 | 0 | 0 | 0 | 0 | 0 | 0 | 0 | 0 | 0 | 0 | 0 | 0 | 0 | 0 | 0 | 0 | 0 | 0 | 0 | 0 | #NUM! | #NUM! | #NUM! | 0 | 0 | 0 | 0 | 0 | 0 | 0 | 0 | 0 | 0 | 0 | 0 | 0 | 0 | 0 | 0 | 0 | 0 | 0 | 0 | 0 | 0 | 0 | 0 | 0 | 0 | 0 | 0 | 0 | 0 | 0 | 0 | 0 | 0 | 0 | 0 | 0 | 0 | 0 | 0 | 0 | 0 | 0 | 0 | 0 | 0 | 0 | 0 | 0 | 0 | 0
| 361 | Business | Other Commercial | Compressed Air | Electric | 02-262 | 02-262.08 | Compressed Air | [02-262]_Business_Compressed Air_Air Receiver for Load/No Load Compressor_Small_ROB_Electric_per hp | load/no load compressor with a 1 gal/cfm storage ratio | load/no load compressor with a 4 gal/cfm storage ratio or greater | ENGINEER | 277.4304 | 0 | 0 | 0 | 0.0702 | 0 | 100 | 10 | 0.476 | 0.25758 | 0.40817 | 0.12932 | 0.20492 | 1 | 1 | Replace on Burnout | 9.2709 | 0.036045 | 2774.304 | 0 | 0 | 0 | 10.7865 | 181.9323 | 0 | 0 | 0 | 130.821 | 0 | 0 | 312.7534 | 41.8335 | 270.9199 | 7.4762 | 180.1435 | 0 | 0 | 0 | 133.6111 | 0 | 0 | 313.7546 | 41.8335 | 271.9211 | 7.5001 | 179.0073 | 0 | 0 | 0 | 137.1974 | 0 | 0 | 316.2047 | 41.8335 | 274.3712 | 7.5587 | per hp | 0.012269 | 46.6237 | 0.005 | 1299.9499 | 0 | 0 | 0 | 4.7905 | 0.15657 | 1306.4497 | 0 | 0 | 0 | 0.15736 | 1312.9819 | 0 | 0 | 0 | 0.15814 | 1299.9499 | 2606.3996 | 3919.3815 | 0 | 0 | 0 | 0 | 0 | 0 | 0 | 0 | 0 | 4.7905 | 9.6049 | 14.4434 | 0.15657 | 0.31393 | 0.47207 | 1299.9499 | 0 | 0 | 0 | 4.7905 | 0.15657 | 1306.4497 | 0 | 0 | 0 | 0.15736 | 1312.9819 | 0 | 0 | 0 | 0.15814 | 1299.9499 | 0.31393 | 3919.3815 | 0 | 0 | 0 | 0 | 0 | 0 | 0 | 0 | 0 | 4.7905 | 9.6049 | 14.4434 | 0.15657 | 0.31393 | 0.47207 | 49.4059 | 369.3663 | 49.4059 | 547.679 | 68.6955 | 49.7546 | 373.1635 | 49.7546 | 552.6764 | 69.1803 | 50.4479 | 381.3181 | 50.4479 | 565.2711 | 70.1443 | 1.181 | 1.1893 | 1.2059 | 0.025205 | 0.025079 | 0.024955 | 327.6494 | 0 | 0 | 0 | 1.2074 | 0.039464 | 329.9614 | 0 | 0 | 0 | 1.2159 | 0.039742 | 334.5594 | 0 | 0 | 0 | 1.2329 | 0.040296 | 3276.494 | 3299.6135 | 3345.5935 | 0 | 0 | 0 | 0 | 0 | 0 | 0 | 0 | 0 | 12.0742 | 12.1594 | 12.3289 | 327.6494 | 0.079206 | 992.1701 | 0 | 0 | 0 | 0 | 0 | 0 | 0 | 0 | 0 | 1.2074 | 2.4234 | 3.6563 | 0.039464 | 0.079206 | 0.1195 | 1 | 1 | 1 | 1 | 1 | 1 | 1 | 75 | 237.7534 | 4.17 | 75 | 238.7546 | 4.1834 | 75 | 241.2047 | 4.2161 | 1299.9499 | 0 | 0 | 0 | 4.7905 | 0.15657 | 1306.4497 | 0 | 0 | 0 | 0.15736 | 1312.9819 | 0 | 0 | 0 | 0.15814 | 1299.9499 | 0.31393 | 3919.3815 | 0 | 0 | 0 | 0 | 0 | 0 | 0 | 0 | 0 | 4.7905 | 9.6049 | 14.4434 | 0.15657 | 0.31393 | 0.47207 | 195.8691 | 816.7829 | 195.8691 | 1211.087 | 65.2897 | 196.9442 | 823.8955 | 196.9442 | 1220.2363 | 65.6481 | 198.3251 | 836.1511 | 198.3251 | 1239.5215 | 66.1084 | 2.6116 | 2.6259 | 2.6443 | 0.055736 | 0.055458 | 0.055182 | 724.5338 | 0 | 0 | 0 | 2.67 | 0.087267 | 728.5109 | 0 | 0 | 0 | 2.6846 | 0.087746 | 733.6188 | 0 | 0 | 0 | 2.7035 | 0.088361 | 7245.3384 | 7285.1091 | 7336.188 | 0 | 0 | 0 | 0 | 0 | 0 | 0 | 0 | 0 | 26.6999 | 26.8464 | 27.0347 | 724.5338 | 0.17501 | 2186.6636 | 0 | 0 | 0 | 0 | 0 | 0 | 0 | 0 | 0 | 2.67 | 5.3546 | 8.0581 | 0.087267 | 0.17501 | 0.26337 | 100 | 212.7534 | 3.1275 | 100 | 213.7546 | 3.1375 | 100 | 216.2047 | 3.162 | 1299.9499 | 0 | 0 | 0 | 4.7905 | 0.15657 | 1306.4497 | 0 | 0 | 0 | 0.15736 | 1312.9819 | 0 | 0 | 0 | 0.15814 | 1299.9499 | 0.31393 | 3919.3815 | 0 | 0 | 0 | 0 | 0 | 0 | 0 | 0 | 0 | 4.7905 | 9.6049 | 14.4434 | 0.15657 | 0.31393 | 0.47207 | 327.9976 | 1025.8234 | 327.9976 | 1521.0425 | 0 | 329.6375 | 1034.253 | 329.6375 | 1531.7878 | 0 | 331.2857 | 1047.5411 | 331.2857 | 1552.8889 | 0 | 3.28 | 3.2964 | 3.3129 | 0.07 | 0.069652 | 0.069305 | 909.9649 | 0 | 0 | 0 | 3.3533 | 0.1096 | 914.5148 | 0 | 0 | 0 | 3.3701 | 0.11015 | 919.0873 | 0 | 0 | 0 | 3.3869 | 0.1107 | 9099.6494 | 9145.1476 | 9190.8734 | 0 | 0 | 0 | 0 | 0 | 0 | 0 | 0 | 0 | 33.5332 | 33.7009 | 33.8694 | 909.9649 | 0.21975 | 2743.567 | 0 | 0 | 0 | 0 | 0 | 0 | 0 | 0 | 0 | 3.3533 | 6.7234 | 10.1104 | 0.1096 | 0.21975 | 0.33045
| 362 | Business | Food Sales | Compressed Air | Electric | 02-262 | 02-262.09 | Compressed Air | [02-262]_Business_Compressed Air_Air Receiver for Load/No Load Compressor_Small_ROB_Electric_per hp | load/no load compressor with a 1 gal/cfm storage ratio | load/no load compressor with a 4 gal/cfm storage ratio or greater | ENGINEER | 277.4304 | 0 | 0 | 0 | 0.0702 | 0 | 100 | 10 | 0.476 | 0.25758 | 0.40817 | 0.12932 | 0.20492 | 1 | 1 | Replace on Burnout | 9.2709 | 0.036045 | 2774.304 | 0 | 0 | 0 | 10.7865 | 181.9323 | 0 | 0 | 0 | 130.821 | 0 | 0 | 312.7534 | 34.3847 | 278.3686 | 9.0957 | 180.1435 | 0 | 0 | 0 | 133.6111 | 0 | 0 | 313.7546 | 34.3847 | 279.3699 | 9.1248 | 179.0073 | 0 | 0 | 0 | 137.1974 | 0 | 0 | 316.2047 | 34.3847 | 281.82 | 9.1961 | per hp | 0 | 0 | 0.005 | 0 | 0 | 0 | 0 | 0 | 0 | 0 | 0 | 0 | 0 | 0 | 0 | 0 | 0 | 0 | 0 | 0 | 0 | 0 | 0 | 0 | 0 | 0 | 0 | 0 | 0 | 0 | 0 | 0 | 0 | 0 | 0 | 0 | 0 | 0 | 0 | 0 | 0 | 0 | 0 | 0 | 0 | 0 | 0 | 0 | 0 | 0 | 0 | 0 | 0 | 0 | 0 | 0 | 0 | 0 | 0 | 0 | 0 | 0 | 0 | 0 | 0 | 0 | 0 | 0 | 0 | 0 | 0 | 0 | 0 | 0 | 0 | 0 | 0 | 0 | 0 | 0 | 0 | 0 | 0 | 0 | 0 | 0 | 0 | 0 | 0 | #NUM! | #NUM! | #NUM! | 0 | 0 | 0 | 0 | 0 | 0 | 0 | 0 | 0 | 0 | 0 | 0 | 0 | 0 | 0 | 0 | 0 | 0 | 0 | 0 | 0 | 0 | 0 | 0 | 0 | 0 | 0 | 0 | 0 | 0 | 0 | 0 | 0 | 0 | 0 | 0 | 0 | 0 | 0 | 0 | 0 | 0 | 0 | 0 | 0 | 0 | 0 | 0 | 0 | 0 | 0 | 1 | 1 | 1 | 1 | 1 | 1 | 1 | 75 | 237.7534 | 4.17 | 75 | 238.7546 | 4.1834 | 75 | 241.2047 | 4.2161 | 0 | 0 | 0 | 0 | 0 | 0 | 0 | 0 | 0 | 0 | 0 | 0 | 0 | 0 | 0 | 0 | 0 | 0 | 0 | 0 | 0 | 0 | 0 | 0 | 0 | 0 | 0 | 0 | 0 | 0 | 0 | 0 | 0 | 0 | 0 | 0 | 0 | 0 | 0 | 0 | 0 | 0 | 0 | 0 | 0 | 0 | 0 | 0 | 0 | 0 | 0 | 0 | #NUM! | #NUM! | #NUM! | 0 | 0 | 0 | 0 | 0 | 0 | 0 | 0 | 0 | 0 | 0 | 0 | 0 | 0 | 0 | 0 | 0 | 0 | 0 | 0 | 0 | 0 | 0 | 0 | 0 | 0 | 0 | 0 | 0 | 0 | 0 | 0 | 0 | 0 | 0 | 0 | 0 | 0 | 0 | 0 | 0 | 0 | 0 | 0 | 0 | 0 | 0 | 0 | 0 | 0 | 0 | 100 | 212.7534 | 3.1275 | 100 | 213.7546 | 3.1375 | 100 | 216.2047 | 3.162 | 0 | 0 | 0 | 0 | 0 | 0 | 0 | 0 | 0 | 0 | 0 | 0 | 0 | 0 | 0 | 0 | 0 | 0 | 0 | 0 | 0 | 0 | 0 | 0 | 0 | 0 | 0 | 0 | 0 | 0 | 0 | 0 | 0 | 0 | 0 | 0 | 0 | 0 | 0 | 0 | 0 | 0 | 0 | 0 | 0 | 0 | 0 | 0 | 0 | 0 | 0 | 0 | #NUM! | #NUM! | #NUM! | 0 | 0 | 0 | 0 | 0 | 0 | 0 | 0 | 0 | 0 | 0 | 0 | 0 | 0 | 0 | 0 | 0 | 0 | 0 | 0 | 0 | 0 | 0 | 0 | 0 | 0 | 0 | 0 | 0 | 0 | 0 | 0 | 0 | 0 | 0 | 0 | 0 | 0 | 0 | 0 | 0 | 0 | 0 | 0 | 0 | 0 | 0 | 0 | 0 | 0 | 0
| 363 | Business | Manufacturing/Industrial | Compressed Air | Electric | 02-262 | 02-262.10 | Compressed Air | [02-262]_Business_Compressed Air_Air Receiver for Load/No Load Compressor_Small_ROB_Electric_per hp | load/no load compressor with a 1 gal/cfm storage ratio | load/no load compressor with a 4 gal/cfm storage ratio or greater | ENGINEER | 416.1456 | 0 | 0 | 0 | 0.0702 | 0 | 100 | 10 | 0.476 | 0.25758 | 0.40817 | 0.12932 | 0.20492 | 1 | 1 | Replace on Burnout | 6.1806 | 0.02403 | 4161.456 | 0 | 0 | 0 | 16.1797 | 272.8985 | 0 | 0 | 0 | 130.821 | 0 | 0 | 403.7195 | 34.3847 | 369.3348 | 11.7412 | 270.2153 | 0 | 0 | 0 | 133.6111 | 0 | 0 | 403.8264 | 34.3847 | 369.4416 | 11.7443 | 268.511 | 0 | 0 | 0 | 137.1974 | 0 | 0 | 405.7084 | 34.3847 | 371.3236 | 11.7991 | per hp | 27.2581 | 112930.5053 | 0.005 | 4723051.0541 | 0 | 0 | 0 | 17404.9745 | 379.2463 | 4746666.3094 | 0 | 0 | 0 | 381.1426 | 4770399.641 | 0 | 0 | 0 | 383.0483 | 4723051.0541 | 9469717.3636 | 14240117.0045 | 0 | 0 | 0 | 0 | 0 | 0 | 0 | 0 | 0 | 17404.9745 | 34896.9738 | 52476.4331 | 379.2463 | 760.3889 | 1143.4372 | 4723051.0541 | 0 | 0 | 0 | 17404.9745 | 379.2463 | 4746666.3094 | 0 | 0 | 0 | 381.1426 | 4770399.641 | 0 | 0 | 0 | 383.0483 | 4723051.0541 | 760.3889 | 14240117.0045 | 0 | 0 | 0 | 0 | 0 | 0 | 0 | 0 | 0 | 17404.9745 | 34896.9738 | 52476.4331 | 379.2463 | 760.3889 | 1143.4372 | 99066.465 | 1163163.1164 | 99066.465 | 1846653.5242 | 189045.2224 | 99613.4624 | 1169895.0593 | 99613.4624 | 1857676.5447 | 190089.0392 | 100825.6686 | 1189650.2574 | 100825.6686 | 1893667.1642 | 192402.2518 | 2881.1169 | 2897.025 | 2932.2792 | 0.025385 | 0.025259 | 0.025133 | 1198964.1105 | 0 | 0 | 0 | 4418.3176 | 96.2731 | 1205584.2134 | 0 | 0 | 0 | 4442.7134 | 96.8047 | 1220255.0887 | 0 | 0 | 0 | 4496.7773 | 97.9827 | 11989641.1053 | 12055842.1342 | 12202550.8867 | 0 | 0 | 0 | 0 | 0 | 0 | 0 | 0 | 0 | 44183.1763 | 44427.1345 | 44967.7728 | 1198964.1105 | 193.0778 | 3624803.4126 | 0 | 0 | 0 | 0 | 0 | 0 | 0 | 0 | 0 | 4418.3176 | 8861.0311 | 13357.8084 | 96.2731 | 193.0778 | 291.0605 | 1 | 1 | 1 | 1 | 1 | 1 | 1 | 75 | 328.7195 | 5.3829 | 75 | 328.8264 | 5.3844 | 75 | 330.7084 | 5.4094 | 4723051.0541 | 0 | 0 | 0 | 17404.9745 | 379.2463 | 4746666.3094 | 0 | 0 | 0 | 381.1426 | 4770399.641 | 0 | 0 | 0 | 383.0483 | 4723051.0541 | 760.3889 | 14240117.0045 | 0 | 0 | 0 | 0 | 0 | 0 | 0 | 0 | 0 | 17404.9745 | 34896.9738 | 52476.4331 | 379.2463 | 760.3889 | 1143.4372 | 505764.4555 | 2722493.0969 | 505764.4555 | 4322266.9296 | 168588.1518 | 508329.6504 | 2737025.4809 | 508329.6504 | 4346123.1824 | 169443.2168 | 511475.2019 | 2766797.0352 | 511475.2019 | 4404145.3891 | 170491.734 | 6743.5261 | 6777.7287 | 6819.6694 | 0.059417 | 0.059121 | 0.058827 | 2806288.7039 | 0 | 0 | 0 | 10341.4896 | 225.3363 | 2820521.965 | 0 | 0 | 0 | 10393.9407 | 226.4792 | 2837975.3971 | 0 | 0 | 0 | 10458.2586 | 227.8806 | 28062887.0385 | 28205219.6496 | 28379753.9711 | 0 | 0 | 0 | 0 | 0 | 0 | 0 | 0 | 0 | 103414.8957 | 103939.4074 | 104582.586 | 2806288.7039 | 451.8154 | 8464786.0659 | 0 | 0 | 0 | 0 | 0 | 0 | 0 | 0 | 0 | 10341.4896 | 20735.4303 | 31193.6889 | 225.3363 | 451.8154 | 679.696 | 100 | 303.7195 | 4.0372 | 100 | 303.8264 | 4.0383 | 100 | 305.7084 | 4.0571 | 4723051.0541 | 0 | 0 | 0 | 17404.9745 | 379.2463 | 4746666.3094 | 0 | 0 | 0 | 381.1426 | 4770399.641 | 0 | 0 | 0 | 383.0483 | 4723051.0541 | 760.3889 | 14240117.0045 | 0 | 0 | 0 | 0 | 0 | 0 | 0 | 0 | 0 | 17404.9745 | 34896.9738 | 52476.4331 | 379.2463 | 760.3889 | 1143.4372 | 794466.1046 | 3207414.7295 | 794466.1046 | 5092135.084 | 0 | 798438.4352 | 3224304.8484 | 798438.4352 | 5119874.1651 | 0 | 802430.6273 | 3255528.3312 | 802430.6273 | 5182100.4238 | 0 | 7944.661 | 7984.3844 | 8024.3063 | 0.07 | 0.069652 | 0.069305 | 3306135.7379 | 0 | 0 | 0 | 12183.4821 | 265.4724 | 3322666.4166 | 0 | 0 | 0 | 12244.3995 | 266.7998 | 3339279.7487 | 0 | 0 | 0 | 12305.6215 | 268.1338 | 33061357.379 | 33226664.1659 | 33392797.4868 | 0 | 0 | 0 | 0 | 0 | 0 | 0 | 0 | 0 | 121834.8212 | 122443.9953 | 123056.2153 | 3306135.7379 | 532.2722 | 9968081.9032 | 0 | 0 | 0 | 0 | 0 | 0 | 0 | 0 | 0 | 12183.4821 | 24427.8817 | 36733.5032 | 265.4724 | 532.2722 | 800.406
| 364 | Business | Office | Compressed Air | Electric | 02-268 | 02-268.01 | Compressed Air | [02-268]_Business_Compressed Air_Compressed Air Leak Repair_ROB_Electric_per unit | Air Leaks Detected | Air Leaks Repaired | ENGINEER | 732.108 | 0 | 0 | 0 | 0.3705 | 0 | 128.4416 | 5 | 0.476 | 0.25758 | 0.40817 | 0.12932 | 0.20492 | 1 | 1 | Replace on Burnout | 9.0247 | 0.035088 | 3660.54 | 0 | 0 | 0 | 14.2322 | 261.9146 | 0 | 0 | 0 | 350.393 | 0 | 0 | 612.3076 | 53.7316 | 558.576 | 11.3957 | 259.9909 | 0 | 0 | 0 | 350.6598 | 0 | 0 | 610.6507 | 53.7316 | 556.9191 | 11.3648 | 261.1241 | 0 | 0 | 0 | 357.5067 | 0 | 0 | 618.6308 | 53.7316 | 564.8993 | 11.5134 | per unit | 0.00018948 | 4.6555 | 0.005 | 634.3314 | 0 | 0 | 0 | 2.3376 | 0.1528 | 637.503 | 0 | 0 | 0 | 0.15357 | 640.6905 | 0 | 0 | 0 | 0.15434 | 634.3314 | 1271.8344 | 1912.5249 | 0 | 0 | 0 | 0 | 0 | 0 | 0 | 0 | 0 | 2.3376 | 4.6869 | 7.0479 | 0.1528 | 0.30637 | 0.46071 | 634.3314 | 0 | 0 | 0 | 2.3376 | 0.1528 | 637.503 | 0 | 0 | 0 | 0.15357 | 640.6905 | 0 | 0 | 0 | 0.15434 | 634.3314 | 0.30637 | 1912.5249 | 0 | 0 | 0 | 0 | 0 | 0 | 0 | 0 | 0 | 2.3376 | 4.6869 | 7.0479 | 0.1528 | 0.30637 | 0.46071 | 14.4776 | 164.9824 | 14.4776 | 201.7236 | 20.1301 | 14.5249 | 165.0736 | 14.5249 | 201.9601 | 20.1959 | 14.7597 | 169.9341 | 14.7597 | 208.0143 | 20.5224 | 0.26944 | 0.27032 | 0.27469 | 0.057588 | 0.057302 | 0.057017 | 197.2619 | 0 | 0 | 0 | 0.72693 | 0.047519 | 197.9064 | 0 | 0 | 0 | 0.72931 | 0.047674 | 201.1055 | 0 | 0 | 0 | 0.7411 | 0.048444 | 986.3093 | 989.5319 | 1005.5277 | 0 | 0 | 0 | 0 | 0 | 0 | 0 | 0 | 0 | 3.6347 | 3.6465 | 3.7055 | 197.2619 | 0.095192 | 596.2738 | 0 | 0 | 0 | 0 | 0 | 0 | 0 | 0 | 0 | 0.72693 | 1.4562 | 2.1973 | 0.047519 | 0.095192 | 0.14364 | 1 | 1 | 1 | 1 | 1 | 1 | 1 | 96.3312 | 515.9764 | 6.3563 | 96.3312 | 514.3195 | 6.3391 | 96.3312 | 522.2996 | 6.4219 | 634.3314 | 0 | 0 | 0 | 2.3376 | 0.1528 | 637.503 | 0 | 0 | 0 | 0.15357 | 640.6905 | 0 | 0 | 0 | 0.15434 | 634.3314 | 0.30637 | 1912.5249 | 0 | 0 | 0 | 0 | 0 | 0 | 0 | 0 | 0 | 2.3376 | 4.6869 | 7.0479 | 0.1528 | 0.30637 | 0.46071 | 48.7744 | 310.0232 | 48.7744 | 379.0646 | 16.2581 | 48.9996 | 310.6124 | 48.9996 | 380.0203 | 16.3332 | 49.3663 | 317.0263 | 49.3663 | 388.0681 | 16.4554 | 0.50632 | 0.50866 | 0.51246 | 0.10822 | 0.10768 | 0.10714 | 370.6805 | 0 | 0 | 0 | 1.366 | 0.089293 | 372.3927 | 0 | 0 | 0 | 1.3723 | 0.089706 | 375.1793 | 0 | 0 | 0 | 1.3826 | 0.090377 | 1853.4025 | 1861.9634 | 1875.8964 | 0 | 0 | 0 | 0 | 0 | 0 | 0 | 0 | 0 | 6.83 | 6.8615 | 6.9129 | 370.6805 | 0.179 | 1118.2525 | 0 | 0 | 0 | 0 | 0 | 0 | 0 | 0 | 0 | 1.366 | 2.7383 | 4.1209 | 0.089293 | 0.179 | 0.26938 | 128.4416 | 483.866 | 4.7672 | 128.4416 | 482.2091 | 4.7543 | 128.4416 | 490.1892 | 4.8164 | 634.3314 | 0 | 0 | 0 | 2.3376 | 0.1528 | 637.503 | 0 | 0 | 0 | 0.15357 | 640.6905 | 0 | 0 | 0 | 0.15434 | 634.3314 | 0.30637 | 1912.5249 | 0 | 0 | 0 | 0 | 0 | 0 | 0 | 0 | 0 | 2.3376 | 4.6869 | 7.0479 | 0.1528 | 0.30637 | 0.46071 | 77.9013 | 371.3716 | 77.9013 | 454.0752 | 0 | 78.2908 | 372.2185 | 78.2908 | 455.3926 | 0 | 78.6823 | 378.9682 | 78.6823 | 463.8905 | 0 | 0.60651 | 0.60954 | 0.61259 | 0.12963 | 0.12898 | 0.12834 | 444.032 | 0 | 0 | 0 | 1.6363 | 0.10696 | 446.2521 | 0 | 0 | 0 | 1.6445 | 0.1075 | 448.4834 | 0 | 0 | 0 | 1.6527 | 0.10804 | 2220.1598 | 2231.2606 | 2242.4169 | 0 | 0 | 0 | 0 | 0 | 0 | 0 | 0 | 0 | 8.1815 | 8.2224 | 8.2636 | 444.032 | 0.21446 | 1338.7674 | 0 | 0 | 0 | 0 | 0 | 0 | 0 | 0 | 0 | 1.6363 | 3.2808 | 4.9335 | 0.10696 | 0.21446 | 0.3225
| 365 | Business | Retail | Compressed Air | Electric | 02-268 | 02-268.02 | Compressed Air | [02-268]_Business_Compressed Air_Compressed Air Leak Repair_ROB_Electric_per unit | Air Leaks Detected | Air Leaks Repaired | ENGINEER | 1464.216 | 0 | 0 | 0 | 0.3705 | 0 | 128.4416 | 5 | 0.476 | 0.25758 | 0.40817 | 0.12932 | 0.20492 | 1 | 1 | Replace on Burnout | 4.5124 | 0.017544 | 7321.08 | 0 | 0 | 0 | 28.4644 | 523.8292 | 0 | 0 | 0 | 350.393 | 0 | 0 | 874.2222 | 53.7316 | 820.4906 | 16.2702 | 519.9818 | 0 | 0 | 0 | 350.6598 | 0 | 0 | 870.6416 | 53.7316 | 816.91 | 16.2035 | 522.2483 | 0 | 0 | 0 | 357.5067 | 0 | 0 | 879.755 | 53.7316 | 826.0234 | 16.3731 | per unit | 0 | 0 | 0.005 | 0 | 0 | 0 | 0 | 0 | 0 | 0 | 0 | 0 | 0 | 0 | 0 | 0 | 0 | 0 | 0 | 0 | 0 | 0 | 0 | 0 | 0 | 0 | 0 | 0 | 0 | 0 | 0 | 0 | 0 | 0 | 0 | 0 | 0 | 0 | 0 | 0 | 0 | 0 | 0 | 0 | 0 | 0 | 0 | 0 | 0 | 0 | 0 | 0 | 0 | 0 | 0 | 0 | 0 | 0 | 0 | 0 | 0 | 0 | 0 | 0 | 0 | 0 | 0 | 0 | 0 | 0 | 0 | 0 | 0 | 0 | 0 | 0 | 0 | 0 | 0 | 0 | 0 | 0 | 0 | 0 | 0 | 0 | 0 | 0 | 0 | #NUM! | #NUM! | #NUM! | 0 | 0 | 0 | 0 | 0 | 0 | 0 | 0 | 0 | 0 | 0 | 0 | 0 | 0 | 0 | 0 | 0 | 0 | 0 | 0 | 0 | 0 | 0 | 0 | 0 | 0 | 0 | 0 | 0 | 0 | 0 | 0 | 0 | 0 | 0 | 0 | 0 | 0 | 0 | 0 | 0 | 0 | 0 | 0 | 0 | 0 | 0 | 0 | 0 | 0 | 0 | 1 | 1 | 1 | 1 | 1 | 1 | 1 | 96.3312 | 777.891 | 9.0752 | 96.3312 | 774.3104 | 9.038 | 96.3312 | 783.4238 | 9.1326 | 0 | 0 | 0 | 0 | 0 | 0 | 0 | 0 | 0 | 0 | 0 | 0 | 0 | 0 | 0 | 0 | 0 | 0 | 0 | 0 | 0 | 0 | 0 | 0 | 0 | 0 | 0 | 0 | 0 | 0 | 0 | 0 | 0 | 0 | 0 | 0 | 0 | 0 | 0 | 0 | 0 | 0 | 0 | 0 | 0 | 0 | 0 | 0 | 0 | 0 | 0 | 0 | #NUM! | #NUM! | #NUM! | 0 | 0 | 0 | 0 | 0 | 0 | 0 | 0 | 0 | 0 | 0 | 0 | 0 | 0 | 0 | 0 | 0 | 0 | 0 | 0 | 0 | 0 | 0 | 0 | 0 | 0 | 0 | 0 | 0 | 0 | 0 | 0 | 0 | 0 | 0 | 0 | 0 | 0 | 0 | 0 | 0 | 0 | 0 | 0 | 0 | 0 | 0 | 0 | 0 | 0 | 0 | 128.4416 | 745.7806 | 6.8064 | 128.4416 | 742.2 | 6.7785 | 128.4416 | 751.3134 | 6.8495 | 0 | 0 | 0 | 0 | 0 | 0 | 0 | 0 | 0 | 0 | 0 | 0 | 0 | 0 | 0 | 0 | 0 | 0 | 0 | 0 | 0 | 0 | 0 | 0 | 0 | 0 | 0 | 0 | 0 | 0 | 0 | 0 | 0 | 0 | 0 | 0 | 0 | 0 | 0 | 0 | 0 | 0 | 0 | 0 | 0 | 0 | 0 | 0 | 0 | 0 | 0 | 0 | #NUM! | #NUM! | #NUM! | 0 | 0 | 0 | 0 | 0 | 0 | 0 | 0 | 0 | 0 | 0 | 0 | 0 | 0 | 0 | 0 | 0 | 0 | 0 | 0 | 0 | 0 | 0 | 0 | 0 | 0 | 0 | 0 | 0 | 0 | 0 | 0 | 0 | 0 | 0 | 0 | 0 | 0 | 0 | 0 | 0 | 0 | 0 | 0 | 0 | 0 | 0 | 0 | 0 | 0 | 0
| 366 | Business | Food Service | Compressed Air | Electric | 02-268 | 02-268.03 | Compressed Air | [02-268]_Business_Compressed Air_Compressed Air Leak Repair_ROB_Electric_per unit | Air Leaks Detected | Air Leaks Repaired | ENGINEER | 1464.216 | 0 | 0 | 0 | 0.3705 | 0 | 128.4416 | 5 | 0.476 | 0.25758 | 0.40817 | 0.12932 | 0.20492 | 1 | 1 | Replace on Burnout | 4.5124 | 0.017544 | 7321.08 | 0 | 0 | 0 | 28.4644 | 523.8292 | 0 | 0 | 0 | 350.393 | 0 | 0 | 1049.0666 | 53.7316 | 995.335 | 19.5242 | 519.9818 | 0 | 0 | 0 | 350.6598 | 0 | 0 | 1044.7699 | 53.7316 | 991.0383 | 19.4442 | 522.2483 | 0 | 0 | 0 | 357.5067 | 0 | 0 | 1055.7059 | 53.7316 | 1001.9744 | 19.6478 | per unit | 0 | 0 | 0.005 | 0 | 0 | 0 | 0 | 0 | 0 | 0 | 0 | 0 | 0 | 0 | 0 | 0 | 0 | 0 | 0 | 0 | 0 | 0 | 0 | 0 | 0 | 0 | 0 | 0 | 0 | 0 | 0 | 0 | 0 | 0 | 0 | 0 | 0 | 0 | 0 | 0 | 0 | 0 | 0 | 0 | 0 | 0 | 0 | 0 | 0 | 0 | 0 | 0 | 0 | 0 | 0 | 0 | 0 | 0 | 0 | 0 | 0 | 0 | 0 | 0 | 0 | 0 | 0 | 0 | 0 | 0 | 0 | 0 | 0 | 0 | 0 | 0 | 0 | 0 | 0 | 0 | 0 | 0 | 0 | 0 | 0 | 0 | 0 | 0 | 0 | #NUM! | #NUM! | #NUM! | 0 | 0 | 0 | 0 | 0 | 0 | 0 | 0 | 0 | 0 | 0 | 0 | 0 | 0 | 0 | 0 | 0 | 0 | 0 | 0 | 0 | 0 | 0 | 0 | 0 | 0 | 0 | 0 | 0 | 0 | 0 | 0 | 0 | 0 | 0 | 0 | 0 | 0 | 0 | 0 | 0 | 0 | 0 | 0 | 0 | 0 | 0 | 0 | 0 | 0 | 0 | 1 | 1 | 1 | 1 | 1 | 1 | 1 | 96.3312 | 952.7354 | 10.8902 | 96.3312 | 948.4387 | 10.8456 | 96.3312 | 959.3748 | 10.9591 | 0 | 0 | 0 | 0 | 0 | 0 | 0 | 0 | 0 | 0 | 0 | 0 | 0 | 0 | 0 | 0 | 0 | 0 | 0 | 0 | 0 | 0 | 0 | 0 | 0 | 0 | 0 | 0 | 0 | 0 | 0 | 0 | 0 | 0 | 0 | 0 | 0 | 0 | 0 | 0 | 0 | 0 | 0 | 0 | 0 | 0 | 0 | 0 | 0 | 0 | 0 | 0 | #NUM! | #NUM! | #NUM! | 0 | 0 | 0 | 0 | 0 | 0 | 0 | 0 | 0 | 0 | 0 | 0 | 0 | 0 | 0 | 0 | 0 | 0 | 0 | 0 | 0 | 0 | 0 | 0 | 0 | 0 | 0 | 0 | 0 | 0 | 0 | 0 | 0 | 0 | 0 | 0 | 0 | 0 | 0 | 0 | 0 | 0 | 0 | 0 | 0 | 0 | 0 | 0 | 0 | 0 | 0 | 128.4416 | 920.625 | 8.1677 | 128.4416 | 916.3283 | 8.1342 | 128.4416 | 927.2644 | 8.2193 | 0 | 0 | 0 | 0 | 0 | 0 | 0 | 0 | 0 | 0 | 0 | 0 | 0 | 0 | 0 | 0 | 0 | 0 | 0 | 0 | 0 | 0 | 0 | 0 | 0 | 0 | 0 | 0 | 0 | 0 | 0 | 0 | 0 | 0 | 0 | 0 | 0 | 0 | 0 | 0 | 0 | 0 | 0 | 0 | 0 | 0 | 0 | 0 | 0 | 0 | 0 | 0 | #NUM! | #NUM! | #NUM! | 0 | 0 | 0 | 0 | 0 | 0 | 0 | 0 | 0 | 0 | 0 | 0 | 0 | 0 | 0 | 0 | 0 | 0 | 0 | 0 | 0 | 0 | 0 | 0 | 0 | 0 | 0 | 0 | 0 | 0 | 0 | 0 | 0 | 0 | 0 | 0 | 0 | 0 | 0 | 0 | 0 | 0 | 0 | 0 | 0 | 0 | 0 | 0 | 0 | 0 | 0
| 367 | Business | Healthcare/Hospitals | Compressed Air | Electric | 02-268 | 02-268.04 | Compressed Air | [02-268]_Business_Compressed Air_Compressed Air Leak Repair_ROB_Electric_per unit | Air Leaks Detected | Air Leaks Repaired | ENGINEER | 3082.56 | 0 | 0 | 0 | 0.3705 | 0 | 128.4416 | 5 | 0.476 | 0.25758 | 0.40817 | 0.12932 | 0.20492 | 1 | 1 | Replace on Burnout | 2.1434 | 0.0083334 | 15412.8 | 0 | 0 | 0 | 59.925 | 1102.7983 | 0 | 0 | 0 | 350.393 | 0 | 0 | 1453.1913 | 44.1643 | 1409.027 | 32.9042 | 1094.6985 | 0 | 0 | 0 | 350.6598 | 0 | 0 | 1445.3583 | 44.1643 | 1401.194 | 32.7268 | 1099.47 | 0 | 0 | 0 | 357.5067 | 0 | 0 | 1456.9767 | 44.1643 | 1412.8124 | 32.9899 | per unit | 0.005793 | 15.7339 | 0.005 | 9026.5202 | 0 | 0 | 0 | 33.2637 | 0.51642 | 9071.6528 | 0 | 0 | 0 | 0.519 | 9117.0111 | 0 | 0 | 0 | 0.5216 | 9026.5202 | 18098.173 | 27215.1841 | 0 | 0 | 0 | 0 | 0 | 0 | 0 | 0 | 0 | 33.2637 | 66.6938 | 100.291 | 0.51642 | 1.0354 | 1.557 | 9026.5202 | 0 | 0 | 0 | 33.2637 | 0.51642 | 9071.6528 | 0 | 0 | 0 | 0.519 | 9117.0111 | 0 | 0 | 0 | 0.5216 | 9026.5202 | 1.0354 | 27215.1841 | 0 | 0 | 0 | 0 | 0 | 0 | 0 | 0 | 0 | 33.2637 | 66.6938 | 100.291 | 0.51642 | 1.0354 | 1.557 | 49.2686 | 1621.1439 | 49.2686 | 2716.6812 | 94.0176 | 49.3706 | 1615.7422 | 49.3706 | 2708.4511 | 94.2122 | 49.8791 | 1645.5083 | 49.8791 | 2761.5905 | 95.1827 | 1.1156 | 1.1179 | 1.1294 | 0.07055 | 0.070199 | 0.06985 | 3438.827 | 0 | 0 | 0 | 12.6725 | 0.19674 | 3445.943 | 0 | 0 | 0 | 12.6987 | 0.19715 | 3481.4407 | 0 | 0 | 0 | 12.8295 | 0.19918 | 17194.1349 | 17229.7149 | 17407.2036 | 0 | 0 | 0 | 0 | 0 | 0 | 0 | 0 | 0 | 63.3623 | 63.4934 | 64.1475 | 3438.827 | 0.39389 | 10366.2107 | 0 | 0 | 0 | 0 | 0 | 0 | 0 | 0 | 0 | 12.6725 | 25.3712 | 38.2007 | 0.19674 | 0.39389 | 0.59307 | 1 | 1 | 1 | 1 | 1 | 1 | 1 | 96.3312 | 1356.8601 | 15.0854 | 96.3312 | 1349.0271 | 15.0041 | 96.3312 | 1360.6455 | 15.1247 | 9026.5202 | 0 | 0 | 0 | 33.2637 | 0.51642 | 9071.6528 | 0 | 0 | 0 | 0.519 | 9117.0111 | 0 | 0 | 0 | 0.5216 | 9026.5202 | 1.0354 | 27215.1841 | 0 | 0 | 0 | 0 | 0 | 0 | 0 | 0 | 0 | 33.2637 | 66.6938 | 100.291 | 0.51642 | 1.0354 | 1.557 | 172.4724 | 2601.8088 | 172.4724 | 4360.0602 | 57.4908 | 173.2756 | 2599.8367 | 173.2756 | 4358.0779 | 57.7585 | 174.2487 | 2635.4521 | 174.2487 | 4422.9735 | 58.0829 | 1.7904 | 1.7987 | 1.8088 | 0.11323 | 0.11266 | 0.1121 | 5519.0476 | 0 | 0 | 0 | 20.3383 | 0.31575 | 5544.7515 | 0 | 0 | 0 | 20.433 | 0.31722 | 5575.8883 | 0 | 0 | 0 | 20.5478 | 0.31901 | 27595.2382 | 27723.7575 | 27879.4413 | 0 | 0 | 0 | 0 | 0 | 0 | 0 | 0 | 0 | 101.6916 | 102.1652 | 102.7389 | 5519.0476 | 0.63298 | 16639.6874 | 0 | 0 | 0 | 0 | 0 | 0 | 0 | 0 | 0 | 20.3383 | 40.7713 | 61.3191 | 0.31575 | 0.63298 | 0.95198 | 128.4416 | 1324.7497 | 11.314 | 128.4416 | 1316.9167 | 11.253 | 128.4416 | 1328.5351 | 11.3435 | 9026.5202 | 0 | 0 | 0 | 33.2637 | 0.51642 | 9071.6528 | 0 | 0 | 0 | 0.519 | 9117.0111 | 0 | 0 | 0 | 0.5216 | 9026.5202 | 1.0354 | 27215.1841 | 0 | 0 | 0 | 0 | 0 | 0 | 0 | 0 | 0 | 33.2637 | 66.6938 | 100.291 | 0.51642 | 1.0354 | 1.557 | 244.4713 | 2765.954 | 244.4713 | 4635.1315 | 0 | 245.6936 | 2764.8003 | 245.6936 | 4634.6046 | 0 | 246.9221 | 2800.96 | 246.9221 | 4700.7388 | 0 | 1.9034 | 1.9129 | 1.9224 | 0.12037 | 0.11977 | 0.11918 | 5867.2381 | 0 | 0 | 0 | 21.6214 | 0.33567 | 5896.5743 | 0 | 0 | 0 | 21.7295 | 0.33735 | 5926.0572 | 0 | 0 | 0 | 21.8382 | 0.33904 | 29336.1907 | 29482.8717 | 29630.286 | 0 | 0 | 0 | 0 | 0 | 0 | 0 | 0 | 0 | 108.1072 | 108.6477 | 109.1909 | 5867.2381 | 0.67303 | 17689.8697 | 0 | 0 | 0 | 0 | 0 | 0 | 0 | 0 | 0 | 21.6214 | 43.351 | 65.1892 | 0.33567 | 0.67303 | 1.0121
| 368 | Business | Campus/Education | Compressed Air | Electric | 02-268 | 02-268.05 | Compressed Air | [02-268]_Business_Compressed Air_Compressed Air Leak Repair_ROB_Electric_per unit | Air Leaks Detected | Air Leaks Repaired | ENGINEER | 1464.216 | 0 | 0 | 0 | 0.3705 | 0 | 128.4416 | 5 | 0.476 | 0.25758 | 0.40817 | 0.12932 | 0.20492 | 1 | 1 | Replace on Burnout | 4.5124 | 0.017544 | 7321.08 | 0 | 0 | 0 | 28.4644 | 523.8292 | 0 | 0 | 0 | 350.393 | 0 | 0 | 874.2222 | 44.1643 | 830.0579 | 19.7948 | 519.9818 | 0 | 0 | 0 | 350.6598 | 0 | 0 | 870.6416 | 44.1643 | 826.4773 | 19.7137 | 522.2483 | 0 | 0 | 0 | 357.5067 | 0 | 0 | 879.755 | 44.1643 | 835.5906 | 19.92 | per unit | 0.00051747 | 1.1752 | 0.005 | 320.2445 | 0 | 0 | 0 | 1.1801 | 0.038572 | 321.8458 | 0 | 0 | 0 | 0.038765 | 323.455 | 0 | 0 | 0 | 0.038959 | 320.2445 | 642.0903 | 965.5453 | 0 | 0 | 0 | 0 | 0 | 0 | 0 | 0 | 0 | 1.1801 | 2.3662 | 3.5581 | 0.038572 | 0.077337 | 0.1163 | 320.2445 | 0 | 0 | 0 | 1.1801 | 0.038572 | 321.8458 | 0 | 0 | 0 | 0.038765 | 323.455 | 0 | 0 | 0 | 0.038959 | 320.2445 | 0.077337 | 965.5453 | 0 | 0 | 0 | 0 | 0 | 0 | 0 | 0 | 0 | 1.1801 | 2.3662 | 3.5581 | 0.038572 | 0.077337 | 0.1163 | 2.1719 | 42.993 | 2.1719 | 62.9106 | 4.1446 | 2.1736 | 42.8506 | 2.1736 | 62.7192 | 4.1479 | 2.2109 | 44.0418 | 2.2109 | 64.5009 | 4.219 | 0.049179 | 0.049217 | 0.050061 | 0.04164 | 0.041432 | 0.041226 | 72.0081 | 0 | 0 | 0 | 0.26536 | 0.008673 | 72.0647 | 0 | 0 | 0 | 0.26557 | 0.0086799 | 73.3007 | 0 | 0 | 0 | 0.27012 | 0.0088287 | 360.0404 | 360.3233 | 366.5037 | 0 | 0 | 0 | 0 | 0 | 0 | 0 | 0 | 0 | 1.3268 | 1.3278 | 1.3506 | 72.0081 | 0.017353 | 217.3735 | 0 | 0 | 0 | 0 | 0 | 0 | 0 | 0 | 0 | 0.26536 | 0.53092 | 0.80105 | 0.008673 | 0.017353 | 0.026182 | 1 | 1 | 1 | 1 | 1 | 1 | 1 | 96.3312 | 777.891 | 9.0752 | 96.3312 | 774.3104 | 9.038 | 96.3312 | 783.4238 | 9.1326 | 320.2445 | 0 | 0 | 0 | 1.1801 | 0.038572 | 321.8458 | 0 | 0 | 0 | 0.038765 | 323.455 | 0 | 0 | 0 | 0.038959 | 320.2445 | 0.077337 | 965.5453 | 0 | 0 | 0 | 0 | 0 | 0 | 0 | 0 | 0 | 1.1801 | 2.3662 | 3.5581 | 0.038572 | 0.077337 | 0.1163 | 12.0903 | 109.7215 | 12.0903 | 160.5526 | 4.0301 | 12.1442 | 109.7597 | 12.1442 | 160.6521 | 4.0481 | 12.2237 | 111.6343 | 12.2237 | 163.4928 | 4.0746 | 0.12551 | 0.12607 | 0.12689 | 0.10627 | 0.10574 | 0.10521 | 183.7701 | 0 | 0 | 0 | 0.67721 | 0.022134 | 184.5902 | 0 | 0 | 0 | 0.68024 | 0.022233 | 185.7979 | 0 | 0 | 0 | 0.68469 | 0.022378 | 918.8507 | 922.9508 | 928.9897 | 0 | 0 | 0 | 0 | 0 | 0 | 0 | 0 | 0 | 3.3861 | 3.4012 | 3.4234 | 183.7701 | 0.044367 | 554.1582 | 0 | 0 | 0 | 0 | 0 | 0 | 0 | 0 | 0 | 0.67721 | 1.3574 | 2.0421 | 0.022134 | 0.044367 | 0.066746 | 128.4416 | 745.7806 | 6.8064 | 128.4416 | 742.2 | 6.7785 | 128.4416 | 751.3134 | 6.8495 | 320.2445 | 0 | 0 | 0 | 1.1801 | 0.038572 | 321.8458 | 0 | 0 | 0 | 0.038765 | 323.455 | 0 | 0 | 0 | 0.038959 | 320.2445 | 0.077337 | 965.5453 | 0 | 0 | 0 | 0 | 0 | 0 | 0 | 0 | 0 | 1.1801 | 2.3662 | 3.5581 | 0.038572 | 0.077337 | 0.1163 | 18.2598 | 124.283 | 18.2598 | 181.8601 | 0 | 18.3511 | 124.3928 | 18.3511 | 182.0703 | 0 | 18.4428 | 126.3234 | 18.4428 | 185.0056 | 0 | 0.14216 | 0.14287 | 0.14359 | 0.12037 | 0.11977 | 0.11918 | 208.159 | 0 | 0 | 0 | 0.76709 | 0.025072 | 209.1997 | 0 | 0 | 0 | 0.77092 | 0.025197 | 210.2457 | 0 | 0 | 0 | 0.77478 | 0.025323 | 1040.7948 | 1045.9987 | 1051.2287 | 0 | 0 | 0 | 0 | 0 | 0 | 0 | 0 | 0 | 3.8354 | 3.8546 | 3.8739 | 208.159 | 0.050269 | 627.6044 | 0 | 0 | 0 | 0 | 0 | 0 | 0 | 0 | 0 | 0.76709 | 1.538 | 2.3128 | 0.025072 | 0.050269 | 0.075592
| 369 | Business | Warehouse | Compressed Air | Electric | 02-268 | 02-268.06 | Compressed Air | [02-268]_Business_Compressed Air_Compressed Air Leak Repair_ROB_Electric_per unit | Air Leaks Detected | Air Leaks Repaired | ENGINEER | 3082.56 | 0 | 0 | 0 | 0.3705 | 0 | 128.4416 | 5 | 0.476 | 0.25758 | 0.40817 | 0.12932 | 0.20492 | 1 | 1 | Replace on Burnout | 2.1434 | 0.0083334 | 15412.8 | 0 | 0 | 0 | 59.925 | 1102.7983 | 0 | 0 | 0 | 350.393 | 0 | 0 | 1453.1913 | 53.7316 | 1399.4597 | 27.0454 | 1094.6985 | 0 | 0 | 0 | 350.6598 | 0 | 0 | 1445.3583 | 53.7316 | 1391.6268 | 26.8996 | 1099.47 | 0 | 0 | 0 | 357.5067 | 0 | 0 | 1456.9767 | 53.7316 | 1403.2451 | 27.1158 | per unit | 0.00065237 | 1.3543 | 0.005 | 776.9671 | 0 | 0 | 0 | 2.8632 | 0.044451 | 780.852 | 0 | 0 | 0 | 0.044674 | 784.7562 | 0 | 0 | 0 | 0.044897 | 776.9671 | 1557.8191 | 2342.5753 | 0 | 0 | 0 | 0 | 0 | 0 | 0 | 0 | 0 | 2.8632 | 5.7407 | 8.6327 | 0.044451 | 0.089125 | 0.13402 | 776.9671 | 0 | 0 | 0 | 2.8632 | 0.044451 | 780.852 | 0 | 0 | 0 | 0.044674 | 784.7562 | 0 | 0 | 0 | 0.044897 | 776.9671 | 0.089125 | 2342.5753 | 0 | 0 | 0 | 0 | 0 | 0 | 0 | 0 | 0 | 2.8632 | 5.7407 | 8.6327 | 0.044451 | 0.089125 | 0.13402 | 7.2773 | 196.8166 | 7.2773 | 331.1743 | 10.1185 | 7.3055 | 196.5144 | 7.3055 | 330.7441 | 10.1578 | 7.3565 | 199.4772 | 7.3565 | 336.0929 | 10.2287 | 0.13544 | 0.13596 | 0.13691 | 0.099507 | 0.099012 | 0.098519 | 417.4943 | 0 | 0 | 0 | 1.5385 | 0.023885 | 419.1124 | 0 | 0 | 0 | 1.5445 | 0.023978 | 422.0387 | 0 | 0 | 0 | 1.5553 | 0.024145 | 2087.4714 | 2095.5619 | 2110.1934 | 0 | 0 | 0 | 0 | 0 | 0 | 0 | 0 | 0 | 7.6926 | 7.7224 | 7.7763 | 417.4943 | 0.047864 | 1258.6453 | 0 | 0 | 0 | 0 | 0 | 0 | 0 | 0 | 0 | 1.5385 | 3.083 | 4.6382 | 0.023885 | 0.047864 | 0.072009 | 1 | 1 | 1 | 1 | 1 | 1 | 1 | 96.3312 | 1356.8601 | 15.0854 | 96.3312 | 1349.0271 | 15.0041 | 96.3312 | 1360.6455 | 15.1247 | 776.9671 | 0 | 0 | 0 | 2.8632 | 0.044451 | 780.852 | 0 | 0 | 0 | 0.044674 | 784.7562 | 0 | 0 | 0 | 0.044897 | 776.9671 | 0.089125 | 2342.5753 | 0 | 0 | 0 | 0 | 0 | 0 | 0 | 0 | 0 | 2.8632 | 5.7407 | 8.6327 | 0.044451 | 0.089125 | 0.13402 | 16.0998 | 242.8711 | 16.0998 | 408.668 | 5.3666 | 16.1757 | 242.7007 | 16.1757 | 408.478 | 5.3919 | 16.2647 | 245.9978 | 16.2647 | 414.4739 | 5.4216 | 0.16713 | 0.16792 | 0.16884 | 0.12279 | 0.12218 | 0.12157 | 515.1866 | 0 | 0 | 0 | 1.8985 | 0.029475 | 517.6152 | 0 | 0 | 0 | 1.9075 | 0.029614 | 520.4632 | 0 | 0 | 0 | 1.918 | 0.029777 | 2575.9328 | 2588.0758 | 2602.3162 | 0 | 0 | 0 | 0 | 0 | 0 | 0 | 0 | 0 | 9.4926 | 9.5374 | 9.5898 | 515.1866 | 0.059088 | 1553.265 | 0 | 0 | 0 | 0 | 0 | 0 | 0 | 0 | 0 | 1.8985 | 3.806 | 5.724 | 0.029475 | 0.059088 | 0.088865 | 128.4416 | 1324.7497 | 11.314 | 128.4416 | 1316.9167 | 11.253 | 128.4416 | 1328.5351 | 11.3435 | 776.9671 | 0 | 0 | 0 | 2.8632 | 0.044451 | 780.852 | 0 | 0 | 0 | 0.044674 | 784.7562 | 0 | 0 | 0 | 0.044897 | 776.9671 | 0.089125 | 2342.5753 | 0 | 0 | 0 | 0 | 0 | 0 | 0 | 0 | 0 | 2.8632 | 5.7407 | 8.6327 | 0.044451 | 0.089125 | 0.13402 | 22.6618 | 256.3964 | 22.6618 | 431.4265 | 0 | 22.7751 | 256.2895 | 22.7751 | 431.3486 | 0 | 22.889 | 259.6414 | 22.889 | 437.4616 | 0 | 0.17644 | 0.17732 | 0.17821 | 0.12963 | 0.12898 | 0.12834 | 543.877 | 0 | 0 | 0 | 2.0042 | 0.031116 | 546.5964 | 0 | 0 | 0 | 2.0143 | 0.031272 | 549.3294 | 0 | 0 | 0 | 2.0243 | 0.031428 | 2719.385 | 2732.9819 | 2746.6468 | 0 | 0 | 0 | 0 | 0 | 0 | 0 | 0 | 0 | 10.0212 | 10.0713 | 10.1217 | 543.877 | 0.062388 | 1639.8027 | 0 | 0 | 0 | 0 | 0 | 0 | 0 | 0 | 0 | 2.0042 | 4.0185 | 6.0429 | 0.031116 | 0.062388 | 0.093816
| 370 | Business | Lodging | Compressed Air | Electric | 02-268 | 02-268.07 | Compressed Air | [02-268]_Business_Compressed Air_Compressed Air Leak Repair_ROB_Electric_per unit | Air Leaks Detected | Air Leaks Repaired | ENGINEER | 3082.56 | 0 | 0 | 0 | 0.3705 | 0 | 128.4416 | 5 | 0.476 | 0.25758 | 0.40817 | 0.12932 | 0.20492 | 1 | 1 | Replace on Burnout | 2.1434 | 0.0083334 | 15412.8 | 0 | 0 | 0 | 59.925 | 1102.7983 | 0 | 0 | 0 | 350.393 | 0 | 0 | 1453.1913 | 44.1643 | 1409.027 | 32.9042 | 1094.6985 | 0 | 0 | 0 | 350.6598 | 0 | 0 | 1445.3583 | 44.1643 | 1401.194 | 32.7268 | 1099.47 | 0 | 0 | 0 | 357.5067 | 0 | 0 | 1456.9767 | 44.1643 | 1412.8124 | 32.9899 | per unit | 0 | 0 | 0.005 | 0 | 0 | 0 | 0 | 0 | 0 | 0 | 0 | 0 | 0 | 0 | 0 | 0 | 0 | 0 | 0 | 0 | 0 | 0 | 0 | 0 | 0 | 0 | 0 | 0 | 0 | 0 | 0 | 0 | 0 | 0 | 0 | 0 | 0 | 0 | 0 | 0 | 0 | 0 | 0 | 0 | 0 | 0 | 0 | 0 | 0 | 0 | 0 | 0 | 0 | 0 | 0 | 0 | 0 | 0 | 0 | 0 | 0 | 0 | 0 | 0 | 0 | 0 | 0 | 0 | 0 | 0 | 0 | 0 | 0 | 0 | 0 | 0 | 0 | 0 | 0 | 0 | 0 | 0 | 0 | 0 | 0 | 0 | 0 | 0 | 0 | #NUM! | #NUM! | #NUM! | 0 | 0 | 0 | 0 | 0 | 0 | 0 | 0 | 0 | 0 | 0 | 0 | 0 | 0 | 0 | 0 | 0 | 0 | 0 | 0 | 0 | 0 | 0 | 0 | 0 | 0 | 0 | 0 | 0 | 0 | 0 | 0 | 0 | 0 | 0 | 0 | 0 | 0 | 0 | 0 | 0 | 0 | 0 | 0 | 0 | 0 | 0 | 0 | 0 | 0 | 0 | 1 | 1 | 1 | 1 | 1 | 1 | 1 | 96.3312 | 1356.8601 | 15.0854 | 96.3312 | 1349.0271 | 15.0041 | 96.3312 | 1360.6455 | 15.1247 | 0 | 0 | 0 | 0 | 0 | 0 | 0 | 0 | 0 | 0 | 0 | 0 | 0 | 0 | 0 | 0 | 0 | 0 | 0 | 0 | 0 | 0 | 0 | 0 | 0 | 0 | 0 | 0 | 0 | 0 | 0 | 0 | 0 | 0 | 0 | 0 | 0 | 0 | 0 | 0 | 0 | 0 | 0 | 0 | 0 | 0 | 0 | 0 | 0 | 0 | 0 | 0 | #NUM! | #NUM! | #NUM! | 0 | 0 | 0 | 0 | 0 | 0 | 0 | 0 | 0 | 0 | 0 | 0 | 0 | 0 | 0 | 0 | 0 | 0 | 0 | 0 | 0 | 0 | 0 | 0 | 0 | 0 | 0 | 0 | 0 | 0 | 0 | 0 | 0 | 0 | 0 | 0 | 0 | 0 | 0 | 0 | 0 | 0 | 0 | 0 | 0 | 0 | 0 | 0 | 0 | 0 | 0 | 128.4416 | 1324.7497 | 11.314 | 128.4416 | 1316.9167 | 11.253 | 128.4416 | 1328.5351 | 11.3435 | 0 | 0 | 0 | 0 | 0 | 0 | 0 | 0 | 0 | 0 | 0 | 0 | 0 | 0 | 0 | 0 | 0 | 0 | 0 | 0 | 0 | 0 | 0 | 0 | 0 | 0 | 0 | 0 | 0 | 0 | 0 | 0 | 0 | 0 | 0 | 0 | 0 | 0 | 0 | 0 | 0 | 0 | 0 | 0 | 0 | 0 | 0 | 0 | 0 | 0 | 0 | 0 | #NUM! | #NUM! | #NUM! | 0 | 0 | 0 | 0 | 0 | 0 | 0 | 0 | 0 | 0 | 0 | 0 | 0 | 0 | 0 | 0 | 0 | 0 | 0 | 0 | 0 | 0 | 0 | 0 | 0 | 0 | 0 | 0 | 0 | 0 | 0 | 0 | 0 | 0 | 0 | 0 | 0 | 0 | 0 | 0 | 0 | 0 | 0 | 0 | 0 | 0 | 0 | 0 | 0 | 0 | 0
| 371 | Business | Other Commercial | Compressed Air | Electric | 02-268 | 02-268.08 | Compressed Air | [02-268]_Business_Compressed Air_Compressed Air Leak Repair_ROB_Electric_per unit | Air Leaks Detected | Air Leaks Repaired | ENGINEER | 1464.216 | 0 | 0 | 0 | 0.3705 | 0 | 128.4416 | 5 | 0.476 | 0.25758 | 0.40817 | 0.12932 | 0.20492 | 1 | 1 | Replace on Burnout | 4.5124 | 0.017544 | 7321.08 | 0 | 0 | 0 | 28.4644 | 523.8292 | 0 | 0 | 0 | 350.393 | 0 | 0 | 874.2222 | 53.7316 | 820.4906 | 16.2702 | 519.9818 | 0 | 0 | 0 | 350.6598 | 0 | 0 | 870.6416 | 53.7316 | 816.91 | 16.2035 | 522.2483 | 0 | 0 | 0 | 357.5067 | 0 | 0 | 879.755 | 53.7316 | 826.0234 | 16.3731 | per unit | 7.642e-05 | 0.2904 | 0.005 | 79.1349 | 0 | 0 | 0 | 0.29162 | 0.0095314 | 79.5306 | 0 | 0 | 0 | 0.0095791 | 79.9283 | 0 | 0 | 0 | 0.009627 | 79.1349 | 158.6656 | 238.5938 | 0 | 0 | 0 | 0 | 0 | 0 | 0 | 0 | 0 | 0.29162 | 0.5847 | 0.87925 | 0.0095314 | 0.019111 | 0.028738 | 79.1349 | 0 | 0 | 0 | 0.29162 | 0.0095314 | 79.5306 | 0 | 0 | 0 | 0.0095791 | 79.9283 | 0 | 0 | 0 | 0.009627 | 79.1349 | 0.019111 | 238.5938 | 0 | 0 | 0 | 0 | 0 | 0 | 0 | 0 | 0 | 0.29162 | 0.5847 | 0.87925 | 0.0095314 | 0.019111 | 0.028738 | 1.2697 | 20.6583 | 1.2697 | 30.5019 | 1.7654 | 1.2738 | 20.6403 | 1.2738 | 30.4834 | 1.7712 | 1.2866 | 21.0659 | 1.2866 | 31.1298 | 1.7889 | 0.02363 | 0.023707 | 0.023945 | 0.080968 | 0.080566 | 0.080165 | 34.6001 | 0 | 0 | 0 | 0.12751 | 0.0041674 | 34.7122 | 0 | 0 | 0 | 0.12792 | 0.0041809 | 35.0609 | 0 | 0 | 0 | 0.1292 | 0.0042229 | 173.0006 | 173.5612 | 175.3044 | 0 | 0 | 0 | 0 | 0 | 0 | 0 | 0 | 0 | 0.63753 | 0.63959 | 0.64602 | 34.6001 | 0.0083484 | 104.3732 | 0 | 0 | 0 | 0 | 0 | 0 | 0 | 0 | 0 | 0.12751 | 0.25542 | 0.38463 | 0.0041674 | 0.0083484 | 0.012571 | 1 | 1 | 1 | 1 | 1 | 1 | 1 | 96.3312 | 777.891 | 9.0752 | 96.3312 | 774.3104 | 9.038 | 96.3312 | 783.4238 | 9.1326 | 79.1349 | 0 | 0 | 0 | 0.29162 | 0.0095314 | 79.5306 | 0 | 0 | 0 | 0.0095791 | 79.9283 | 0 | 0 | 0 | 0.009627 | 79.1349 | 0.019111 | 238.5938 | 0 | 0 | 0 | 0 | 0 | 0 | 0 | 0 | 0 | 0.29162 | 0.5847 | 0.87925 | 0.0095314 | 0.019111 | 0.028738 | 3.2854 | 29.8152 | 3.2854 | 44.022 | 1.0951 | 3.3004 | 29.8294 | 3.3004 | 44.0546 | 1.1001 | 3.3208 | 30.3275 | 3.3208 | 44.8161 | 1.1069 | 0.034105 | 0.034261 | 0.034473 | 0.11686 | 0.11628 | 0.1157 | 49.9368 | 0 | 0 | 0 | 0.18402 | 0.0060147 | 50.1661 | 0 | 0 | 0 | 0.18487 | 0.0060423 | 50.4754 | 0 | 0 | 0 | 0.18601 | 0.0060795 | 249.6838 | 250.8304 | 252.3769 | 0 | 0 | 0 | 0 | 0 | 0 | 0 | 0 | 0 | 0.92011 | 0.92434 | 0.93004 | 49.9368 | 0.012057 | 150.5782 | 0 | 0 | 0 | 0 | 0 | 0 | 0 | 0 | 0 | 0.18402 | 0.36889 | 0.5549 | 0.0060147 | 0.012057 | 0.018136 | 128.4416 | 745.7806 | 6.8064 | 128.4416 | 742.2 | 6.7785 | 128.4416 | 751.3134 | 6.8495 | 79.1349 | 0 | 0 | 0 | 0.29162 | 0.0095314 | 79.5306 | 0 | 0 | 0 | 0.0095791 | 79.9283 | 0 | 0 | 0 | 0.009627 | 79.1349 | 0.019111 | 238.5938 | 0 | 0 | 0 | 0 | 0 | 0 | 0 | 0 | 0 | 0.29162 | 0.5847 | 0.87925 | 0.0095314 | 0.019111 | 0.028738 | 4.8592 | 33.0737 | 4.8592 | 48.8333 | 0 | 4.8835 | 33.1029 | 4.8835 | 48.8892 | 0 | 4.9079 | 33.6167 | 4.9079 | 49.6767 | 0 | 0.037832 | 0.038021 | 0.038211 | 0.12963 | 0.12898 | 0.12834 | 55.3945 | 0 | 0 | 0 | 0.20413 | 0.006672 | 55.6714 | 0 | 0 | 0 | 0.20516 | 0.0067054 | 55.9498 | 0 | 0 | 0 | 0.20618 | 0.0067389 | 276.9723 | 278.3572 | 279.7489 | 0 | 0 | 0 | 0 | 0 | 0 | 0 | 0 | 0 | 1.0207 | 1.0258 | 1.0309 | 55.3945 | 0.013377 | 167.0157 | 0 | 0 | 0 | 0 | 0 | 0 | 0 | 0 | 0 | 0.20413 | 0.40929 | 0.61547 | 0.006672 | 0.013377 | 0.020116
| 372 | Business | Food Sales | Compressed Air | Electric | 02-268 | 02-268.09 | Compressed Air | [02-268]_Business_Compressed Air_Compressed Air Leak Repair_ROB_Electric_per unit | Air Leaks Detected | Air Leaks Repaired | ENGINEER | 1464.216 | 0 | 0 | 0 | 0.3705 | 0 | 128.4416 | 5 | 0.476 | 0.25758 | 0.40817 | 0.12932 | 0.20492 | 1 | 1 | Replace on Burnout | 4.5124 | 0.017544 | 7321.08 | 0 | 0 | 0 | 28.4644 | 523.8292 | 0 | 0 | 0 | 350.393 | 0 | 0 | 874.2222 | 44.1643 | 830.0579 | 19.7948 | 519.9818 | 0 | 0 | 0 | 350.6598 | 0 | 0 | 870.6416 | 44.1643 | 826.4773 | 19.7137 | 522.2483 | 0 | 0 | 0 | 357.5067 | 0 | 0 | 879.755 | 44.1643 | 835.5906 | 19.92 | per unit | 0 | 0 | 0.005 | 0 | 0 | 0 | 0 | 0 | 0 | 0 | 0 | 0 | 0 | 0 | 0 | 0 | 0 | 0 | 0 | 0 | 0 | 0 | 0 | 0 | 0 | 0 | 0 | 0 | 0 | 0 | 0 | 0 | 0 | 0 | 0 | 0 | 0 | 0 | 0 | 0 | 0 | 0 | 0 | 0 | 0 | 0 | 0 | 0 | 0 | 0 | 0 | 0 | 0 | 0 | 0 | 0 | 0 | 0 | 0 | 0 | 0 | 0 | 0 | 0 | 0 | 0 | 0 | 0 | 0 | 0 | 0 | 0 | 0 | 0 | 0 | 0 | 0 | 0 | 0 | 0 | 0 | 0 | 0 | 0 | 0 | 0 | 0 | 0 | 0 | #NUM! | #NUM! | #NUM! | 0 | 0 | 0 | 0 | 0 | 0 | 0 | 0 | 0 | 0 | 0 | 0 | 0 | 0 | 0 | 0 | 0 | 0 | 0 | 0 | 0 | 0 | 0 | 0 | 0 | 0 | 0 | 0 | 0 | 0 | 0 | 0 | 0 | 0 | 0 | 0 | 0 | 0 | 0 | 0 | 0 | 0 | 0 | 0 | 0 | 0 | 0 | 0 | 0 | 0 | 0 | 1 | 1 | 1 | 1 | 1 | 1 | 1 | 96.3312 | 777.891 | 9.0752 | 96.3312 | 774.3104 | 9.038 | 96.3312 | 783.4238 | 9.1326 | 0 | 0 | 0 | 0 | 0 | 0 | 0 | 0 | 0 | 0 | 0 | 0 | 0 | 0 | 0 | 0 | 0 | 0 | 0 | 0 | 0 | 0 | 0 | 0 | 0 | 0 | 0 | 0 | 0 | 0 | 0 | 0 | 0 | 0 | 0 | 0 | 0 | 0 | 0 | 0 | 0 | 0 | 0 | 0 | 0 | 0 | 0 | 0 | 0 | 0 | 0 | 0 | #NUM! | #NUM! | #NUM! | 0 | 0 | 0 | 0 | 0 | 0 | 0 | 0 | 0 | 0 | 0 | 0 | 0 | 0 | 0 | 0 | 0 | 0 | 0 | 0 | 0 | 0 | 0 | 0 | 0 | 0 | 0 | 0 | 0 | 0 | 0 | 0 | 0 | 0 | 0 | 0 | 0 | 0 | 0 | 0 | 0 | 0 | 0 | 0 | 0 | 0 | 0 | 0 | 0 | 0 | 0 | 128.4416 | 745.7806 | 6.8064 | 128.4416 | 742.2 | 6.7785 | 128.4416 | 751.3134 | 6.8495 | 0 | 0 | 0 | 0 | 0 | 0 | 0 | 0 | 0 | 0 | 0 | 0 | 0 | 0 | 0 | 0 | 0 | 0 | 0 | 0 | 0 | 0 | 0 | 0 | 0 | 0 | 0 | 0 | 0 | 0 | 0 | 0 | 0 | 0 | 0 | 0 | 0 | 0 | 0 | 0 | 0 | 0 | 0 | 0 | 0 | 0 | 0 | 0 | 0 | 0 | 0 | 0 | #NUM! | #NUM! | #NUM! | 0 | 0 | 0 | 0 | 0 | 0 | 0 | 0 | 0 | 0 | 0 | 0 | 0 | 0 | 0 | 0 | 0 | 0 | 0 | 0 | 0 | 0 | 0 | 0 | 0 | 0 | 0 | 0 | 0 | 0 | 0 | 0 | 0 | 0 | 0 | 0 | 0 | 0 | 0 | 0 | 0 | 0 | 0 | 0 | 0 | 0 | 0 | 0 | 0 | 0 | 0
| 373 | Business | Manufacturing/Industrial | Compressed Air | Electric | 02-268 | 02-268.10 | Compressed Air | [02-268]_Business_Compressed Air_Compressed Air Leak Repair_ROB_Electric_per unit | Air Leaks Detected | Air Leaks Repaired | ENGINEER | 2196.324 | 0 | 0 | 0 | 0.3705 | 0 | 130.7313 | 5 | 0.476 | 0.25758 | 0.40817 | 0.12932 | 0.20492 | 1 | 1 | Replace on Burnout | 3.0619 | 0.011905 | 10981.62 | 0 | 0 | 0 | 42.6965 | 785.7438 | 0 | 0 | 0 | 350.393 | 0 | 0 | 1136.1368 | 44.9516 | 1091.1851 | 25.2747 | 779.9727 | 0 | 0 | 0 | 350.6598 | 0 | 0 | 1130.6325 | 44.9516 | 1085.6809 | 25.1522 | 783.3724 | 0 | 0 | 0 | 357.5067 | 0 | 0 | 1140.8791 | 44.9516 | 1095.9275 | 25.3802 | per unit | 0.1668 | 691.0694 | 0.005 | 282481.7277 | 0 | 0 | 0 | 1040.9769 | 22.6824 | 283894.1364 | 0 | 0 | 0 | 22.7958 | 285313.607 | 0 | 0 | 0 | 22.9098 | 282481.7277 | 566375.8641 | 851689.4711 | 0 | 0 | 0 | 0 | 0 | 0 | 0 | 0 | 0 | 1040.9769 | 2087.1588 | 3138.5715 | 22.6824 | 45.4782 | 68.388 | 282481.7277 | 0 | 0 | 0 | 1040.9769 | 22.6824 | 283894.1364 | 0 | 0 | 0 | 22.7958 | 285313.607 | 0 | 0 | 0 | 22.9098 | 282481.7277 | 45.4782 | 851689.4711 | 0 | 0 | 0 | 0 | 0 | 0 | 0 | 0 | 0 | 1040.9769 | 2087.1588 | 3138.5715 | 22.6824 | 45.4782 | 68.388 | 2519.9371 | 63690.538 | 2519.9371 | 100386.1018 | 4808.7117 | 2527.0982 | 63562.0918 | 2527.0982 | 100202.8766 | 4822.377 | 2551.2352 | 64750.7371 | 2551.2352 | 102157.1684 | 4868.4368 | 56.0589 | 56.2182 | 56.7551 | 0.080715 | 0.080314 | 0.079914 | 123123.4316 | 0 | 0 | 0 | 453.7237 | 9.8864 | 123473.3204 | 0 | 0 | 0 | 455.0131 | 9.9145 | 124652.6473 | 0 | 0 | 0 | 459.359 | 10.0092 | 615617.158 | 617366.602 | 623263.2363 | 0 | 0 | 0 | 0 | 0 | 0 | 0 | 0 | 0 | 2268.6185 | 2275.0654 | 2296.7951 | 123123.4316 | 19.801 | 371249.3993 | 0 | 0 | 0 | 0 | 0 | 0 | 0 | 0 | 0 | 453.7237 | 908.7368 | 1368.0958 | 9.8864 | 19.801 | 29.8102 | 1 | 1 | 1 | 1 | 1 | 1 | 1 | 98.0485 | 1038.0883 | 11.5875 | 98.0485 | 1032.584 | 11.5314 | 98.0485 | 1042.8306 | 11.6359 | 282481.7277 | 0 | 0 | 0 | 1040.9769 | 22.6824 | 283894.1364 | 0 | 0 | 0 | 22.7958 | 285313.607 | 0 | 0 | 0 | 22.9098 | 282481.7277 | 45.4782 | 851689.4711 | 0 | 0 | 0 | 0 | 0 | 0 | 0 | 0 | 0 | 1040.9769 | 2087.1588 | 3138.5715 | 22.6824 | 45.4782 | 68.388 | 8183.7881 | 94829.6438 | 8183.7881 | 149466.1307 | 2727.9294 | 8221.749 | 94807.9613 | 8221.749 | 149460.6326 | 2740.583 | 8269.0985 | 96218.1299 | 8269.0985 | 151803.2401 | 2756.3662 | 83.4668 | 83.8539 | 84.3368 | 0.12018 | 0.11958 | 0.11899 | 183320.0272 | 0 | 0 | 0 | 675.5549 | 14.72 | 184170.3672 | 0 | 0 | 0 | 678.6885 | 14.7883 | 185231.0126 | 0 | 0 | 0 | 682.5971 | 14.8735 | 916600.1362 | 920851.8359 | 926155.0632 | 0 | 0 | 0 | 0 | 0 | 0 | 0 | 0 | 0 | 3377.7746 | 3393.4426 | 3412.9856 | 183320.0272 | 29.5083 | 552721.4071 | 0 | 0 | 0 | 0 | 0 | 0 | 0 | 0 | 0 | 675.5549 | 1354.2434 | 2036.8406 | 14.72 | 29.5083 | 44.3818 | 130.7313 | 1005.4055 | 8.6906 | 130.7313 | 999.9012 | 8.6485 | 130.7313 | 1010.1478 | 8.7269 | 282481.7277 | 0 | 0 | 0 | 1040.9769 | 22.6824 | 283894.1364 | 0 | 0 | 0 | 22.7958 | 285313.607 | 0 | 0 | 0 | 22.9098 | 282481.7277 | 45.4782 | 851689.4711 | 0 | 0 | 0 | 0 | 0 | 0 | 0 | 0 | 0 | 1040.9769 | 2087.1588 | 3138.5715 | 22.6824 | 45.4782 | 68.388 | 11769.8682 | 102287.5101 | 11769.8682 | 161220.8772 | 0 | 11828.7176 | 102300.9146 | 11828.7176 | 161272.948 | 0 | 11887.8611 | 103744.1782 | 11887.8611 | 163677.0785 | 0 | 90.031 | 90.4811 | 90.9335 | 0.12963 | 0.12898 | 0.12834 | 197737.2094 | 0 | 0 | 0 | 728.6839 | 15.8777 | 198725.8954 | 0 | 0 | 0 | 732.3273 | 15.9571 | 199719.5249 | 0 | 0 | 0 | 735.9889 | 16.0369 | 988686.047 | 993629.4772 | 998597.6246 | 0 | 0 | 0 | 0 | 0 | 0 | 0 | 0 | 0 | 3643.4193 | 3661.6364 | 3679.9446 | 197737.2094 | 31.8348 | 596182.6298 | 0 | 0 | 0 | 0 | 0 | 0 | 0 | 0 | 0 | 728.6839 | 1461.0111 | 2197.0001 | 15.8777 | 31.8348 | 47.8716
| 374 | Business | Office | Compressed Air | Electric | 02-258 | 02-258.01 | Compressed Air | [02-258]_Business_Compressed Air_High Efficiency Air Compressor_VSD, Large_ROB_Electric_per hp | No Load Control | With Variable Speed Control | ENGINEER | 179.6184 | 0 | 0 | 0 | 0.0909 | 0 | 199.3 | 13 | 0.476 | 0.25758 | 0.40817 | 0.12932 | 0.20492 | 1 | 1 | Replace on Burnout | 21.9526 | 0.085352 | 2335.0392 | 0 | 0 | 0 | 9.0786 | 143.6007 | 0 | 0 | 0 | 217.6563 | 0 | 0 | 361.257 | 83.3741 | 277.8829 | 4.333 | 142.2708 | 0 | 0 | 0 | 219.9564 | 0 | 0 | 362.2271 | 83.3741 | 278.853 | 4.3446 | 142.2661 | 0 | 0 | 0 | 222.6248 | 0 | 0 | 364.8909 | 83.3741 | 281.5168 | 4.3765 | per hp | 0.029909 | 734.8745 | 0.005 | 10204.3814 | 0 | 0 | 0 | 37.6043 | 2.4581 | 10255.4033 | 0 | 0 | 0 | 2.4704 | 10306.6803 | 0 | 0 | 0 | 2.4828 | 10204.3814 | 20459.7847 | 30766.4651 | 0 | 0 | 0 | 0 | 0 | 0 | 0 | 0 | 0 | 37.6043 | 75.3966 | 113.3779 | 2.4581 | 4.9286 | 7.4114 | 10204.3814 | 0 | 0 | 0 | 37.6043 | 2.4581 | 10255.4033 | 0 | 0 | 0 | 2.4704 | 10306.6803 | 0 | 0 | 0 | 2.4828 | 10204.3814 | 4.9286 | 30766.4651 | 0 | 0 | 0 | 0 | 0 | 0 | 0 | 0 | 0 | 37.6043 | 75.3966 | 113.3779 | 2.4581 | 4.9286 | 7.4114 | 431.0898 | 1867.8965 | 431.0898 | 2275.6771 | 599.4005 | 435.9932 | 1894.2164 | 435.9932 | 2310.3425 | 606.2184 | 447.6578 | 1959.1965 | 447.6578 | 2401.7181 | 622.4371 | 5.1705 | 5.2294 | 5.3693 | 0.007001 | 0.0069661 | 0.0069315 | 928.7256 | 0 | 0 | 0 | 3.4225 | 0.22372 | 939.2894 | 0 | 0 | 0 | 3.4614 | 0.22627 | 964.4191 | 0 | 0 | 0 | 3.554 | 0.23232 | 12073.4323 | 12210.7628 | 12537.4483 | 0 | 0 | 0 | 0 | 0 | 0 | 0 | 0 | 0 | 44.492 | 44.998 | 46.2019 | 928.7256 | 0.44999 | 2832.4341 | 0 | 0 | 0 | 0 | 0 | 0 | 0 | 0 | 0 | 3.4225 | 6.8838 | 10.4378 | 0.22372 | 0.44999 | 0.68231 | 1 | 1 | 1 | 1 | 1 | 1 | 1 | 149.475 | 211.782 | 2.4168 | 149.475 | 212.7521 | 2.4233 | 149.475 | 215.4159 | 2.4411 | 10204.3814 | 0 | 0 | 0 | 37.6043 | 2.4581 | 10255.4033 | 0 | 0 | 0 | 2.4704 | 10306.6803 | 0 | 0 | 0 | 2.4828 | 10204.3814 | 4.9286 | 30766.4651 | 0 | 0 | 0 | 0 | 0 | 0 | 0 | 0 | 0 | 37.6043 | 75.3966 | 113.3779 | 2.4581 | 4.9286 | 7.4114 | 3662.9994 | 8852.8788 | 3662.9994 | 10785.5513 | 1220.9998 | 3688.234 | 8937.805 | 3688.234 | 10901.2843 | 1229.4113 | 3729.102 | 9103.297 | 3729.102 | 11159.4493 | 1243.034 | 24.5058 | 24.6746 | 24.948 | 0.033181 | 0.033016 | 0.032852 | 4401.6865 | 0 | 0 | 0 | 16.2207 | 1.0603 | 4432.01 | 0 | 0 | 0 | 16.3325 | 1.0676 | 4481.1195 | 0 | 0 | 0 | 16.5134 | 1.0795 | 57221.9249 | 57616.1301 | 58254.5539 | 0 | 0 | 0 | 0 | 0 | 0 | 0 | 0 | 0 | 210.8692 | 212.3219 | 214.6746 | 4401.6865 | 2.128 | 13314.8161 | 0 | 0 | 0 | 0 | 0 | 0 | 0 | 0 | 0 | 16.2207 | 32.5532 | 49.0666 | 1.0603 | 2.128 | 3.2074 | 199.3 | 161.957 | 1.8126 | 199.3 | 162.9271 | 1.8175 | 199.3 | 165.5909 | 1.8309 | 10204.3814 | 0 | 0 | 0 | 37.6043 | 2.4581 | 10255.4033 | 0 | 0 | 0 | 2.4704 | 10306.6803 | 0 | 0 | 0 | 2.4828 | 10204.3814 | 4.9286 | 30766.4651 | 0 | 0 | 0 | 0 | 0 | 0 | 0 | 0 | 0 | 37.6043 | 75.3966 | 113.3779 | 2.4581 | 4.9286 | 7.4114 | 7925.7651 | 14366.4721 | 7925.7651 | 17502.8173 | 0 | 7965.394 | 14477.0785 | 7965.394 | 17657.4391 | 0 | 8005.2209 | 14656.458 | 8005.2209 | 17966.8972 | 0 | 39.768 | 39.9669 | 40.1667 | 0.053846 | 0.053578 | 0.053312 | 7143.067 | 0 | 0 | 0 | 26.323 | 1.7207 | 7178.7823 | 0 | 0 | 0 | 26.4546 | 1.7293 | 7214.6762 | 0 | 0 | 0 | 26.5869 | 1.7379 | 92859.8709 | 93324.1703 | 93790.7911 | 0 | 0 | 0 | 0 | 0 | 0 | 0 | 0 | 0 | 342.1991 | 343.9101 | 345.6296 | 7143.067 | 3.45 | 21536.5256 | 0 | 0 | 0 | 0 | 0 | 0 | 0 | 0 | 0 | 26.323 | 52.7776 | 79.3645 | 1.7207 | 3.45 | 5.1879
| 375 | Business | Retail | Compressed Air | Electric | 02-258 | 02-258.02 | Compressed Air | [02-258]_Business_Compressed Air_High Efficiency Air Compressor_VSD, Large_ROB_Electric_per hp | No Load Control | With Variable Speed Control | ENGINEER | 359.2368 | 0 | 0 | 0 | 0.0909 | 0 | 199.3 | 13 | 0.476 | 0.25758 | 0.40817 | 0.12932 | 0.20492 | 1 | 1 | Replace on Burnout | 10.9763 | 0.042676 | 4670.0784 | 0 | 0 | 0 | 18.1573 | 287.2013 | 0 | 0 | 0 | 217.6563 | 0 | 0 | 504.8576 | 83.3741 | 421.4835 | 6.0553 | 284.5415 | 0 | 0 | 0 | 219.9564 | 0 | 0 | 504.4979 | 83.3741 | 421.1238 | 6.051 | 284.5322 | 0 | 0 | 0 | 222.6248 | 0 | 0 | 507.157 | 83.3741 | 423.7829 | 6.0829 | per hp | 0 | 0 | 0.005 | 0 | 0 | 0 | 0 | 0 | 0 | 0 | 0 | 0 | 0 | 0 | 0 | 0 | 0 | 0 | 0 | 0 | 0 | 0 | 0 | 0 | 0 | 0 | 0 | 0 | 0 | 0 | 0 | 0 | 0 | 0 | 0 | 0 | 0 | 0 | 0 | 0 | 0 | 0 | 0 | 0 | 0 | 0 | 0 | 0 | 0 | 0 | 0 | 0 | 0 | 0 | 0 | 0 | 0 | 0 | 0 | 0 | 0 | 0 | 0 | 0 | 0 | 0 | 0 | 0 | 0 | 0 | 0 | 0 | 0 | 0 | 0 | 0 | 0 | 0 | 0 | 0 | 0 | 0 | 0 | 0 | 0 | 0 | 0 | 0 | 0 | #NUM! | #NUM! | #NUM! | 0 | 0 | 0 | 0 | 0 | 0 | 0 | 0 | 0 | 0 | 0 | 0 | 0 | 0 | 0 | 0 | 0 | 0 | 0 | 0 | 0 | 0 | 0 | 0 | 0 | 0 | 0 | 0 | 0 | 0 | 0 | 0 | 0 | 0 | 0 | 0 | 0 | 0 | 0 | 0 | 0 | 0 | 0 | 0 | 0 | 0 | 0 | 0 | 0 | 0 | 0 | 1 | 1 | 1 | 1 | 1 | 1 | 1 | 149.475 | 355.3826 | 3.3775 | 149.475 | 355.0229 | 3.3751 | 149.475 | 357.682 | 3.3929 | 0 | 0 | 0 | 0 | 0 | 0 | 0 | 0 | 0 | 0 | 0 | 0 | 0 | 0 | 0 | 0 | 0 | 0 | 0 | 0 | 0 | 0 | 0 | 0 | 0 | 0 | 0 | 0 | 0 | 0 | 0 | 0 | 0 | 0 | 0 | 0 | 0 | 0 | 0 | 0 | 0 | 0 | 0 | 0 | 0 | 0 | 0 | 0 | 0 | 0 | 0 | 0 | #NUM! | #NUM! | #NUM! | 0 | 0 | 0 | 0 | 0 | 0 | 0 | 0 | 0 | 0 | 0 | 0 | 0 | 0 | 0 | 0 | 0 | 0 | 0 | 0 | 0 | 0 | 0 | 0 | 0 | 0 | 0 | 0 | 0 | 0 | 0 | 0 | 0 | 0 | 0 | 0 | 0 | 0 | 0 | 0 | 0 | 0 | 0 | 0 | 0 | 0 | 0 | 0 | 0 | 0 | 0 | 199.3 | 305.5576 | 2.5332 | 199.3 | 305.1979 | 2.5313 | 199.3 | 307.857 | 2.5447 | 0 | 0 | 0 | 0 | 0 | 0 | 0 | 0 | 0 | 0 | 0 | 0 | 0 | 0 | 0 | 0 | 0 | 0 | 0 | 0 | 0 | 0 | 0 | 0 | 0 | 0 | 0 | 0 | 0 | 0 | 0 | 0 | 0 | 0 | 0 | 0 | 0 | 0 | 0 | 0 | 0 | 0 | 0 | 0 | 0 | 0 | 0 | 0 | 0 | 0 | 0 | 0 | #NUM! | #NUM! | #NUM! | 0 | 0 | 0 | 0 | 0 | 0 | 0 | 0 | 0 | 0 | 0 | 0 | 0 | 0 | 0 | 0 | 0 | 0 | 0 | 0 | 0 | 0 | 0 | 0 | 0 | 0 | 0 | 0 | 0 | 0 | 0 | 0 | 0 | 0 | 0 | 0 | 0 | 0 | 0 | 0 | 0 | 0 | 0 | 0 | 0 | 0 | 0 | 0 | 0 | 0 | 0
| 376 | Business | Food Service | Compressed Air | Electric | 02-258 | 02-258.03 | Compressed Air | [02-258]_Business_Compressed Air_High Efficiency Air Compressor_VSD, Large_ROB_Electric_per hp | No Load Control | With Variable Speed Control | ENGINEER | 359.2368 | 0 | 0 | 0 | 0.0909 | 0 | 199.3 | 13 | 0.476 | 0.25758 | 0.40817 | 0.12932 | 0.20492 | 1 | 1 | Replace on Burnout | 10.9763 | 0.042676 | 4670.0784 | 0 | 0 | 0 | 18.1573 | 287.2013 | 0 | 0 | 0 | 217.6563 | 0 | 0 | 605.8292 | 83.3741 | 522.4551 | 7.2664 | 284.5415 | 0 | 0 | 0 | 219.9564 | 0 | 0 | 605.3975 | 83.3741 | 522.0234 | 7.2612 | 284.5322 | 0 | 0 | 0 | 222.6248 | 0 | 0 | 608.5884 | 83.3741 | 525.2143 | 7.2995 | per hp | 0 | 0 | 0.005 | 0 | 0 | 0 | 0 | 0 | 0 | 0 | 0 | 0 | 0 | 0 | 0 | 0 | 0 | 0 | 0 | 0 | 0 | 0 | 0 | 0 | 0 | 0 | 0 | 0 | 0 | 0 | 0 | 0 | 0 | 0 | 0 | 0 | 0 | 0 | 0 | 0 | 0 | 0 | 0 | 0 | 0 | 0 | 0 | 0 | 0 | 0 | 0 | 0 | 0 | 0 | 0 | 0 | 0 | 0 | 0 | 0 | 0 | 0 | 0 | 0 | 0 | 0 | 0 | 0 | 0 | 0 | 0 | 0 | 0 | 0 | 0 | 0 | 0 | 0 | 0 | 0 | 0 | 0 | 0 | 0 | 0 | 0 | 0 | 0 | 0 | #NUM! | #NUM! | #NUM! | 0 | 0 | 0 | 0 | 0 | 0 | 0 | 0 | 0 | 0 | 0 | 0 | 0 | 0 | 0 | 0 | 0 | 0 | 0 | 0 | 0 | 0 | 0 | 0 | 0 | 0 | 0 | 0 | 0 | 0 | 0 | 0 | 0 | 0 | 0 | 0 | 0 | 0 | 0 | 0 | 0 | 0 | 0 | 0 | 0 | 0 | 0 | 0 | 0 | 0 | 0 | 1 | 1 | 1 | 1 | 1 | 1 | 1 | 149.475 | 456.3542 | 4.053 | 149.475 | 455.9225 | 4.0502 | 149.475 | 459.1134 | 4.0715 | 0 | 0 | 0 | 0 | 0 | 0 | 0 | 0 | 0 | 0 | 0 | 0 | 0 | 0 | 0 | 0 | 0 | 0 | 0 | 0 | 0 | 0 | 0 | 0 | 0 | 0 | 0 | 0 | 0 | 0 | 0 | 0 | 0 | 0 | 0 | 0 | 0 | 0 | 0 | 0 | 0 | 0 | 0 | 0 | 0 | 0 | 0 | 0 | 0 | 0 | 0 | 0 | #NUM! | #NUM! | #NUM! | 0 | 0 | 0 | 0 | 0 | 0 | 0 | 0 | 0 | 0 | 0 | 0 | 0 | 0 | 0 | 0 | 0 | 0 | 0 | 0 | 0 | 0 | 0 | 0 | 0 | 0 | 0 | 0 | 0 | 0 | 0 | 0 | 0 | 0 | 0 | 0 | 0 | 0 | 0 | 0 | 0 | 0 | 0 | 0 | 0 | 0 | 0 | 0 | 0 | 0 | 0 | 199.3 | 406.5292 | 3.0398 | 199.3 | 406.0975 | 3.0376 | 199.3 | 409.2884 | 3.0536 | 0 | 0 | 0 | 0 | 0 | 0 | 0 | 0 | 0 | 0 | 0 | 0 | 0 | 0 | 0 | 0 | 0 | 0 | 0 | 0 | 0 | 0 | 0 | 0 | 0 | 0 | 0 | 0 | 0 | 0 | 0 | 0 | 0 | 0 | 0 | 0 | 0 | 0 | 0 | 0 | 0 | 0 | 0 | 0 | 0 | 0 | 0 | 0 | 0 | 0 | 0 | 0 | #NUM! | #NUM! | #NUM! | 0 | 0 | 0 | 0 | 0 | 0 | 0 | 0 | 0 | 0 | 0 | 0 | 0 | 0 | 0 | 0 | 0 | 0 | 0 | 0 | 0 | 0 | 0 | 0 | 0 | 0 | 0 | 0 | 0 | 0 | 0 | 0 | 0 | 0 | 0 | 0 | 0 | 0 | 0 | 0 | 0 | 0 | 0 | 0 | 0 | 0 | 0 | 0 | 0 | 0 | 0
| 377 | Business | Healthcare/Hospitals | Compressed Air | Electric | 02-258 | 02-258.04 | Compressed Air | [02-258]_Business_Compressed Air_High Efficiency Air Compressor_VSD, Large_ROB_Electric_per hp | No Load Control | With Variable Speed Control | ENGINEER | 756.288 | 0 | 0 | 0 | 0.0909 | 0 | 199.3 | 13 | 0.476 | 0.25758 | 0.40817 | 0.12932 | 0.20492 | 1 | 1 | Replace on Burnout | 5.2138 | 0.020271 | 9831.744 | 0 | 0 | 0 | 38.2258 | 604.6344 | 0 | 0 | 0 | 217.6563 | 0 | 0 | 822.2907 | 68.5288 | 753.7619 | 11.9992 | 599.0348 | 0 | 0 | 0 | 219.9564 | 0 | 0 | 818.9912 | 68.5288 | 750.4624 | 11.9511 | 599.0152 | 0 | 0 | 0 | 222.6248 | 0 | 0 | 821.6399 | 68.5288 | 753.1111 | 11.9897 | per hp | 0.89842 | 2440.102 | 0.005 | 142665.1531 | 0 | 0 | 0 | 525.7371 | 8.1621 | 143378.4788 | 0 | 0 | 0 | 8.2029 | 144095.3712 | 0 | 0 | 0 | 8.2439 | 142665.1531 | 286043.6319 | 430139.0031 | 0 | 0 | 0 | 0 | 0 | 0 | 0 | 0 | 0 | 525.7371 | 1054.103 | 1585.1106 | 8.1621 | 16.365 | 24.6089 | 142665.1531 | 0 | 0 | 0 | 525.7371 | 8.1621 | 143378.4788 | 0 | 0 | 0 | 8.2029 | 144095.3712 | 0 | 0 | 0 | 8.2439 | 142665.1531 | 16.365 | 430139.0031 | 0 | 0 | 0 | 0 | 0 | 0 | 0 | 0 | 0 | 525.7371 | 1054.103 | 1585.1106 | 8.1621 | 16.365 | 24.6089 | 1874.8952 | 22497.2422 | 1874.8952 | 38320.1101 | 3577.7998 | 1885.7661 | 22536.8881 | 1885.7661 | 38565.331 | 3598.5444 | 1925.2341 | 23082.9862 | 1925.2341 | 39812.3832 | 3673.8598 | 27.3592 | 27.5179 | 28.0938 | 0.011157 | 0.011101 | 0.011046 | 20691.459 | 0 | 0 | 0 | 76.2504 | 1.1838 | 20811.4313 | 0 | 0 | 0 | 76.6925 | 1.1907 | 21247.0022 | 0 | 0 | 0 | 78.2976 | 1.2156 | 268988.9664 | 270548.6067 | 276211.028 | 0 | 0 | 0 | 0 | 0 | 0 | 0 | 0 | 0 | 991.2546 | 997.0021 | 1017.8687 | 20691.459 | 2.3744 | 62749.8924 | 0 | 0 | 0 | 0 | 0 | 0 | 0 | 0 | 0 | 76.2504 | 152.9428 | 231.2404 | 1.1838 | 2.3744 | 3.59 | 1 | 1 | 1 | 1 | 1 | 1 | 1 | 149.475 | 672.8157 | 5.5012 | 149.475 | 669.5162 | 5.4791 | 149.475 | 672.1649 | 5.4968 | 142665.1531 | 0 | 0 | 0 | 525.7371 | 8.1621 | 143378.4788 | 0 | 0 | 0 | 8.2029 | 144095.3712 | 0 | 0 | 0 | 8.2439 | 142665.1531 | 16.365 | 430139.0031 | 0 | 0 | 0 | 0 | 0 | 0 | 0 | 0 | 0 | 525.7371 | 1054.103 | 1585.1106 | 8.1621 | 16.365 | 24.6089 | 15235.6926 | 83814.4728 | 15235.6926 | 142763.2685 | 5078.5642 | 15313.8172 | 83906.2102 | 15313.8172 | 143581.0813 | 5104.6057 | 15426.0991 | 84794.7756 | 15426.0991 | 146249.7994 | 5142.033 | 101.928 | 102.4507 | 103.2019 | 0.041564 | 0.041357 | 0.041152 | 77086.9474 | 0 | 0 | 0 | 284.0741 | 4.4103 | 77482.229 | 0 | 0 | 0 | 285.5307 | 4.4329 | 78050.334 | 0 | 0 | 0 | 287.6243 | 4.4654 | 1002130.3165 | 1007268.9771 | 1014654.3418 | 0 | 0 | 0 | 0 | 0 | 0 | 0 | 0 | 0 | 3692.963 | 3711.8995 | 3739.1154 | 77086.9474 | 8.8431 | 232619.5104 | 0 | 0 | 0 | 0 | 0 | 0 | 0 | 0 | 0 | 284.0741 | 569.6048 | 857.2291 | 4.4103 | 8.8431 | 13.3085 | 199.3 | 622.9907 | 4.1259 | 199.3 | 619.6912 | 4.1093 | 199.3 | 622.3399 | 4.1226 | 142665.1531 | 0 | 0 | 0 | 525.7371 | 8.1621 | 143378.4788 | 0 | 0 | 0 | 8.2029 | 144095.3712 | 0 | 0 | 0 | 8.2439 | 142665.1531 | 16.365 | 430139.0031 | 0 | 0 | 0 | 0 | 0 | 0 | 0 | 0 | 0 | 525.7371 | 1054.103 | 1585.1106 | 8.1621 | 16.365 | 24.6089 | 24437.1949 | 100825.279 | 24437.1949 | 171738.1963 | 0 | 24559.3809 | 100922.8078 | 24559.3809 | 172700.0402 | 0 | 24682.1778 | 101755.4587 | 24682.1778 | 175502.7396 | 0 | 122.6151 | 123.2282 | 123.8443 | 0.05 | 0.049751 | 0.049504 | 92732.3495 | 0 | 0 | 0 | 341.7291 | 5.3054 | 93196.0112 | 0 | 0 | 0 | 343.4378 | 5.3319 | 93661.9913 | 0 | 0 | 0 | 345.155 | 5.3585 | 1205520.5434 | 1211548.1461 | 1217605.8869 | 0 | 0 | 0 | 0 | 0 | 0 | 0 | 0 | 0 | 4442.4788 | 4464.6912 | 4487.0147 | 92732.3495 | 10.6372 | 279590.352 | 0 | 0 | 0 | 0 | 0 | 0 | 0 | 0 | 0 | 341.7291 | 685.1669 | 1030.3219 | 5.3054 | 10.6372 | 15.9958
| 378 | Business | Campus/Education | Compressed Air | Electric | 02-258 | 02-258.05 | Compressed Air | [02-258]_Business_Compressed Air_High Efficiency Air Compressor_VSD, Large_ROB_Electric_per hp | No Load Control | With Variable Speed Control | ENGINEER | 359.2368 | 0 | 0 | 0 | 0.0909 | 0 | 199.3 | 13 | 0.476 | 0.25758 | 0.40817 | 0.12932 | 0.20492 | 1 | 1 | Replace on Burnout | 10.9763 | 0.042676 | 4670.0784 | 0 | 0 | 0 | 18.1573 | 287.2013 | 0 | 0 | 0 | 217.6563 | 0 | 0 | 504.8576 | 68.5288 | 436.3288 | 7.3671 | 284.5415 | 0 | 0 | 0 | 219.9564 | 0 | 0 | 504.4979 | 68.5288 | 435.9691 | 7.3618 | 284.5322 | 0 | 0 | 0 | 222.6248 | 0 | 0 | 507.157 | 68.5288 | 438.6282 | 7.4006 | per hp | 0.081683 | 185.502 | 0.005 | 5151.7199 | 0 | 0 | 0 | 18.9847 | 0.6205 | 5177.4785 | 0 | 0 | 0 | 0.6236 | 5203.3659 | 0 | 0 | 0 | 0.62672 | 5151.7199 | 10329.1983 | 15532.5642 | 0 | 0 | 0 | 0 | 0 | 0 | 0 | 0 | 0 | 18.9847 | 38.0643 | 57.2392 | 0.6205 | 1.2441 | 1.8708 | 5151.7199 | 0 | 0 | 0 | 18.9847 | 0.6205 | 5177.4785 | 0 | 0 | 0 | 0.6236 | 5203.3659 | 0 | 0 | 0 | 0.62672 | 5151.7199 | 1.2441 | 15532.5642 | 0 | 0 | 0 | 0 | 0 | 0 | 0 | 0 | 0 | 18.9847 | 38.0643 | 57.2392 | 0.6205 | 1.2441 | 1.8708 | 49.0128 | 361.0815 | 49.0128 | 531.1207 | 93.5295 | 49.4411 | 363.9776 | 49.4411 | 536.8176 | 94.3469 | 50.8147 | 376.0613 | 50.8147 | 558.2 | 96.968 | 0.71521 | 0.72147 | 0.74151 | 0.0038364 | 0.0038173 | 0.0037983 | 256.9314 | 0 | 0 | 0 | 0.94682 | 0.030946 | 259.1768 | 0 | 0 | 0 | 0.9551 | 0.031217 | 266.3772 | 0 | 0 | 0 | 0.98163 | 0.032084 | 3340.1079 | 3369.2988 | 3462.904 | 0 | 0 | 0 | 0 | 0 | 0 | 0 | 0 | 0 | 12.3087 | 12.4162 | 12.7612 | 256.9314 | 0.062163 | 782.4854 | 0 | 0 | 0 | 0 | 0 | 0 | 0 | 0 | 0 | 0.94682 | 1.9019 | 2.8835 | 0.030946 | 0.062163 | 0.094247 | 1 | 1 | 1 | 1 | 1 | 1 | 1 | 149.475 | 355.3826 | 3.3775 | 149.475 | 355.0229 | 3.3751 | 149.475 | 357.682 | 3.3929 | 5151.7199 | 0 | 0 | 0 | 18.9847 | 0.6205 | 5177.4785 | 0 | 0 | 0 | 0.6236 | 5203.3659 | 0 | 0 | 0 | 0.62672 | 5151.7199 | 1.2441 | 15532.5642 | 0 | 0 | 0 | 0 | 0 | 0 | 0 | 0 | 0 | 18.9847 | 38.0643 | 57.2392 | 0.6205 | 1.2441 | 1.8708 | 950.1143 | 3209.0479 | 950.1143 | 4720.241 | 316.7048 | 955.7115 | 3225.6525 | 955.7115 | 4757.3997 | 318.5705 | 965.3959 | 3275.5126 | 965.3959 | 4861.9489 | 321.7986 | 6.3563 | 6.3938 | 6.4586 | 0.034095 | 0.033926 | 0.033757 | 2283.4321 | 0 | 0 | 0 | 8.4147 | 0.27503 | 2296.8839 | 0 | 0 | 0 | 8.4643 | 0.27665 | 2320.1587 | 0 | 0 | 0 | 8.55 | 0.27945 | 29684.6167 | 29859.4911 | 30162.0632 | 0 | 0 | 0 | 0 | 0 | 0 | 0 | 0 | 0 | 109.3912 | 110.0356 | 111.1506 | 2283.4321 | 0.55168 | 6900.4747 | 0 | 0 | 0 | 0 | 0 | 0 | 0 | 0 | 0 | 8.4147 | 16.879 | 25.429 | 0.27503 | 0.55168 | 0.83113 | 199.3 | 305.5576 | 2.5332 | 199.3 | 305.1979 | 2.5313 | 199.3 | 307.857 | 2.5447 | 5151.7199 | 0 | 0 | 0 | 18.9847 | 0.6205 | 5177.4785 | 0 | 0 | 0 | 0.6236 | 5203.3659 | 0 | 0 | 0 | 0.62672 | 5151.7199 | 1.2441 | 15532.5642 | 0 | 0 | 0 | 0 | 0 | 0 | 0 | 0 | 0 | 18.9847 | 38.0643 | 57.2392 | 0.6205 | 1.2441 | 1.8708 | 1857.7706 | 4706.0194 | 1857.7706 | 6922.1606 | 0 | 1867.0594 | 4726.1793 | 1867.0594 | 6970.4731 | 0 | 1876.3947 | 4774.8453 | 1876.3947 | 7087.4567 | 0 | 9.3215 | 9.3681 | 9.4149 | 0.05 | 0.049751 | 0.049504 | 3348.6179 | 0 | 0 | 0 | 12.34 | 0.40333 | 3365.361 | 0 | 0 | 0 | 12.4017 | 0.40534 | 3382.1878 | 0 | 0 | 0 | 12.4637 | 0.40737 | 43532.0328 | 43749.693 | 43968.4415 | 0 | 0 | 0 | 0 | 0 | 0 | 0 | 0 | 0 | 160.4204 | 161.2225 | 162.0287 | 3348.6179 | 0.80867 | 10096.1667 | 0 | 0 | 0 | 0 | 0 | 0 | 0 | 0 | 0 | 12.34 | 24.7418 | 37.2055 | 0.40333 | 0.80867 | 1.216
| 379 | Business | Warehouse | Compressed Air | Electric | 02-258 | 02-258.06 | Compressed Air | [02-258]_Business_Compressed Air_High Efficiency Air Compressor_VSD, Large_ROB_Electric_per hp | No Load Control | With Variable Speed Control | ENGINEER | 756.288 | 0 | 0 | 0 | 0.0909 | 0 | 199.3 | 13 | 0.476 | 0.25758 | 0.40817 | 0.12932 | 0.20492 | 1 | 1 | Replace on Burnout | 5.2138 | 0.020271 | 9831.744 | 0 | 0 | 0 | 38.2258 | 604.6344 | 0 | 0 | 0 | 217.6563 | 0 | 0 | 822.2907 | 83.3741 | 738.9166 | 9.8627 | 599.0348 | 0 | 0 | 0 | 219.9564 | 0 | 0 | 818.9912 | 83.3741 | 735.6171 | 9.8231 | 599.0152 | 0 | 0 | 0 | 222.6248 | 0 | 0 | 821.6399 | 83.3741 | 738.2658 | 9.8549 | per hp | 0.10398 | 215.8602 | 0.005 | 12620.6745 | 0 | 0 | 0 | 46.5086 | 0.72205 | 12683.7778 | 0 | 0 | 0 | 0.72566 | 12747.1967 | 0 | 0 | 0 | 0.72929 | 12620.6745 | 25304.4523 | 38051.649 | 0 | 0 | 0 | 0 | 0 | 0 | 0 | 0 | 0 | 46.5086 | 93.2498 | 140.2246 | 0.72205 | 1.4477 | 2.177 | 12620.6745 | 0 | 0 | 0 | 46.5086 | 0.72205 | 12683.7778 | 0 | 0 | 0 | 0.72566 | 12747.1967 | 0 | 0 | 0 | 0.72929 | 12620.6745 | 1.4477 | 38051.649 | 0 | 0 | 0 | 0 | 0 | 0 | 0 | 0 | 0 | 46.5086 | 93.2498 | 140.2246 | 0.72205 | 1.4477 | 2.177 | 498.8599 | 4920.0873 | 498.8599 | 8410.7484 | 693.6301 | 501.5216 | 4926.4916 | 501.5216 | 8460.0613 | 697.3311 | 507.7859 | 5004.1583 | 507.7859 | 8661.1834 | 706.0411 | 5.9834 | 6.0153 | 6.0905 | 0.027581 | 0.027444 | 0.027307 | 4525.1673 | 0 | 0 | 0 | 16.6758 | 0.25889 | 4549.3123 | 0 | 0 | 0 | 16.7647 | 0.26027 | 4606.1355 | 0 | 0 | 0 | 16.9741 | 0.26352 | 58827.1752 | 59141.0599 | 59879.7611 | 0 | 0 | 0 | 0 | 0 | 0 | 0 | 0 | 0 | 216.7848 | 217.9415 | 220.6637 | 4525.1673 | 0.51916 | 13680.6151 | 0 | 0 | 0 | 0 | 0 | 0 | 0 | 0 | 0 | 16.6758 | 33.4405 | 50.4146 | 0.25889 | 0.51916 | 0.78269 | 1 | 1 | 1 | 1 | 1 | 1 | 1 | 149.475 | 672.8157 | 5.5012 | 149.475 | 669.5162 | 5.4791 | 149.475 | 672.1649 | 5.4968 | 12620.6745 | 0 | 0 | 0 | 46.5086 | 0.72205 | 12683.7778 | 0 | 0 | 0 | 0.72566 | 12747.1967 | 0 | 0 | 0 | 0.72929 | 12620.6745 | 1.4477 | 38051.649 | 0 | 0 | 0 | 0 | 0 | 0 | 0 | 0 | 0 | 46.5086 | 93.2498 | 140.2246 | 0.72205 | 1.4477 | 2.177 | 1504.801 | 8278.1995 | 1504.801 | 14151.345 | 501.6003 | 1512.4466 | 8286.8735 | 1512.4466 | 14230.7068 | 504.1489 | 1522.5484 | 8369.2026 | 1522.5484 | 14485.3929 | 507.5161 | 10.0672 | 10.1184 | 10.186 | 0.046406 | 0.046175 | 0.045945 | 7613.7343 | 0 | 0 | 0 | 28.0575 | 0.43559 | 7652.4184 | 0 | 0 | 0 | 28.2 | 0.43781 | 7703.5295 | 0 | 0 | 0 | 28.3884 | 0.44073 | 98978.5459 | 99481.4396 | 100145.8837 | 0 | 0 | 0 | 0 | 0 | 0 | 0 | 0 | 0 | 364.7471 | 366.6003 | 369.0488 | 7613.7343 | 0.8734 | 22969.6823 | 0 | 0 | 0 | 0 | 0 | 0 | 0 | 0 | 0 | 28.0575 | 56.2575 | 84.6459 | 0.43559 | 0.8734 | 1.3141 | 199.3 | 622.9907 | 4.1259 | 199.3 | 619.6912 | 4.1093 | 199.3 | 622.3399 | 4.1226 | 12620.6745 | 0 | 0 | 0 | 46.5086 | 0.72205 | 12683.7778 | 0 | 0 | 0 | 0.72566 | 12747.1967 | 0 | 0 | 0 | 0.72929 | 12620.6745 | 1.4477 | 38051.649 | 0 | 0 | 0 | 0 | 0 | 0 | 0 | 0 | 0 | 46.5086 | 93.2498 | 140.2246 | 0.72205 | 1.4477 | 2.177 | 2328.095 | 9605.4734 | 2328.095 | 16420.2818 | 0 | 2339.7355 | 9614.7648 | 2339.7355 | 16511.0399 | 0 | 2351.4341 | 9694.0902 | 2351.4341 | 16778.5048 | 0 | 11.6814 | 11.7398 | 11.7985 | 0.053846 | 0.053578 | 0.053312 | 8834.4721 | 0 | 0 | 0 | 32.556 | 0.50543 | 8878.6445 | 0 | 0 | 0 | 32.7188 | 0.50796 | 8923.0377 | 0 | 0 | 0 | 32.8824 | 0.5105 | 114848.1376 | 115422.3783 | 115999.4902 | 0 | 0 | 0 | 0 | 0 | 0 | 0 | 0 | 0 | 423.2283 | 425.3444 | 427.4712 | 8834.4721 | 1.0134 | 26636.1543 | 0 | 0 | 0 | 0 | 0 | 0 | 0 | 0 | 0 | 32.556 | 65.2748 | 98.1572 | 0.50543 | 1.0134 | 1.5239
| 380 | Business | Lodging | Compressed Air | Electric | 02-258 | 02-258.07 | Compressed Air | [02-258]_Business_Compressed Air_High Efficiency Air Compressor_VSD, Large_ROB_Electric_per hp | No Load Control | With Variable Speed Control | ENGINEER | 756.288 | 0 | 0 | 0 | 0.0909 | 0 | 199.3 | 13 | 0.476 | 0.25758 | 0.40817 | 0.12932 | 0.20492 | 1 | 1 | Replace on Burnout | 5.2138 | 0.020271 | 9831.744 | 0 | 0 | 0 | 38.2258 | 604.6344 | 0 | 0 | 0 | 217.6563 | 0 | 0 | 822.2907 | 68.5288 | 753.7619 | 11.9992 | 599.0348 | 0 | 0 | 0 | 219.9564 | 0 | 0 | 818.9912 | 68.5288 | 750.4624 | 11.9511 | 599.0152 | 0 | 0 | 0 | 222.6248 | 0 | 0 | 821.6399 | 68.5288 | 753.1111 | 11.9897 | per hp | 0 | 0 | 0.005 | 0 | 0 | 0 | 0 | 0 | 0 | 0 | 0 | 0 | 0 | 0 | 0 | 0 | 0 | 0 | 0 | 0 | 0 | 0 | 0 | 0 | 0 | 0 | 0 | 0 | 0 | 0 | 0 | 0 | 0 | 0 | 0 | 0 | 0 | 0 | 0 | 0 | 0 | 0 | 0 | 0 | 0 | 0 | 0 | 0 | 0 | 0 | 0 | 0 | 0 | 0 | 0 | 0 | 0 | 0 | 0 | 0 | 0 | 0 | 0 | 0 | 0 | 0 | 0 | 0 | 0 | 0 | 0 | 0 | 0 | 0 | 0 | 0 | 0 | 0 | 0 | 0 | 0 | 0 | 0 | 0 | 0 | 0 | 0 | 0 | 0 | #NUM! | #NUM! | #NUM! | 0 | 0 | 0 | 0 | 0 | 0 | 0 | 0 | 0 | 0 | 0 | 0 | 0 | 0 | 0 | 0 | 0 | 0 | 0 | 0 | 0 | 0 | 0 | 0 | 0 | 0 | 0 | 0 | 0 | 0 | 0 | 0 | 0 | 0 | 0 | 0 | 0 | 0 | 0 | 0 | 0 | 0 | 0 | 0 | 0 | 0 | 0 | 0 | 0 | 0 | 0 | 1 | 1 | 1 | 1 | 1 | 1 | 1 | 149.475 | 672.8157 | 5.5012 | 149.475 | 669.5162 | 5.4791 | 149.475 | 672.1649 | 5.4968 | 0 | 0 | 0 | 0 | 0 | 0 | 0 | 0 | 0 | 0 | 0 | 0 | 0 | 0 | 0 | 0 | 0 | 0 | 0 | 0 | 0 | 0 | 0 | 0 | 0 | 0 | 0 | 0 | 0 | 0 | 0 | 0 | 0 | 0 | 0 | 0 | 0 | 0 | 0 | 0 | 0 | 0 | 0 | 0 | 0 | 0 | 0 | 0 | 0 | 0 | 0 | 0 | #NUM! | #NUM! | #NUM! | 0 | 0 | 0 | 0 | 0 | 0 | 0 | 0 | 0 | 0 | 0 | 0 | 0 | 0 | 0 | 0 | 0 | 0 | 0 | 0 | 0 | 0 | 0 | 0 | 0 | 0 | 0 | 0 | 0 | 0 | 0 | 0 | 0 | 0 | 0 | 0 | 0 | 0 | 0 | 0 | 0 | 0 | 0 | 0 | 0 | 0 | 0 | 0 | 0 | 0 | 0 | 199.3 | 622.9907 | 4.1259 | 199.3 | 619.6912 | 4.1093 | 199.3 | 622.3399 | 4.1226 | 0 | 0 | 0 | 0 | 0 | 0 | 0 | 0 | 0 | 0 | 0 | 0 | 0 | 0 | 0 | 0 | 0 | 0 | 0 | 0 | 0 | 0 | 0 | 0 | 0 | 0 | 0 | 0 | 0 | 0 | 0 | 0 | 0 | 0 | 0 | 0 | 0 | 0 | 0 | 0 | 0 | 0 | 0 | 0 | 0 | 0 | 0 | 0 | 0 | 0 | 0 | 0 | #NUM! | #NUM! | #NUM! | 0 | 0 | 0 | 0 | 0 | 0 | 0 | 0 | 0 | 0 | 0 | 0 | 0 | 0 | 0 | 0 | 0 | 0 | 0 | 0 | 0 | 0 | 0 | 0 | 0 | 0 | 0 | 0 | 0 | 0 | 0 | 0 | 0 | 0 | 0 | 0 | 0 | 0 | 0 | 0 | 0 | 0 | 0 | 0 | 0 | 0 | 0 | 0 | 0 | 0 | 0
| 381 | Business | Other Commercial | Compressed Air | Electric | 02-258 | 02-258.08 | Compressed Air | [02-258]_Business_Compressed Air_High Efficiency Air Compressor_VSD, Large_ROB_Electric_per hp | No Load Control | With Variable Speed Control | ENGINEER | 359.2368 | 0 | 0 | 0 | 0.0909 | 0 | 199.3 | 13 | 0.476 | 0.25758 | 0.40817 | 0.12932 | 0.20492 | 1 | 1 | Replace on Burnout | 10.9763 | 0.042676 | 4670.0784 | 0 | 0 | 0 | 18.1573 | 287.2013 | 0 | 0 | 0 | 217.6563 | 0 | 0 | 504.8576 | 83.3741 | 421.4835 | 6.0553 | 284.5415 | 0 | 0 | 0 | 219.9564 | 0 | 0 | 504.4979 | 83.3741 | 421.1238 | 6.051 | 284.5322 | 0 | 0 | 0 | 222.6248 | 0 | 0 | 507.157 | 83.3741 | 423.7829 | 6.0829 | per hp | 0.011988 | 45.5527 | 0.005 | 1265.078 | 0 | 0 | 0 | 4.662 | 0.15237 | 1271.4034 | 0 | 0 | 0 | 0.15313 | 1277.7604 | 0 | 0 | 0 | 0.1539 | 1265.078 | 2536.4813 | 3814.2417 | 0 | 0 | 0 | 0 | 0 | 0 | 0 | 0 | 0 | 4.662 | 9.3472 | 14.0559 | 0.15237 | 0.30551 | 0.45941 | 1265.078 | 0 | 0 | 0 | 4.662 | 0.15237 | 1271.4034 | 0 | 0 | 0 | 0.15313 | 1277.7604 | 0 | 0 | 0 | 0.1539 | 1265.078 | 0.30551 | 3814.2417 | 0 | 0 | 0 | 0 | 0 | 0 | 0 | 0 | 0 | 4.662 | 9.3472 | 14.0559 | 0.15237 | 0.30551 | 0.45941 | 58.5041 | 354.2618 | 58.5041 | 525.7602 | 81.3459 | 58.9407 | 356.6509 | 58.9407 | 530.7209 | 81.9529 | 60.0783 | 365.4507 | 60.0783 | 547.3042 | 83.5347 | 0.70171 | 0.70694 | 0.72059 | 0.015328 | 0.015251 | 0.015176 | 252.0787 | 0 | 0 | 0 | 0.92894 | 0.030362 | 253.9597 | 0 | 0 | 0 | 0.93587 | 0.030588 | 258.8613 | 0 | 0 | 0 | 0.95393 | 0.031179 | 3277.0235 | 3301.4764 | 3365.1975 | 0 | 0 | 0 | 0 | 0 | 0 | 0 | 0 | 0 | 12.0762 | 12.1663 | 12.4011 | 252.0787 | 0.06095 | 764.8998 | 0 | 0 | 0 | 0 | 0 | 0 | 0 | 0 | 0 | 0.92894 | 1.8648 | 2.8187 | 0.030362 | 0.06095 | 0.092129 | 1 | 1 | 1 | 1 | 1 | 1 | 1 | 149.475 | 355.3826 | 3.3775 | 149.475 | 355.0229 | 3.3751 | 149.475 | 357.682 | 3.3929 | 1265.078 | 0 | 0 | 0 | 4.662 | 0.15237 | 1271.4034 | 0 | 0 | 0 | 0.15313 | 1277.7604 | 0 | 0 | 0 | 0.1539 | 1265.078 | 0.30551 | 3814.2417 | 0 | 0 | 0 | 0 | 0 | 0 | 0 | 0 | 0 | 4.662 | 9.3472 | 14.0559 | 0.15237 | 0.30551 | 0.45941 | 277.8958 | 938.604 | 277.8958 | 1392.9828 | 92.6319 | 279.4396 | 943.1456 | 279.4396 | 1403.4649 | 93.1465 | 281.7722 | 956.0309 | 281.7722 | 1431.7657 | 93.9241 | 1.8591 | 1.8695 | 1.8851 | 0.04061 | 0.040408 | 0.040207 | 667.8736 | 0 | 0 | 0 | 2.4612 | 0.080442 | 671.5838 | 0 | 0 | 0 | 2.4749 | 0.080889 | 677.1897 | 0 | 0 | 0 | 2.4955 | 0.081564 | 8682.3572 | 8730.5896 | 8803.4664 | 0 | 0 | 0 | 0 | 0 | 0 | 0 | 0 | 0 | 31.9955 | 32.1732 | 32.4418 | 667.8736 | 0.16133 | 2016.6472 | 0 | 0 | 0 | 0 | 0 | 0 | 0 | 0 | 0 | 2.4612 | 4.9361 | 7.4316 | 0.080442 | 0.16133 | 0.2429 | 199.3 | 305.5576 | 2.5332 | 199.3 | 305.1979 | 2.5313 | 199.3 | 307.857 | 2.5447 | 1265.078 | 0 | 0 | 0 | 4.662 | 0.15237 | 1271.4034 | 0 | 0 | 0 | 0.15313 | 1277.7604 | 0 | 0 | 0 | 0.1539 | 1265.078 | 0.30551 | 3814.2417 | 0 | 0 | 0 | 0 | 0 | 0 | 0 | 0 | 0 | 4.662 | 9.3472 | 14.0559 | 0.15237 | 0.30551 | 0.45941 | 491.2944 | 1244.5245 | 491.2944 | 1846.9996 | 0 | 493.7509 | 1249.8559 | 493.7509 | 1859.8706 | 0 | 496.2196 | 1262.7258 | 496.2196 | 1891.0762 | 0 | 2.4651 | 2.4774 | 2.4898 | 0.053846 | 0.053578 | 0.053312 | 885.5546 | 0 | 0 | 0 | 3.2634 | 0.10666 | 889.9824 | 0 | 0 | 0 | 3.2797 | 0.10719 | 894.4323 | 0 | 0 | 0 | 3.2961 | 0.10773 | 11512.2096 | 11569.7706 | 11627.6195 | 0 | 0 | 0 | 0 | 0 | 0 | 0 | 0 | 0 | 42.4238 | 42.6359 | 42.8491 | 885.5546 | 0.21386 | 2669.9692 | 0 | 0 | 0 | 0 | 0 | 0 | 0 | 0 | 0 | 3.2634 | 6.5431 | 9.8391 | 0.10666 | 0.21386 | 0.32159
| 382 | Business | Food Sales | Compressed Air | Electric | 02-258 | 02-258.09 | Compressed Air | [02-258]_Business_Compressed Air_High Efficiency Air Compressor_VSD, Large_ROB_Electric_per hp | No Load Control | With Variable Speed Control | ENGINEER | 359.2368 | 0 | 0 | 0 | 0.0909 | 0 | 199.3 | 13 | 0.476 | 0.25758 | 0.40817 | 0.12932 | 0.20492 | 1 | 1 | Replace on Burnout | 10.9763 | 0.042676 | 4670.0784 | 0 | 0 | 0 | 18.1573 | 287.2013 | 0 | 0 | 0 | 217.6563 | 0 | 0 | 504.8576 | 68.5288 | 436.3288 | 7.3671 | 284.5415 | 0 | 0 | 0 | 219.9564 | 0 | 0 | 504.4979 | 68.5288 | 435.9691 | 7.3618 | 284.5322 | 0 | 0 | 0 | 222.6248 | 0 | 0 | 507.157 | 68.5288 | 438.6282 | 7.4006 | per hp | 0 | 0 | 0.005 | 0 | 0 | 0 | 0 | 0 | 0 | 0 | 0 | 0 | 0 | 0 | 0 | 0 | 0 | 0 | 0 | 0 | 0 | 0 | 0 | 0 | 0 | 0 | 0 | 0 | 0 | 0 | 0 | 0 | 0 | 0 | 0 | 0 | 0 | 0 | 0 | 0 | 0 | 0 | 0 | 0 | 0 | 0 | 0 | 0 | 0 | 0 | 0 | 0 | 0 | 0 | 0 | 0 | 0 | 0 | 0 | 0 | 0 | 0 | 0 | 0 | 0 | 0 | 0 | 0 | 0 | 0 | 0 | 0 | 0 | 0 | 0 | 0 | 0 | 0 | 0 | 0 | 0 | 0 | 0 | 0 | 0 | 0 | 0 | 0 | 0 | #NUM! | #NUM! | #NUM! | 0 | 0 | 0 | 0 | 0 | 0 | 0 | 0 | 0 | 0 | 0 | 0 | 0 | 0 | 0 | 0 | 0 | 0 | 0 | 0 | 0 | 0 | 0 | 0 | 0 | 0 | 0 | 0 | 0 | 0 | 0 | 0 | 0 | 0 | 0 | 0 | 0 | 0 | 0 | 0 | 0 | 0 | 0 | 0 | 0 | 0 | 0 | 0 | 0 | 0 | 0 | 1 | 1 | 1 | 1 | 1 | 1 | 1 | 149.475 | 355.3826 | 3.3775 | 149.475 | 355.0229 | 3.3751 | 149.475 | 357.682 | 3.3929 | 0 | 0 | 0 | 0 | 0 | 0 | 0 | 0 | 0 | 0 | 0 | 0 | 0 | 0 | 0 | 0 | 0 | 0 | 0 | 0 | 0 | 0 | 0 | 0 | 0 | 0 | 0 | 0 | 0 | 0 | 0 | 0 | 0 | 0 | 0 | 0 | 0 | 0 | 0 | 0 | 0 | 0 | 0 | 0 | 0 | 0 | 0 | 0 | 0 | 0 | 0 | 0 | #NUM! | #NUM! | #NUM! | 0 | 0 | 0 | 0 | 0 | 0 | 0 | 0 | 0 | 0 | 0 | 0 | 0 | 0 | 0 | 0 | 0 | 0 | 0 | 0 | 0 | 0 | 0 | 0 | 0 | 0 | 0 | 0 | 0 | 0 | 0 | 0 | 0 | 0 | 0 | 0 | 0 | 0 | 0 | 0 | 0 | 0 | 0 | 0 | 0 | 0 | 0 | 0 | 0 | 0 | 0 | 199.3 | 305.5576 | 2.5332 | 199.3 | 305.1979 | 2.5313 | 199.3 | 307.857 | 2.5447 | 0 | 0 | 0 | 0 | 0 | 0 | 0 | 0 | 0 | 0 | 0 | 0 | 0 | 0 | 0 | 0 | 0 | 0 | 0 | 0 | 0 | 0 | 0 | 0 | 0 | 0 | 0 | 0 | 0 | 0 | 0 | 0 | 0 | 0 | 0 | 0 | 0 | 0 | 0 | 0 | 0 | 0 | 0 | 0 | 0 | 0 | 0 | 0 | 0 | 0 | 0 | 0 | #NUM! | #NUM! | #NUM! | 0 | 0 | 0 | 0 | 0 | 0 | 0 | 0 | 0 | 0 | 0 | 0 | 0 | 0 | 0 | 0 | 0 | 0 | 0 | 0 | 0 | 0 | 0 | 0 | 0 | 0 | 0 | 0 | 0 | 0 | 0 | 0 | 0 | 0 | 0 | 0 | 0 | 0 | 0 | 0 | 0 | 0 | 0 | 0 | 0 | 0 | 0 | 0 | 0 | 0 | 0
| 383 | Business | Manufacturing/Industrial | Compressed Air | Electric | 02-258 | 02-258.10 | Compressed Air | [02-258]_Business_Compressed Air_High Efficiency Air Compressor_VSD, Large_ROB_Electric_per hp | No Load Control | With Variable Speed Control | ENGINEER | 538.8552 | 0 | 0 | 0 | 0.0909 | 0 | 199.3 | 13 | 0.476 | 0.25758 | 0.40817 | 0.12932 | 0.20492 | 1 | 1 | Replace on Burnout | 7.3175 | 0.028451 | 7005.1176 | 0 | 0 | 0 | 27.2359 | 430.802 | 0 | 0 | 0 | 217.6563 | 0 | 0 | 648.4583 | 68.5288 | 579.9295 | 9.4626 | 426.8123 | 0 | 0 | 0 | 219.9564 | 0 | 0 | 646.7686 | 68.5288 | 578.2399 | 9.4379 | 426.7983 | 0 | 0 | 0 | 222.6248 | 0 | 0 | 649.4231 | 68.5288 | 580.8943 | 9.4766 | per hp | 20.9059 | 86612.9407 | 0.005 | 3608091.7409 | 0 | 0 | 0 | 13296.224 | 289.7186 | 3626132.1997 | 0 | 0 | 0 | 291.1672 | 3644262.8606 | 0 | 0 | 0 | 292.623 | 3608091.7409 | 7234223.9406 | 10878486.8012 | 0 | 0 | 0 | 0 | 0 | 0 | 0 | 0 | 0 | 13296.224 | 26658.929 | 40088.4476 | 289.7186 | 580.8857 | 873.5087 | 3608091.7409 | 0 | 0 | 0 | 13296.224 | 289.7186 | 3626132.1997 | 0 | 0 | 0 | 291.1672 | 3644262.8606 | 0 | 0 | 0 | 292.623 | 3608091.7409 | 580.8857 | 10878486.8012 | 0 | 0 | 0 | 0 | 0 | 0 | 0 | 0 | 0 | 13296.224 | 26658.929 | 40088.4476 | 289.7186 | 580.8857 | 873.5087 | 91971.4414 | 870285.9326 | 91971.4414 | 1386696.1535 | 175506.026 | 92559.0669 | 873564.2221 | 92559.0669 | 1397052.6593 | 176627.3721 | 94287.0812 | 893525.2292 | 94287.0812 | 1439306.8823 | 179924.8841 | 1342.0846 | 1350.6595 | 1375.8754 | 0.015418 | 0.015341 | 0.015265 | 723189.2835 | 0 | 0 | 0 | 2665.0339 | 58.0699 | 727809.8967 | 0 | 0 | 0 | 2682.0613 | 58.4409 | 741397.6086 | 0 | 0 | 0 | 2732.1336 | 59.5319 | 9401460.685 | 9461528.6576 | 9638168.9121 | 0 | 0 | 0 | 0 | 0 | 0 | 0 | 0 | 0 | 34645.4403 | 34866.7975 | 35517.7367 | 723189.2835 | 116.5107 | 2192396.7888 | 0 | 0 | 0 | 0 | 0 | 0 | 0 | 0 | 0 | 2665.0339 | 5347.0952 | 8079.2288 | 58.0699 | 116.5107 | 176.0427 | 1 | 1 | 1 | 1 | 1 | 1 | 1 | 149.475 | 498.9833 | 4.3382 | 149.475 | 497.2936 | 4.3269 | 149.475 | 499.9481 | 4.3447 | 3608091.7409 | 0 | 0 | 0 | 13296.224 | 289.7186 | 3626132.1997 | 0 | 0 | 0 | 291.1672 | 3644262.8606 | 0 | 0 | 0 | 292.623 | 3608091.7409 | 580.8857 | 10878486.8012 | 0 | 0 | 0 | 0 | 0 | 0 | 0 | 0 | 0 | 13296.224 | 26658.929 | 40088.4476 | 289.7186 | 580.8857 | 873.5087 | 571641.8021 | 2479918.8938 | 571641.8021 | 3951453.0368 | 190547.2674 | 574631.8209 | 2486394.6909 | 574631.8209 | 3976381.1602 | 191543.9403 | 578849.0307 | 2514921.6823 | 578849.0307 | 4051082.1269 | 192949.6769 | 3824.3305 | 3844.334 | 3872.5475 | 0.043935 | 0.043716 | 0.043499 | 2060760.3786 | 0 | 0 | 0 | 7594.1338 | 165.4727 | 2071539.3528 | 0 | 0 | 0 | 7633.8556 | 166.3382 | 2086742.3328 | 0 | 0 | 0 | 7689.8802 | 167.5589 | 26789884.9214 | 26930011.586 | 27127650.3264 | 0 | 0 | 0 | 0 | 0 | 0 | 0 | 0 | 0 | 98723.7397 | 99240.1222 | 99968.4432 | 2060760.3786 | 331.8108 | 6219042.0641 | 0 | 0 | 0 | 0 | 0 | 0 | 0 | 0 | 0 | 7594.1338 | 15227.9894 | 22917.8696 | 165.4727 | 331.8108 | 499.3698 | 199.3 | 449.1583 | 3.2537 | 199.3 | 447.4686 | 3.2452 | 199.3 | 450.1231 | 3.2585 | 3608091.7409 | 0 | 0 | 0 | 13296.224 | 289.7186 | 3626132.1997 | 0 | 0 | 0 | 291.1672 | 3644262.8606 | 0 | 0 | 0 | 292.623 | 3608091.7409 | 580.8857 | 10878486.8012 | 0 | 0 | 0 | 0 | 0 | 0 | 0 | 0 | 0 | 13296.224 | 26658.929 | 40088.4476 | 289.7186 | 580.8857 | 873.5087 | 934137.5545 | 3039384.1421 | 934137.5545 | 4842893.7447 | 0 | 938808.2423 | 3046621.869 | 938808.2423 | 4872327.7309 | 0 | 943502.2835 | 3074421.2537 | 943502.2835 | 4952334.3328 | 0 | 4687.0926 | 4710.5281 | 4734.0807 | 0.053846 | 0.053578 | 0.053312 | 2525664.2187 | 0 | 0 | 0 | 9307.3568 | 202.803 | 2538292.5398 | 0 | 0 | 0 | 9353.8936 | 203.817 | 2550984.0025 | 0 | 0 | 0 | 9400.663 | 204.8361 | 32833634.8426 | 32997803.0168 | 33162792.0319 | 0 | 0 | 0 | 0 | 0 | 0 | 0 | 0 | 0 | 120995.638 | 121600.6162 | 122208.6193 | 2525664.2187 | 406.62 | 7614940.7609 | 0 | 0 | 0 | 0 | 0 | 0 | 0 | 0 | 0 | 9307.3568 | 18661.2503 | 28061.9134 | 202.803 | 406.62 | 611.4561
| 384 | Business | Office | Compressed Air | Electric | 02-257 | 02-257.01 | Compressed Air | [02-257]_Business_Compressed Air_High Efficiency Air Compressor_VSD, Small_ROB_Electric_per hp | No Load Control | With Variable Speed Control | ENGINEER | 179.6184 | 0 | 0 | 0 | 0.0909 | 0 | 247.5 | 13 | 0.476 | 0.25758 | 0.40817 | 0.12932 | 0.20492 | 1 | 1 | Replace on Burnout | 27.2618 | 0.10599 | 2335.0392 | 0 | 0 | 0 | 9.0786 | 143.6007 | 0 | 0 | 0 | 217.6563 | 0 | 0 | 361.257 | 103.5378 | 257.7191 | 3.4891 | 142.2708 | 0 | 0 | 0 | 219.9564 | 0 | 0 | 362.2271 | 103.5378 | 258.6893 | 3.4985 | 142.2661 | 0 | 0 | 0 | 222.6248 | 0 | 0 | 364.8909 | 103.5378 | 261.3531 | 3.5242 | per hp | 0.029909 | 734.8745 | 0.005 | 10204.3814 | 0 | 0 | 0 | 37.6043 | 2.4581 | 10255.4033 | 0 | 0 | 0 | 2.4704 | 10306.6803 | 0 | 0 | 0 | 2.4828 | 10204.3814 | 20459.7847 | 30766.4651 | 0 | 0 | 0 | 0 | 0 | 0 | 0 | 0 | 0 | 37.6043 | 75.3966 | 113.3779 | 2.4581 | 4.9286 | 7.4114 | 10204.3814 | 0 | 0 | 0 | 37.6043 | 2.4581 | 10255.4033 | 0 | 0 | 0 | 2.4704 | 10306.6803 | 0 | 0 | 0 | 2.4828 | 10204.3814 | 4.9286 | 30766.4651 | 0 | 0 | 0 | 0 | 0 | 0 | 0 | 0 | 0 | 37.6043 | 75.3966 | 113.3779 | 2.4581 | 4.9286 | 7.4114 | 361.543 | 1261.4705 | 361.543 | 1536.8622 | 502.7005 | 366.0601 | 1280.6616 | 366.0601 | 1562.0005 | 508.9813 | 376.5473 | 1327.0386 | 376.5473 | 1626.7755 | 523.563 | 3.4919 | 3.5355 | 3.6368 | 0.004728 | 0.0047045 | 0.0046811 | 627.2082 | 0 | 0 | 0 | 2.3113 | 0.15109 | 635.0446 | 0 | 0 | 0 | 2.3402 | 0.15298 | 653.2379 | 0 | 0 | 0 | 2.4073 | 0.15736 | 8153.706 | 8255.5799 | 8492.0927 | 0 | 0 | 0 | 0 | 0 | 0 | 0 | 0 | 0 | 30.0473 | 30.4227 | 31.2943 | 627.2082 | 0.30406 | 1915.4907 | 0 | 0 | 0 | 0 | 0 | 0 | 0 | 0 | 0 | 2.3113 | 4.6515 | 7.0588 | 0.15109 | 0.30406 | 0.46142 | 1 | 1 | 1 | 1 | 1 | 1 | 1 | 185.625 | 175.632 | 1.9462 | 185.625 | 176.6021 | 1.9514 | 185.625 | 179.2659 | 1.9657 | 10204.3814 | 0 | 0 | 0 | 37.6043 | 2.4581 | 10255.4033 | 0 | 0 | 0 | 2.4704 | 10306.6803 | 0 | 0 | 0 | 2.4828 | 10204.3814 | 4.9286 | 30766.4651 | 0 | 0 | 0 | 0 | 0 | 0 | 0 | 0 | 0 | 37.6043 | 75.3966 | 113.3779 | 2.4581 | 4.9286 | 7.4114 | 4041.66 | 7865.7392 | 4041.66 | 9582.9091 | 1347.22 | 4071.184 | 7944.4756 | 4071.184 | 9689.7377 | 1357.0613 | 4122.0607 | 8102.9083 | 4122.0607 | 9933.1039 | 1374.0202 | 21.7733 | 21.9323 | 22.2064 | 0.029481 | 0.029334 | 0.029189 | 3910.8768 | 0 | 0 | 0 | 14.412 | 0.94209 | 3939.4454 | 0 | 0 | 0 | 14.5173 | 0.94898 | 3988.6759 | 0 | 0 | 0 | 14.6987 | 0.96083 | 50841.3983 | 51212.7908 | 51852.7861 | 0 | 0 | 0 | 0 | 0 | 0 | 0 | 0 | 0 | 187.3563 | 188.7249 | 191.0834 | 3910.8768 | 1.8911 | 11838.9981 | 0 | 0 | 0 | 0 | 0 | 0 | 0 | 0 | 0 | 14.412 | 28.9293 | 43.628 | 0.94209 | 1.8911 | 2.8519 | 247.5 | 113.757 | 1.4596 | 247.5 | 114.7271 | 1.4635 | 247.5 | 117.3909 | 1.4743 | 10204.3814 | 0 | 0 | 0 | 37.6043 | 2.4581 | 10255.4033 | 0 | 0 | 0 | 2.4704 | 10306.6803 | 0 | 0 | 0 | 2.4828 | 10204.3814 | 4.9286 | 30766.4651 | 0 | 0 | 0 | 0 | 0 | 0 | 0 | 0 | 0 | 37.6043 | 75.3966 | 113.3779 | 2.4581 | 4.9286 | 7.4114 | 9842.5834 | 14366.4721 | 9842.5834 | 17502.8173 | 0 | 9891.7963 | 14477.0785 | 9891.7963 | 17657.4391 | 0 | 9941.2553 | 14656.458 | 9941.2553 | 17966.8972 | 0 | 39.768 | 39.9669 | 40.1667 | 0.053846 | 0.053578 | 0.053312 | 7143.067 | 0 | 0 | 0 | 26.323 | 1.7207 | 7178.7823 | 0 | 0 | 0 | 26.4546 | 1.7293 | 7214.6762 | 0 | 0 | 0 | 26.5869 | 1.7379 | 92859.8709 | 93324.1703 | 93790.7911 | 0 | 0 | 0 | 0 | 0 | 0 | 0 | 0 | 0 | 342.1991 | 343.9101 | 345.6296 | 7143.067 | 3.45 | 21536.5256 | 0 | 0 | 0 | 0 | 0 | 0 | 0 | 0 | 0 | 26.323 | 52.7776 | 79.3645 | 1.7207 | 3.45 | 5.1879
| 385 | Business | Retail | Compressed Air | Electric | 02-257 | 02-257.02 | Compressed Air | [02-257]_Business_Compressed Air_High Efficiency Air Compressor_VSD, Small_ROB_Electric_per hp | No Load Control | With Variable Speed Control | ENGINEER | 359.2368 | 0 | 0 | 0 | 0.0909 | 0 | 247.5 | 13 | 0.476 | 0.25758 | 0.40817 | 0.12932 | 0.20492 | 1 | 1 | Replace on Burnout | 13.6309 | 0.052997 | 4670.0784 | 0 | 0 | 0 | 18.1573 | 287.2013 | 0 | 0 | 0 | 217.6563 | 0 | 0 | 504.8576 | 103.5378 | 401.3198 | 4.8761 | 284.5415 | 0 | 0 | 0 | 219.9564 | 0 | 0 | 504.4979 | 103.5378 | 400.9601 | 4.8726 | 284.5322 | 0 | 0 | 0 | 222.6248 | 0 | 0 | 507.157 | 103.5378 | 403.6192 | 4.8983 | per hp | 0 | 0 | 0.005 | 0 | 0 | 0 | 0 | 0 | 0 | 0 | 0 | 0 | 0 | 0 | 0 | 0 | 0 | 0 | 0 | 0 | 0 | 0 | 0 | 0 | 0 | 0 | 0 | 0 | 0 | 0 | 0 | 0 | 0 | 0 | 0 | 0 | 0 | 0 | 0 | 0 | 0 | 0 | 0 | 0 | 0 | 0 | 0 | 0 | 0 | 0 | 0 | 0 | 0 | 0 | 0 | 0 | 0 | 0 | 0 | 0 | 0 | 0 | 0 | 0 | 0 | 0 | 0 | 0 | 0 | 0 | 0 | 0 | 0 | 0 | 0 | 0 | 0 | 0 | 0 | 0 | 0 | 0 | 0 | 0 | 0 | 0 | 0 | 0 | 0 | #NUM! | #NUM! | #NUM! | 0 | 0 | 0 | 0 | 0 | 0 | 0 | 0 | 0 | 0 | 0 | 0 | 0 | 0 | 0 | 0 | 0 | 0 | 0 | 0 | 0 | 0 | 0 | 0 | 0 | 0 | 0 | 0 | 0 | 0 | 0 | 0 | 0 | 0 | 0 | 0 | 0 | 0 | 0 | 0 | 0 | 0 | 0 | 0 | 0 | 0 | 0 | 0 | 0 | 0 | 0 | 1 | 1 | 1 | 1 | 1 | 1 | 1 | 185.625 | 319.2326 | 2.7198 | 185.625 | 318.8729 | 2.7178 | 185.625 | 321.532 | 2.7322 | 0 | 0 | 0 | 0 | 0 | 0 | 0 | 0 | 0 | 0 | 0 | 0 | 0 | 0 | 0 | 0 | 0 | 0 | 0 | 0 | 0 | 0 | 0 | 0 | 0 | 0 | 0 | 0 | 0 | 0 | 0 | 0 | 0 | 0 | 0 | 0 | 0 | 0 | 0 | 0 | 0 | 0 | 0 | 0 | 0 | 0 | 0 | 0 | 0 | 0 | 0 | 0 | #NUM! | #NUM! | #NUM! | 0 | 0 | 0 | 0 | 0 | 0 | 0 | 0 | 0 | 0 | 0 | 0 | 0 | 0 | 0 | 0 | 0 | 0 | 0 | 0 | 0 | 0 | 0 | 0 | 0 | 0 | 0 | 0 | 0 | 0 | 0 | 0 | 0 | 0 | 0 | 0 | 0 | 0 | 0 | 0 | 0 | 0 | 0 | 0 | 0 | 0 | 0 | 0 | 0 | 0 | 0 | 247.5 | 257.3576 | 2.0398 | 247.5 | 256.9979 | 2.0384 | 247.5 | 259.657 | 2.0491 | 0 | 0 | 0 | 0 | 0 | 0 | 0 | 0 | 0 | 0 | 0 | 0 | 0 | 0 | 0 | 0 | 0 | 0 | 0 | 0 | 0 | 0 | 0 | 0 | 0 | 0 | 0 | 0 | 0 | 0 | 0 | 0 | 0 | 0 | 0 | 0 | 0 | 0 | 0 | 0 | 0 | 0 | 0 | 0 | 0 | 0 | 0 | 0 | 0 | 0 | 0 | 0 | #NUM! | #NUM! | #NUM! | 0 | 0 | 0 | 0 | 0 | 0 | 0 | 0 | 0 | 0 | 0 | 0 | 0 | 0 | 0 | 0 | 0 | 0 | 0 | 0 | 0 | 0 | 0 | 0 | 0 | 0 | 0 | 0 | 0 | 0 | 0 | 0 | 0 | 0 | 0 | 0 | 0 | 0 | 0 | 0 | 0 | 0 | 0 | 0 | 0 | 0 | 0 | 0 | 0 | 0 | 0
| 386 | Business | Food Service | Compressed Air | Electric | 02-257 | 02-257.03 | Compressed Air | [02-257]_Business_Compressed Air_High Efficiency Air Compressor_VSD, Small_ROB_Electric_per hp | No Load Control | With Variable Speed Control | ENGINEER | 359.2368 | 0 | 0 | 0 | 0.0909 | 0 | 247.5 | 13 | 0.476 | 0.25758 | 0.40817 | 0.12932 | 0.20492 | 1 | 1 | Replace on Burnout | 13.6309 | 0.052997 | 4670.0784 | 0 | 0 | 0 | 18.1573 | 287.2013 | 0 | 0 | 0 | 217.6563 | 0 | 0 | 605.8292 | 103.5378 | 502.2913 | 5.8513 | 284.5415 | 0 | 0 | 0 | 219.9564 | 0 | 0 | 605.3975 | 103.5378 | 501.8596 | 5.8471 | 284.5322 | 0 | 0 | 0 | 222.6248 | 0 | 0 | 608.5884 | 103.5378 | 505.0505 | 5.8779 | per hp | 0 | 0 | 0.005 | 0 | 0 | 0 | 0 | 0 | 0 | 0 | 0 | 0 | 0 | 0 | 0 | 0 | 0 | 0 | 0 | 0 | 0 | 0 | 0 | 0 | 0 | 0 | 0 | 0 | 0 | 0 | 0 | 0 | 0 | 0 | 0 | 0 | 0 | 0 | 0 | 0 | 0 | 0 | 0 | 0 | 0 | 0 | 0 | 0 | 0 | 0 | 0 | 0 | 0 | 0 | 0 | 0 | 0 | 0 | 0 | 0 | 0 | 0 | 0 | 0 | 0 | 0 | 0 | 0 | 0 | 0 | 0 | 0 | 0 | 0 | 0 | 0 | 0 | 0 | 0 | 0 | 0 | 0 | 0 | 0 | 0 | 0 | 0 | 0 | 0 | #NUM! | #NUM! | #NUM! | 0 | 0 | 0 | 0 | 0 | 0 | 0 | 0 | 0 | 0 | 0 | 0 | 0 | 0 | 0 | 0 | 0 | 0 | 0 | 0 | 0 | 0 | 0 | 0 | 0 | 0 | 0 | 0 | 0 | 0 | 0 | 0 | 0 | 0 | 0 | 0 | 0 | 0 | 0 | 0 | 0 | 0 | 0 | 0 | 0 | 0 | 0 | 0 | 0 | 0 | 0 | 1 | 1 | 1 | 1 | 1 | 1 | 1 | 185.625 | 420.2042 | 3.2637 | 185.625 | 419.7725 | 3.2614 | 185.625 | 422.9634 | 3.2786 | 0 | 0 | 0 | 0 | 0 | 0 | 0 | 0 | 0 | 0 | 0 | 0 | 0 | 0 | 0 | 0 | 0 | 0 | 0 | 0 | 0 | 0 | 0 | 0 | 0 | 0 | 0 | 0 | 0 | 0 | 0 | 0 | 0 | 0 | 0 | 0 | 0 | 0 | 0 | 0 | 0 | 0 | 0 | 0 | 0 | 0 | 0 | 0 | 0 | 0 | 0 | 0 | #NUM! | #NUM! | #NUM! | 0 | 0 | 0 | 0 | 0 | 0 | 0 | 0 | 0 | 0 | 0 | 0 | 0 | 0 | 0 | 0 | 0 | 0 | 0 | 0 | 0 | 0 | 0 | 0 | 0 | 0 | 0 | 0 | 0 | 0 | 0 | 0 | 0 | 0 | 0 | 0 | 0 | 0 | 0 | 0 | 0 | 0 | 0 | 0 | 0 | 0 | 0 | 0 | 0 | 0 | 0 | 247.5 | 358.3292 | 2.4478 | 247.5 | 357.8975 | 2.4461 | 247.5 | 361.0884 | 2.4589 | 0 | 0 | 0 | 0 | 0 | 0 | 0 | 0 | 0 | 0 | 0 | 0 | 0 | 0 | 0 | 0 | 0 | 0 | 0 | 0 | 0 | 0 | 0 | 0 | 0 | 0 | 0 | 0 | 0 | 0 | 0 | 0 | 0 | 0 | 0 | 0 | 0 | 0 | 0 | 0 | 0 | 0 | 0 | 0 | 0 | 0 | 0 | 0 | 0 | 0 | 0 | 0 | #NUM! | #NUM! | #NUM! | 0 | 0 | 0 | 0 | 0 | 0 | 0 | 0 | 0 | 0 | 0 | 0 | 0 | 0 | 0 | 0 | 0 | 0 | 0 | 0 | 0 | 0 | 0 | 0 | 0 | 0 | 0 | 0 | 0 | 0 | 0 | 0 | 0 | 0 | 0 | 0 | 0 | 0 | 0 | 0 | 0 | 0 | 0 | 0 | 0 | 0 | 0 | 0 | 0 | 0 | 0
| 387 | Business | Healthcare/Hospitals | Compressed Air | Electric | 02-257 | 02-257.04 | Compressed Air | [02-257]_Business_Compressed Air_High Efficiency Air Compressor_VSD, Small_ROB_Electric_per hp | No Load Control | With Variable Speed Control | ENGINEER | 756.288 | 0 | 0 | 0 | 0.0909 | 0 | 247.5 | 13 | 0.476 | 0.25758 | 0.40817 | 0.12932 | 0.20492 | 1 | 1 | Replace on Burnout | 6.4747 | 0.025174 | 9831.744 | 0 | 0 | 0 | 38.2258 | 604.6344 | 0 | 0 | 0 | 217.6563 | 0 | 0 | 822.2907 | 85.1022 | 737.1885 | 9.6624 | 599.0348 | 0 | 0 | 0 | 219.9564 | 0 | 0 | 818.9912 | 85.1022 | 733.8889 | 9.6236 | 599.0152 | 0 | 0 | 0 | 222.6248 | 0 | 0 | 821.6399 | 85.1022 | 736.5377 | 9.6547 | per hp | 0.89842 | 2440.102 | 0.005 | 142665.1531 | 0 | 0 | 0 | 525.7371 | 8.1621 | 143378.4788 | 0 | 0 | 0 | 8.2029 | 144095.3712 | 0 | 0 | 0 | 8.2439 | 142665.1531 | 286043.6319 | 430139.0031 | 0 | 0 | 0 | 0 | 0 | 0 | 0 | 0 | 0 | 525.7371 | 1054.103 | 1585.1106 | 8.1621 | 16.365 | 24.6089 | 142665.1531 | 0 | 0 | 0 | 525.7371 | 8.1621 | 143378.4788 | 0 | 0 | 0 | 8.2029 | 144095.3712 | 0 | 0 | 0 | 8.2439 | 142665.1531 | 16.365 | 430139.0031 | 0 | 0 | 0 | 0 | 0 | 0 | 0 | 0 | 0 | 525.7371 | 1054.103 | 1585.1106 | 8.1621 | 16.365 | 24.6089 | 1677.394 | 16207.6284 | 1677.394 | 27606.8552 | 3200.9149 | 1687.3515 | 16238.4207 | 1687.3515 | 27787.3353 | 3219.9165 | 1726.1081 | 16665.1239 | 1726.1081 | 28743.1744 | 3293.8744 | 19.7103 | 19.8273 | 20.2828 | 0.0080375 | 0.0079975 | 0.0079577 | 14906.6928 | 0 | 0 | 0 | 54.9328 | 0.85283 | 14995.1836 | 0 | 0 | 0 | 55.2589 | 0.8579 | 15339.6064 | 0 | 0 | 0 | 56.5282 | 0.8776 | 193787.0069 | 194937.3871 | 199414.8834 | 0 | 0 | 0 | 0 | 0 | 0 | 0 | 0 | 0 | 714.1269 | 718.3662 | 734.8663 | 14906.6928 | 1.7107 | 45241.4829 | 0 | 0 | 0 | 0 | 0 | 0 | 0 | 0 | 0 | 54.9328 | 110.1918 | 166.72 | 0.85283 | 1.7107 | 2.5883 | 1 | 1 | 1 | 1 | 1 | 1 | 1 | 185.625 | 636.6657 | 4.4298 | 185.625 | 633.3662 | 4.4121 | 185.625 | 636.0149 | 4.4263 | 142665.1531 | 0 | 0 | 0 | 525.7371 | 8.1621 | 143378.4788 | 0 | 0 | 0 | 8.2029 | 144095.3712 | 0 | 0 | 0 | 8.2439 | 142665.1531 | 16.365 | 430139.0031 | 0 | 0 | 0 | 0 | 0 | 0 | 0 | 0 | 0 | 525.7371 | 1054.103 | 1585.1106 | 8.1621 | 16.365 | 24.6089 | 17963.6888 | 79576.4271 | 17963.6888 | 135544.5002 | 5987.8963 | 18056.5353 | 79666.7618 | 18056.5353 | 136326.4981 | 6018.8451 | 18201.202 | 80564.7646 | 18201.202 | 138954.0873 | 6067.0673 | 96.7741 | 97.2743 | 98.0536 | 0.039463 | 0.039266 | 0.039071 | 73189.0764 | 0 | 0 | 0 | 269.71 | 4.1873 | 73567.3589 | 0 | 0 | 0 | 271.104 | 4.2089 | 74156.7713 | 0 | 0 | 0 | 273.276 | 4.2426 | 951457.993 | 956375.6662 | 964038.0264 | 0 | 0 | 0 | 0 | 0 | 0 | 0 | 0 | 0 | 3506.2297 | 3524.3519 | 3552.5886 | 73189.0764 | 8.3962 | 220913.2066 | 0 | 0 | 0 | 0 | 0 | 0 | 0 | 0 | 0 | 269.71 | 540.814 | 814.09 | 4.1873 | 8.3962 | 12.6388 | 247.5 | 574.7907 | 3.3224 | 247.5 | 571.4912 | 3.3091 | 247.5 | 574.1399 | 3.3198 | 142665.1531 | 0 | 0 | 0 | 525.7371 | 8.1621 | 143378.4788 | 0 | 0 | 0 | 8.2029 | 144095.3712 | 0 | 0 | 0 | 8.2439 | 142665.1531 | 16.365 | 430139.0031 | 0 | 0 | 0 | 0 | 0 | 0 | 0 | 0 | 0 | 525.7371 | 1054.103 | 1585.1106 | 8.1621 | 16.365 | 24.6089 | 30347.244 | 100825.279 | 30347.244 | 171738.1963 | 0 | 30498.9803 | 100922.8078 | 30498.9803 | 172700.0402 | 0 | 30651.4752 | 101755.4587 | 30651.4752 | 175502.7396 | 0 | 122.6151 | 123.2282 | 123.8443 | 0.05 | 0.049751 | 0.049504 | 92732.3495 | 0 | 0 | 0 | 341.7291 | 5.3054 | 93196.0112 | 0 | 0 | 0 | 343.4378 | 5.3319 | 93661.9913 | 0 | 0 | 0 | 345.155 | 5.3585 | 1205520.5434 | 1211548.1461 | 1217605.8869 | 0 | 0 | 0 | 0 | 0 | 0 | 0 | 0 | 0 | 4442.4788 | 4464.6912 | 4487.0147 | 92732.3495 | 10.6372 | 279590.352 | 0 | 0 | 0 | 0 | 0 | 0 | 0 | 0 | 0 | 341.7291 | 685.1669 | 1030.3219 | 5.3054 | 10.6372 | 15.9958
| 388 | Business | Campus/Education | Compressed Air | Electric | 02-257 | 02-257.05 | Compressed Air | [02-257]_Business_Compressed Air_High Efficiency Air Compressor_VSD, Small_ROB_Electric_per hp | No Load Control | With Variable Speed Control | ENGINEER | 359.2368 | 0 | 0 | 0 | 0.0909 | 0 | 247.5 | 13 | 0.476 | 0.25758 | 0.40817 | 0.12932 | 0.20492 | 1 | 1 | Replace on Burnout | 13.6309 | 0.052997 | 4670.0784 | 0 | 0 | 0 | 18.1573 | 287.2013 | 0 | 0 | 0 | 217.6563 | 0 | 0 | 504.8576 | 85.1022 | 419.7554 | 5.9324 | 284.5415 | 0 | 0 | 0 | 219.9564 | 0 | 0 | 504.4979 | 85.1022 | 419.3956 | 5.9281 | 284.5322 | 0 | 0 | 0 | 222.6248 | 0 | 0 | 507.157 | 85.1022 | 422.0547 | 5.9594 | per hp | 0.081683 | 185.502 | 0.005 | 5151.7199 | 0 | 0 | 0 | 18.9847 | 0.6205 | 5177.4785 | 0 | 0 | 0 | 0.6236 | 5203.3659 | 0 | 0 | 0 | 0.62672 | 5151.7199 | 10329.1983 | 15532.5642 | 0 | 0 | 0 | 0 | 0 | 0 | 0 | 0 | 0 | 18.9847 | 38.0643 | 57.2392 | 0.6205 | 1.2441 | 1.8708 | 5151.7199 | 0 | 0 | 0 | 18.9847 | 0.6205 | 5177.4785 | 0 | 0 | 0 | 0.6236 | 5203.3659 | 0 | 0 | 0 | 0.62672 | 5151.7199 | 1.2441 | 15532.5642 | 0 | 0 | 0 | 0 | 0 | 0 | 0 | 0 | 0 | 18.9847 | 38.0643 | 57.2392 | 0.6205 | 1.2441 | 1.8708 | 39.574 | 234.7673 | 39.574 | 345.3231 | 75.5177 | 39.9325 | 236.7255 | 39.9325 | 349.138 | 76.2019 | 41.0881 | 244.8596 | 41.0881 | 363.453 | 78.407 | 0.46502 | 0.46923 | 0.48281 | 0.0024943 | 0.0024819 | 0.0024696 | 167.0512 | 0 | 0 | 0 | 0.6156 | 0.020121 | 168.5647 | 0 | 0 | 0 | 0.62118 | 0.020303 | 173.4425 | 0 | 0 | 0 | 0.63916 | 0.02089 | 2171.6652 | 2191.3405 | 2254.7525 | 0 | 0 | 0 | 0 | 0 | 0 | 0 | 0 | 0 | 8.0028 | 8.0753 | 8.309 | 167.0512 | 0.040423 | 509.0583 | 0 | 0 | 0 | 0 | 0 | 0 | 0 | 0 | 0 | 0.6156 | 1.2368 | 1.8759 | 0.020121 | 0.040423 | 0.061314 | 1 | 1 | 1 | 1 | 1 | 1 | 1 | 185.625 | 319.2326 | 2.7198 | 185.625 | 318.8729 | 2.7178 | 185.625 | 321.532 | 2.7322 | 5151.7199 | 0 | 0 | 0 | 18.9847 | 0.6205 | 5177.4785 | 0 | 0 | 0 | 0.6236 | 5203.3659 | 0 | 0 | 0 | 0.62672 | 5151.7199 | 1.2441 | 15532.5642 | 0 | 0 | 0 | 0 | 0 | 0 | 0 | 0 | 0 | 18.9847 | 38.0643 | 57.2392 | 0.6205 | 1.2441 | 1.8708 | 1058.8122 | 2879.7276 | 1058.8122 | 4235.8383 | 352.9374 | 1065.2526 | 2895.1795 | 1065.2526 | 4269.997 | 355.0842 | 1077.5681 | 2944.0871 | 1077.5681 | 4370.0033 | 359.1894 | 5.704 | 5.7387 | 5.8051 | 0.030596 | 0.030444 | 0.030293 | 2049.1006 | 0 | 0 | 0 | 7.5512 | 0.2468 | 2061.5647 | 0 | 0 | 0 | 7.5971 | 0.24831 | 2085.3986 | 0 | 0 | 0 | 7.6849 | 0.25118 | 26638.3084 | 26800.3411 | 27110.1812 | 0 | 0 | 0 | 0 | 0 | 0 | 0 | 0 | 0 | 98.1652 | 98.7623 | 99.9041 | 2049.1006 | 0.49511 | 6196.0639 | 0 | 0 | 0 | 0 | 0 | 0 | 0 | 0 | 0 | 7.5512 | 15.1483 | 22.8332 | 0.2468 | 0.49511 | 0.74629 | 247.5 | 257.3576 | 2.0398 | 247.5 | 256.9979 | 2.0384 | 247.5 | 259.657 | 2.0491 | 5151.7199 | 0 | 0 | 0 | 18.9847 | 0.6205 | 5177.4785 | 0 | 0 | 0 | 0.6236 | 5203.3659 | 0 | 0 | 0 | 0.62672 | 5151.7199 | 1.2441 | 15532.5642 | 0 | 0 | 0 | 0 | 0 | 0 | 0 | 0 | 0 | 18.9847 | 38.0643 | 57.2392 | 0.6205 | 1.2441 | 1.8708 | 2307.0658 | 4706.0194 | 2307.0658 | 6922.1606 | 0 | 2318.6011 | 4726.1793 | 2318.6011 | 6970.4731 | 0 | 2330.1941 | 4774.8453 | 2330.1941 | 7087.4567 | 0 | 9.3215 | 9.3681 | 9.4149 | 0.05 | 0.049751 | 0.049504 | 3348.6179 | 0 | 0 | 0 | 12.34 | 0.40333 | 3365.361 | 0 | 0 | 0 | 12.4017 | 0.40534 | 3382.1878 | 0 | 0 | 0 | 12.4637 | 0.40737 | 43532.0328 | 43749.693 | 43968.4415 | 0 | 0 | 0 | 0 | 0 | 0 | 0 | 0 | 0 | 160.4204 | 161.2225 | 162.0287 | 3348.6179 | 0.80867 | 10096.1667 | 0 | 0 | 0 | 0 | 0 | 0 | 0 | 0 | 0 | 12.34 | 24.7418 | 37.2055 | 0.40333 | 0.80867 | 1.216
| 389 | Business | Warehouse | Compressed Air | Electric | 02-257 | 02-257.06 | Compressed Air | [02-257]_Business_Compressed Air_High Efficiency Air Compressor_VSD, Small_ROB_Electric_per hp | No Load Control | With Variable Speed Control | ENGINEER | 756.288 | 0 | 0 | 0 | 0.0909 | 0 | 247.5 | 13 | 0.476 | 0.25758 | 0.40817 | 0.12932 | 0.20492 | 1 | 1 | Replace on Burnout | 6.4747 | 0.025174 | 9831.744 | 0 | 0 | 0 | 38.2258 | 604.6344 | 0 | 0 | 0 | 217.6563 | 0 | 0 | 822.2907 | 103.5378 | 718.7529 | 7.9419 | 599.0348 | 0 | 0 | 0 | 219.9564 | 0 | 0 | 818.9912 | 103.5378 | 715.4533 | 7.9101 | 599.0152 | 0 | 0 | 0 | 222.6248 | 0 | 0 | 821.6399 | 103.5378 | 718.1021 | 7.9356 | per hp | 0.10398 | 215.8602 | 0.005 | 12620.6745 | 0 | 0 | 0 | 46.5086 | 0.72205 | 12683.7778 | 0 | 0 | 0 | 0.72566 | 12747.1967 | 0 | 0 | 0 | 0.72929 | 12620.6745 | 25304.4523 | 38051.649 | 0 | 0 | 0 | 0 | 0 | 0 | 0 | 0 | 0 | 46.5086 | 93.2498 | 140.2246 | 0.72205 | 1.4477 | 2.177 | 12620.6745 | 0 | 0 | 0 | 46.5086 | 0.72205 | 12683.7778 | 0 | 0 | 0 | 0.72566 | 12747.1967 | 0 | 0 | 0 | 0.72929 | 12620.6745 | 1.4477 | 38051.649 | 0 | 0 | 0 | 0 | 0 | 0 | 0 | 0 | 0 | 46.5086 | 93.2498 | 140.2246 | 0.72205 | 1.4477 | 2.177 | 525.7713 | 4175.6413 | 525.7713 | 7138.1392 | 731.0485 | 528.6282 | 4181.4845 | 528.6282 | 7180.6913 | 735.0209 | 536.2352 | 4255.3748 | 536.2352 | 7365.1911 | 745.5979 | 5.0781 | 5.1057 | 5.1791 | 0.023408 | 0.023291 | 0.023175 | 3840.4756 | 0 | 0 | 0 | 14.1526 | 0.21972 | 3861.344 | 0 | 0 | 0 | 14.2295 | 0.22091 | 3916.9091 | 0 | 0 | 0 | 14.4343 | 0.22409 | 49926.1832 | 50197.4723 | 50919.8182 | 0 | 0 | 0 | 0 | 0 | 0 | 0 | 0 | 0 | 183.9836 | 184.9833 | 187.6453 | 3840.4756 | 0.44063 | 11618.7287 | 0 | 0 | 0 | 0 | 0 | 0 | 0 | 0 | 0 | 14.1526 | 28.3821 | 42.8163 | 0.21972 | 0.44063 | 0.66473 | 1 | 1 | 1 | 1 | 1 | 1 | 1 | 185.625 | 636.6657 | 4.4298 | 185.625 | 633.3662 | 4.4121 | 185.625 | 636.0149 | 4.4263 | 12620.6745 | 0 | 0 | 0 | 46.5086 | 0.72205 | 12683.7778 | 0 | 0 | 0 | 0.72566 | 12747.1967 | 0 | 0 | 0 | 0.72929 | 12620.6745 | 1.4477 | 38051.649 | 0 | 0 | 0 | 0 | 0 | 0 | 0 | 0 | 0 | 46.5086 | 93.2498 | 140.2246 | 0.72205 | 1.4477 | 2.177 | 1801.4297 | 7980.0614 | 1801.4297 | 13641.6865 | 600.4766 | 1810.6172 | 7988.5764 | 1810.6172 | 13718.4534 | 603.5391 | 1823.4519 | 8071.2238 | 1823.4519 | 13969.652 | 607.8173 | 9.7047 | 9.7542 | 9.8233 | 0.044734 | 0.044512 | 0.04429 | 7339.5269 | 0 | 0 | 0 | 27.047 | 0.41991 | 7376.9594 | 0 | 0 | 0 | 27.1849 | 0.42205 | 7429.2515 | 0 | 0 | 0 | 27.3776 | 0.42504 | 95413.8493 | 95900.4723 | 96580.2692 | 0 | 0 | 0 | 0 | 0 | 0 | 0 | 0 | 0 | 351.6108 | 353.404 | 355.9092 | 7339.5269 | 0.84195 | 22145.7378 | 0 | 0 | 0 | 0 | 0 | 0 | 0 | 0 | 0 | 27.047 | 54.2319 | 81.6095 | 0.41991 | 0.84195 | 1.267 | 247.5 | 574.7907 | 3.3224 | 247.5 | 571.4912 | 3.3091 | 247.5 | 574.1399 | 3.3198 | 12620.6745 | 0 | 0 | 0 | 46.5086 | 0.72205 | 12683.7778 | 0 | 0 | 0 | 0.72566 | 12747.1967 | 0 | 0 | 0 | 0.72929 | 12620.6745 | 1.4477 | 38051.649 | 0 | 0 | 0 | 0 | 0 | 0 | 0 | 0 | 0 | 46.5086 | 93.2498 | 140.2246 | 0.72205 | 1.4477 | 2.177 | 2891.1365 | 9605.4734 | 2891.1365 | 16420.2818 | 0 | 2905.5922 | 9614.7648 | 2905.5922 | 16511.0399 | 0 | 2920.1202 | 9694.0902 | 2920.1202 | 16778.5048 | 0 | 11.6814 | 11.7398 | 11.7985 | 0.053846 | 0.053578 | 0.053312 | 8834.4721 | 0 | 0 | 0 | 32.556 | 0.50543 | 8878.6445 | 0 | 0 | 0 | 32.7188 | 0.50796 | 8923.0377 | 0 | 0 | 0 | 32.8824 | 0.5105 | 114848.1376 | 115422.3783 | 115999.4902 | 0 | 0 | 0 | 0 | 0 | 0 | 0 | 0 | 0 | 423.2283 | 425.3444 | 427.4712 | 8834.4721 | 1.0134 | 26636.1543 | 0 | 0 | 0 | 0 | 0 | 0 | 0 | 0 | 0 | 32.556 | 65.2748 | 98.1572 | 0.50543 | 1.0134 | 1.5239
| 390 | Business | Lodging | Compressed Air | Electric | 02-257 | 02-257.07 | Compressed Air | [02-257]_Business_Compressed Air_High Efficiency Air Compressor_VSD, Small_ROB_Electric_per hp | No Load Control | With Variable Speed Control | ENGINEER | 756.288 | 0 | 0 | 0 | 0.0909 | 0 | 247.5 | 13 | 0.476 | 0.25758 | 0.40817 | 0.12932 | 0.20492 | 1 | 1 | Replace on Burnout | 6.4747 | 0.025174 | 9831.744 | 0 | 0 | 0 | 38.2258 | 604.6344 | 0 | 0 | 0 | 217.6563 | 0 | 0 | 822.2907 | 85.1022 | 737.1885 | 9.6624 | 599.0348 | 0 | 0 | 0 | 219.9564 | 0 | 0 | 818.9912 | 85.1022 | 733.8889 | 9.6236 | 599.0152 | 0 | 0 | 0 | 222.6248 | 0 | 0 | 821.6399 | 85.1022 | 736.5377 | 9.6547 | per hp | 0 | 0 | 0.005 | 0 | 0 | 0 | 0 | 0 | 0 | 0 | 0 | 0 | 0 | 0 | 0 | 0 | 0 | 0 | 0 | 0 | 0 | 0 | 0 | 0 | 0 | 0 | 0 | 0 | 0 | 0 | 0 | 0 | 0 | 0 | 0 | 0 | 0 | 0 | 0 | 0 | 0 | 0 | 0 | 0 | 0 | 0 | 0 | 0 | 0 | 0 | 0 | 0 | 0 | 0 | 0 | 0 | 0 | 0 | 0 | 0 | 0 | 0 | 0 | 0 | 0 | 0 | 0 | 0 | 0 | 0 | 0 | 0 | 0 | 0 | 0 | 0 | 0 | 0 | 0 | 0 | 0 | 0 | 0 | 0 | 0 | 0 | 0 | 0 | 0 | #NUM! | #NUM! | #NUM! | 0 | 0 | 0 | 0 | 0 | 0 | 0 | 0 | 0 | 0 | 0 | 0 | 0 | 0 | 0 | 0 | 0 | 0 | 0 | 0 | 0 | 0 | 0 | 0 | 0 | 0 | 0 | 0 | 0 | 0 | 0 | 0 | 0 | 0 | 0 | 0 | 0 | 0 | 0 | 0 | 0 | 0 | 0 | 0 | 0 | 0 | 0 | 0 | 0 | 0 | 0 | 1 | 1 | 1 | 1 | 1 | 1 | 1 | 185.625 | 636.6657 | 4.4298 | 185.625 | 633.3662 | 4.4121 | 185.625 | 636.0149 | 4.4263 | 0 | 0 | 0 | 0 | 0 | 0 | 0 | 0 | 0 | 0 | 0 | 0 | 0 | 0 | 0 | 0 | 0 | 0 | 0 | 0 | 0 | 0 | 0 | 0 | 0 | 0 | 0 | 0 | 0 | 0 | 0 | 0 | 0 | 0 | 0 | 0 | 0 | 0 | 0 | 0 | 0 | 0 | 0 | 0 | 0 | 0 | 0 | 0 | 0 | 0 | 0 | 0 | #NUM! | #NUM! | #NUM! | 0 | 0 | 0 | 0 | 0 | 0 | 0 | 0 | 0 | 0 | 0 | 0 | 0 | 0 | 0 | 0 | 0 | 0 | 0 | 0 | 0 | 0 | 0 | 0 | 0 | 0 | 0 | 0 | 0 | 0 | 0 | 0 | 0 | 0 | 0 | 0 | 0 | 0 | 0 | 0 | 0 | 0 | 0 | 0 | 0 | 0 | 0 | 0 | 0 | 0 | 0 | 247.5 | 574.7907 | 3.3224 | 247.5 | 571.4912 | 3.3091 | 247.5 | 574.1399 | 3.3198 | 0 | 0 | 0 | 0 | 0 | 0 | 0 | 0 | 0 | 0 | 0 | 0 | 0 | 0 | 0 | 0 | 0 | 0 | 0 | 0 | 0 | 0 | 0 | 0 | 0 | 0 | 0 | 0 | 0 | 0 | 0 | 0 | 0 | 0 | 0 | 0 | 0 | 0 | 0 | 0 | 0 | 0 | 0 | 0 | 0 | 0 | 0 | 0 | 0 | 0 | 0 | 0 | #NUM! | #NUM! | #NUM! | 0 | 0 | 0 | 0 | 0 | 0 | 0 | 0 | 0 | 0 | 0 | 0 | 0 | 0 | 0 | 0 | 0 | 0 | 0 | 0 | 0 | 0 | 0 | 0 | 0 | 0 | 0 | 0 | 0 | 0 | 0 | 0 | 0 | 0 | 0 | 0 | 0 | 0 | 0 | 0 | 0 | 0 | 0 | 0 | 0 | 0 | 0 | 0 | 0 | 0 | 0
| 391 | Business | Other Commercial | Compressed Air | Electric | 02-257 | 02-257.08 | Compressed Air | [02-257]_Business_Compressed Air_High Efficiency Air Compressor_VSD, Small_ROB_Electric_per hp | No Load Control | With Variable Speed Control | ENGINEER | 359.2368 | 0 | 0 | 0 | 0.0909 | 0 | 247.5 | 13 | 0.476 | 0.25758 | 0.40817 | 0.12932 | 0.20492 | 1 | 1 | Replace on Burnout | 13.6309 | 0.052997 | 4670.0784 | 0 | 0 | 0 | 18.1573 | 287.2013 | 0 | 0 | 0 | 217.6563 | 0 | 0 | 504.8576 | 103.5378 | 401.3198 | 4.8761 | 284.5415 | 0 | 0 | 0 | 219.9564 | 0 | 0 | 504.4979 | 103.5378 | 400.9601 | 4.8726 | 284.5322 | 0 | 0 | 0 | 222.6248 | 0 | 0 | 507.157 | 103.5378 | 403.6192 | 4.8983 | per hp | 0.011988 | 45.5527 | 0.005 | 1265.078 | 0 | 0 | 0 | 4.662 | 0.15237 | 1271.4034 | 0 | 0 | 0 | 0.15313 | 1277.7604 | 0 | 0 | 0 | 0.1539 | 1265.078 | 2536.4813 | 3814.2417 | 0 | 0 | 0 | 0 | 0 | 0 | 0 | 0 | 0 | 4.662 | 9.3472 | 14.0559 | 0.15237 | 0.30551 | 0.45941 | 1265.078 | 0 | 0 | 0 | 4.662 | 0.15237 | 1271.4034 | 0 | 0 | 0 | 0.15313 | 1277.7604 | 0 | 0 | 0 | 0.1539 | 1265.078 | 0.30551 | 3814.2417 | 0 | 0 | 0 | 0 | 0 | 0 | 0 | 0 | 0 | 4.662 | 9.3472 | 14.0559 | 0.15237 | 0.30551 | 0.45941 | 54.5545 | 266.0116 | 54.5545 | 394.788 | 75.8543 | 54.9777 | 267.8839 | 54.9777 | 398.6295 | 76.4426 | 56.1729 | 275.1505 | 56.1729 | 412.0694 | 78.1045 | 0.5269 | 0.53099 | 0.54254 | 0.011509 | 0.011452 | 0.011395 | 189.2834 | 0 | 0 | 0 | 0.69753 | 0.022798 | 190.7516 | 0 | 0 | 0 | 0.70294 | 0.022975 | 194.8986 | 0 | 0 | 0 | 0.71822 | 0.023475 | 2460.6836 | 2479.7702 | 2533.6819 | 0 | 0 | 0 | 0 | 0 | 0 | 0 | 0 | 0 | 9.0679 | 9.1382 | 9.3369 | 189.2834 | 0.045773 | 574.9335 | 0 | 0 | 0 | 0 | 0 | 0 | 0 | 0 | 0 | 0.69753 | 1.4005 | 2.1187 | 0.022798 | 0.045773 | 0.069248 | 1 | 1 | 1 | 1 | 1 | 1 | 1 | 185.625 | 319.2326 | 2.7198 | 185.625 | 318.8729 | 2.7178 | 185.625 | 321.532 | 2.7322 | 1265.078 | 0 | 0 | 0 | 4.662 | 0.15237 | 1271.4034 | 0 | 0 | 0 | 0.15313 | 1277.7604 | 0 | 0 | 0 | 0.1539 | 1265.078 | 0.30551 | 3814.2417 | 0 | 0 | 0 | 0 | 0 | 0 | 0 | 0 | 0 | 4.662 | 9.3472 | 14.0559 | 0.15237 | 0.30551 | 0.45941 | 321.9339 | 875.5867 | 321.9339 | 1299.4588 | 107.3113 | 323.7722 | 879.9591 | 323.7722 | 1309.439 | 107.9241 | 326.7356 | 892.6936 | 326.7356 | 1336.9108 | 108.9119 | 1.7343 | 1.7442 | 1.7602 | 0.037884 | 0.037695 | 0.037508 | 623.033 | 0 | 0 | 0 | 2.2959 | 0.075041 | 626.5907 | 0 | 0 | 0 | 2.3091 | 0.07547 | 632.3257 | 0 | 0 | 0 | 2.3302 | 0.076161 | 8099.4289 | 8145.6792 | 8220.2342 | 0 | 0 | 0 | 0 | 0 | 0 | 0 | 0 | 0 | 29.8473 | 30.0177 | 30.2925 | 623.033 | 0.15051 | 1881.9494 | 0 | 0 | 0 | 0 | 0 | 0 | 0 | 0 | 0 | 2.2959 | 4.605 | 6.9352 | 0.075041 | 0.15051 | 0.22667 | 247.5 | 257.3576 | 2.0398 | 247.5 | 256.9979 | 2.0384 | 247.5 | 259.657 | 2.0491 | 1265.078 | 0 | 0 | 0 | 4.662 | 0.15237 | 1271.4034 | 0 | 0 | 0 | 0.15313 | 1277.7604 | 0 | 0 | 0 | 0.1539 | 1265.078 | 0.30551 | 3814.2417 | 0 | 0 | 0 | 0 | 0 | 0 | 0 | 0 | 0 | 4.662 | 9.3472 | 14.0559 | 0.15237 | 0.30551 | 0.45941 | 610.1122 | 1244.5245 | 610.1122 | 1846.9996 | 0 | 613.1628 | 1249.8559 | 613.1628 | 1859.8706 | 0 | 616.2286 | 1262.7258 | 616.2286 | 1891.0762 | 0 | 2.4651 | 2.4774 | 2.4898 | 0.053846 | 0.053578 | 0.053312 | 885.5546 | 0 | 0 | 0 | 3.2634 | 0.10666 | 889.9824 | 0 | 0 | 0 | 3.2797 | 0.10719 | 894.4323 | 0 | 0 | 0 | 3.2961 | 0.10773 | 11512.2096 | 11569.7706 | 11627.6195 | 0 | 0 | 0 | 0 | 0 | 0 | 0 | 0 | 0 | 42.4238 | 42.6359 | 42.8491 | 885.5546 | 0.21386 | 2669.9692 | 0 | 0 | 0 | 0 | 0 | 0 | 0 | 0 | 0 | 3.2634 | 6.5431 | 9.8391 | 0.10666 | 0.21386 | 0.32159
| 392 | Business | Food Sales | Compressed Air | Electric | 02-257 | 02-257.09 | Compressed Air | [02-257]_Business_Compressed Air_High Efficiency Air Compressor_VSD, Small_ROB_Electric_per hp | No Load Control | With Variable Speed Control | ENGINEER | 359.2368 | 0 | 0 | 0 | 0.0909 | 0 | 247.5 | 13 | 0.476 | 0.25758 | 0.40817 | 0.12932 | 0.20492 | 1 | 1 | Replace on Burnout | 13.6309 | 0.052997 | 4670.0784 | 0 | 0 | 0 | 18.1573 | 287.2013 | 0 | 0 | 0 | 217.6563 | 0 | 0 | 504.8576 | 85.1022 | 419.7554 | 5.9324 | 284.5415 | 0 | 0 | 0 | 219.9564 | 0 | 0 | 504.4979 | 85.1022 | 419.3956 | 5.9281 | 284.5322 | 0 | 0 | 0 | 222.6248 | 0 | 0 | 507.157 | 85.1022 | 422.0547 | 5.9594 | per hp | 0 | 0 | 0.005 | 0 | 0 | 0 | 0 | 0 | 0 | 0 | 0 | 0 | 0 | 0 | 0 | 0 | 0 | 0 | 0 | 0 | 0 | 0 | 0 | 0 | 0 | 0 | 0 | 0 | 0 | 0 | 0 | 0 | 0 | 0 | 0 | 0 | 0 | 0 | 0 | 0 | 0 | 0 | 0 | 0 | 0 | 0 | 0 | 0 | 0 | 0 | 0 | 0 | 0 | 0 | 0 | 0 | 0 | 0 | 0 | 0 | 0 | 0 | 0 | 0 | 0 | 0 | 0 | 0 | 0 | 0 | 0 | 0 | 0 | 0 | 0 | 0 | 0 | 0 | 0 | 0 | 0 | 0 | 0 | 0 | 0 | 0 | 0 | 0 | 0 | #NUM! | #NUM! | #NUM! | 0 | 0 | 0 | 0 | 0 | 0 | 0 | 0 | 0 | 0 | 0 | 0 | 0 | 0 | 0 | 0 | 0 | 0 | 0 | 0 | 0 | 0 | 0 | 0 | 0 | 0 | 0 | 0 | 0 | 0 | 0 | 0 | 0 | 0 | 0 | 0 | 0 | 0 | 0 | 0 | 0 | 0 | 0 | 0 | 0 | 0 | 0 | 0 | 0 | 0 | 0 | 1 | 1 | 1 | 1 | 1 | 1 | 1 | 185.625 | 319.2326 | 2.7198 | 185.625 | 318.8729 | 2.7178 | 185.625 | 321.532 | 2.7322 | 0 | 0 | 0 | 0 | 0 | 0 | 0 | 0 | 0 | 0 | 0 | 0 | 0 | 0 | 0 | 0 | 0 | 0 | 0 | 0 | 0 | 0 | 0 | 0 | 0 | 0 | 0 | 0 | 0 | 0 | 0 | 0 | 0 | 0 | 0 | 0 | 0 | 0 | 0 | 0 | 0 | 0 | 0 | 0 | 0 | 0 | 0 | 0 | 0 | 0 | 0 | 0 | #NUM! | #NUM! | #NUM! | 0 | 0 | 0 | 0 | 0 | 0 | 0 | 0 | 0 | 0 | 0 | 0 | 0 | 0 | 0 | 0 | 0 | 0 | 0 | 0 | 0 | 0 | 0 | 0 | 0 | 0 | 0 | 0 | 0 | 0 | 0 | 0 | 0 | 0 | 0 | 0 | 0 | 0 | 0 | 0 | 0 | 0 | 0 | 0 | 0 | 0 | 0 | 0 | 0 | 0 | 0 | 247.5 | 257.3576 | 2.0398 | 247.5 | 256.9979 | 2.0384 | 247.5 | 259.657 | 2.0491 | 0 | 0 | 0 | 0 | 0 | 0 | 0 | 0 | 0 | 0 | 0 | 0 | 0 | 0 | 0 | 0 | 0 | 0 | 0 | 0 | 0 | 0 | 0 | 0 | 0 | 0 | 0 | 0 | 0 | 0 | 0 | 0 | 0 | 0 | 0 | 0 | 0 | 0 | 0 | 0 | 0 | 0 | 0 | 0 | 0 | 0 | 0 | 0 | 0 | 0 | 0 | 0 | #NUM! | #NUM! | #NUM! | 0 | 0 | 0 | 0 | 0 | 0 | 0 | 0 | 0 | 0 | 0 | 0 | 0 | 0 | 0 | 0 | 0 | 0 | 0 | 0 | 0 | 0 | 0 | 0 | 0 | 0 | 0 | 0 | 0 | 0 | 0 | 0 | 0 | 0 | 0 | 0 | 0 | 0 | 0 | 0 | 0 | 0 | 0 | 0 | 0 | 0 | 0 | 0 | 0 | 0 | 0
| 393 | Business | Manufacturing/Industrial | Compressed Air | Electric | 02-257 | 02-257.10 | Compressed Air | [02-257]_Business_Compressed Air_High Efficiency Air Compressor_VSD, Small_ROB_Electric_per hp | No Load Control | With Variable Speed Control | ENGINEER | 538.8552 | 0 | 0 | 0 | 0.0909 | 0 | 247.5 | 13 | 0.476 | 0.25758 | 0.40817 | 0.12932 | 0.20492 | 1 | 1 | Replace on Burnout | 9.0873 | 0.035331 | 7005.1176 | 0 | 0 | 0 | 27.2359 | 430.802 | 0 | 0 | 0 | 217.6563 | 0 | 0 | 648.4583 | 85.1022 | 563.3561 | 7.6198 | 426.8123 | 0 | 0 | 0 | 219.9564 | 0 | 0 | 646.7686 | 85.1022 | 561.6664 | 7.5999 | 426.7983 | 0 | 0 | 0 | 222.6248 | 0 | 0 | 649.4231 | 85.1022 | 564.3208 | 7.6311 | per hp | 20.9059 | 86612.9407 | 0.005 | 3608091.7409 | 0 | 0 | 0 | 13296.224 | 289.7186 | 3626132.1997 | 0 | 0 | 0 | 291.1672 | 3644262.8606 | 0 | 0 | 0 | 292.623 | 3608091.7409 | 7234223.9406 | 10878486.8012 | 0 | 0 | 0 | 0 | 0 | 0 | 0 | 0 | 0 | 13296.224 | 26658.929 | 40088.4476 | 289.7186 | 580.8857 | 873.5087 | 3608091.7409 | 0 | 0 | 0 | 13296.224 | 289.7186 | 3626132.1997 | 0 | 0 | 0 | 291.1672 | 3644262.8606 | 0 | 0 | 0 | 292.623 | 3608091.7409 | 580.8857 | 10878486.8012 | 0 | 0 | 0 | 0 | 0 | 0 | 0 | 0 | 0 | 13296.224 | 26658.929 | 40088.4476 | 289.7186 | 580.8857 | 873.5087 | 85827.6769 | 653985.9585 | 85827.6769 | 1042048.1122 | 163782.0857 | 86391.9 | 656569.9349 | 86391.9 | 1050023.2844 | 164858.7738 | 88237.3458 | 673347.3559 | 88237.3458 | 1084640.3121 | 168380.3762 | 1008.5243 | 1015.1542 | 1036.8393 | 0.011586 | 0.011528 | 0.011471 | 543448.5598 | 0 | 0 | 0 | 2002.6691 | 43.6372 | 547021.1399 | 0 | 0 | 0 | 2015.8344 | 43.9241 | 558706.2381 | 0 | 0 | 0 | 2058.8953 | 44.8624 | 7064831.2779 | 7111274.8185 | 7263181.0949 | 0 | 0 | 0 | 0 | 0 | 0 | 0 | 0 | 0 | 26034.698 | 26205.8477 | 26765.6394 | 543448.5598 | 87.5613 | 1649175.9378 | 0 | 0 | 0 | 0 | 0 | 0 | 0 | 0 | 0 | 2002.6691 | 4018.5035 | 6077.3989 | 43.6372 | 87.5613 | 132.4237 | 1 | 1 | 1 | 1 | 1 | 1 | 1 | 185.625 | 462.8333 | 3.4934 | 185.625 | 461.1436 | 3.4843 | 185.625 | 463.7981 | 3.4986 | 3608091.7409 | 0 | 0 | 0 | 13296.224 | 289.7186 | 3626132.1997 | 0 | 0 | 0 | 291.1672 | 3644262.8606 | 0 | 0 | 0 | 292.623 | 3608091.7409 | 580.8857 | 10878486.8012 | 0 | 0 | 0 | 0 | 0 | 0 | 0 | 0 | 0 | 13296.224 | 26658.929 | 40088.4476 | 289.7186 | 580.8857 | 873.5087 | 675159.0645 | 2358585.8889 | 675159.0645 | 3758123.4599 | 225053.0215 | 678723.4074 | 2364859.3737 | 678723.4074 | 3782015.0979 | 226241.1358 | 684095.5507 | 2393359.9317 | 684095.5507 | 3855268.2221 | 228031.8502 | 3637.2205 | 3656.4224 | 3685.3632 | 0.041785 | 0.041577 | 0.04137 | 1959935.2066 | 0 | 0 | 0 | 7222.5817 | 157.3767 | 1970282.222 | 0 | 0 | 0 | 7260.7116 | 158.2075 | 1985877.1438 | 0 | 0 | 0 | 7318.1807 | 159.4598 | 25479157.6855 | 25613668.8865 | 25816402.8688 | 0 | 0 | 0 | 0 | 0 | 0 | 0 | 0 | 0 | 93893.5624 | 94389.2513 | 95136.3488 | 1959935.2066 | 315.5843 | 5916094.5724 | 0 | 0 | 0 | 0 | 0 | 0 | 0 | 0 | 0 | 7222.5817 | 14483.2934 | 21801.474 | 157.3767 | 315.5843 | 475.044 | 247.5 | 400.9583 | 2.62 | 247.5 | 399.2686 | 2.6132 | 247.5 | 401.9231 | 2.6239 | 3608091.7409 | 0 | 0 | 0 | 13296.224 | 289.7186 | 3626132.1997 | 0 | 0 | 0 | 291.1672 | 3644262.8606 | 0 | 0 | 0 | 292.623 | 3608091.7409 | 580.8857 | 10878486.8012 | 0 | 0 | 0 | 0 | 0 | 0 | 0 | 0 | 0 | 13296.224 | 26658.929 | 40088.4476 | 289.7186 | 580.8857 | 873.5087 | 1160055.4177 | 3039384.1421 | 1160055.4177 | 4842893.7447 | 0 | 1165855.6948 | 3046621.869 | 1165855.6948 | 4872327.7309 | 0 | 1171684.9733 | 3074421.2537 | 1171684.9733 | 4952334.3328 | 0 | 4687.0926 | 4710.5281 | 4734.0807 | 0.053846 | 0.053578 | 0.053312 | 2525664.2187 | 0 | 0 | 0 | 9307.3568 | 202.803 | 2538292.5398 | 0 | 0 | 0 | 9353.8936 | 203.817 | 2550984.0025 | 0 | 0 | 0 | 9400.663 | 204.8361 | 32833634.8426 | 32997803.0168 | 33162792.0319 | 0 | 0 | 0 | 0 | 0 | 0 | 0 | 0 | 0 | 120995.638 | 121600.6162 | 122208.6193 | 2525664.2187 | 406.62 | 7614940.7609 | 0 | 0 | 0 | 0 | 0 | 0 | 0 | 0 | 0 | 9307.3568 | 18661.2503 | 28061.9134 | 202.803 | 406.62 | 611.4561
| 394 | Business | Office | Compressed Air | Electric | 02-267 | 02-267.01 | Compressed Air | [02-267]_Business_Compressed Air_Low Pressure Drop Filters_ROB_Electric_per unit | standard coalescing filter | low pressure drop filter | ENGINEER | 690.0192 | 0 | 0 | 0 | 0.3492 | 0 | 1000 | 10 | 0.476 | 0.25758 | 0.40817 | 0.12932 | 0.20492 | 1 | 1 | Replace on Burnout | 37.2746 | 0.14492 | 6900.192 | 0 | 0 | 0 | 26.8279 | 452.4983 | 0 | 0 | 0 | 650.7508 | 0 | 0 | 1103.2492 | 418.3346 | 684.9145 | 2.6372 | 448.0493 | 0 | 0 | 0 | 664.6295 | 0 | 0 | 1112.6787 | 418.3346 | 694.3441 | 2.6598 | 445.2234 | 0 | 0 | 0 | 682.469 | 0 | 0 | 1127.6924 | 418.3346 | 709.3577 | 2.6957 | per unit | 0.0037419 | 91.9382 | 0.005 | 6375.6308 | 0 | 0 | 0 | 23.4949 | 1.5358 | 6407.5089 | 0 | 0 | 0 | 1.5435 | 6439.5465 | 0 | 0 | 0 | 1.5512 | 6375.6308 | 12783.1397 | 19222.6862 | 0 | 0 | 0 | 0 | 0 | 0 | 0 | 0 | 0 | 23.4949 | 47.1073 | 70.8378 | 1.5358 | 3.0793 | 4.6306 | 6375.6308 | 0 | 0 | 0 | 23.4949 | 1.5358 | 6407.5089 | 0 | 0 | 0 | 1.5435 | 6439.5465 | 0 | 0 | 0 | 1.5512 | 6375.6308 | 3.0793 | 19222.6862 | 0 | 0 | 0 | 0 | 0 | 0 | 0 | 0 | 0 | 23.4949 | 47.1073 | 70.8378 | 1.5358 | 3.0793 | 4.6306 | 136.6754 | 360.446 | 136.6754 | 440.6024 | 190.0377 | 138.9726 | 369.6368 | 138.9726 | 450.4483 | 193.2318 | 143.1849 | 385.9793 | 143.1849 | 469.7254 | 199.0887 | 0.32671 | 0.3322 | 0.34227 | 0.0035359 | 0.0035183 | 0.0035008 | 225.4384 | 0 | 0 | 0 | 0.83077 | 0.054306 | 229.2274 | 0 | 0 | 0 | 0.84473 | 0.055219 | 236.1753 | 0 | 0 | 0 | 0.87033 | 0.056892 | 2254.3835 | 2292.274 | 2361.7532 | 0 | 0 | 0 | 0 | 0 | 0 | 0 | 0 | 0 | 8.3077 | 8.4473 | 8.7033 | 225.4384 | 0.10952 | 690.8411 | 0 | 0 | 0 | 0 | 0 | 0 | 0 | 0 | 0 | 0.83077 | 1.6755 | 2.5458 | 0.054306 | 0.10952 | 0.16642 | 1 | 1 | 1 | 1 | 1 | 1 | 1 | 750 | 353.2492 | 1.471 | 750 | 362.6787 | 1.4836 | 750 | 377.6924 | 1.5036 | 6375.6308 | 0 | 0 | 0 | 23.4949 | 1.5358 | 6407.5089 | 0 | 0 | 0 | 1.5435 | 6439.5465 | 0 | 0 | 0 | 1.5512 | 6375.6308 | 3.0793 | 19222.6862 | 0 | 0 | 0 | 0 | 0 | 0 | 0 | 0 | 0 | 23.4949 | 47.1073 | 70.8378 | 1.5358 | 3.0793 | 4.6306 | 2192.2472 | 3224.7931 | 2192.2472 | 3941.9259 | 730.7491 | 2212.8314 | 3282.8939 | 2212.8314 | 4000.6136 | 737.6105 | 2244.6412 | 3375.0197 | 2244.6412 | 4107.2994 | 748.2137 | 2.923 | 2.9504 | 2.9929 | 0.031635 | 0.031477 | 0.031321 | 2016.9235 | 0 | 0 | 0 | 7.4326 | 0.48586 | 2035.8615 | 0 | 0 | 0 | 7.5024 | 0.49042 | 2065.1274 | 0 | 0 | 0 | 7.6102 | 0.49747 | 20169.235 | 20358.6152 | 20651.2738 | 0 | 0 | 0 | 0 | 0 | 0 | 0 | 0 | 0 | 74.3259 | 75.0238 | 76.1023 | 2016.9235 | 0.97628 | 6117.9124 | 0 | 0 | 0 | 0 | 0 | 0 | 0 | 0 | 0 | 7.4326 | 14.935 | 22.5452 | 0.48586 | 0.97628 | 1.4737 | 1000 | 103.2492 | 1.1032 | 1000 | 112.6787 | 1.1127 | 1000 | 127.6924 | 1.1277 | 6375.6308 | 0 | 0 | 0 | 23.4949 | 1.5358 | 6407.5089 | 0 | 0 | 0 | 1.5435 | 6439.5465 | 0 | 0 | 0 | 1.5512 | 6375.6308 | 3.0793 | 19222.6862 | 0 | 0 | 0 | 0 | 0 | 0 | 0 | 0 | 0 | 23.4949 | 47.1073 | 70.8378 | 1.5358 | 3.0793 | 4.6306 | 6467.8513 | 7135.6515 | 6467.8513 | 8722.4849 | 0 | 6500.1905 | 7232.6238 | 6500.1905 | 8813.8497 | 0 | 6532.6915 | 7366.8663 | 6532.6915 | 8965.2589 | 0 | 6.4679 | 6.5002 | 6.5327 | 0.07 | 0.069652 | 0.069305 | 4462.9416 | 0 | 0 | 0 | 16.4464 | 1.0751 | 4485.2563 | 0 | 0 | 0 | 16.5287 | 1.0805 | 4507.6825 | 0 | 0 | 0 | 16.6113 | 1.0859 | 44629.4156 | 44852.5626 | 45076.8254 | 0 | 0 | 0 | 0 | 0 | 0 | 0 | 0 | 0 | 164.4644 | 165.2867 | 166.1132 | 4462.9416 | 2.1555 | 13455.8804 | 0 | 0 | 0 | 0 | 0 | 0 | 0 | 0 | 0 | 16.4464 | 32.9751 | 49.5864 | 1.0751 | 2.1555 | 3.2414
| 395 | Business | Retail | Compressed Air | Electric | 02-267 | 02-267.02 | Compressed Air | [02-267]_Business_Compressed Air_Low Pressure Drop Filters_ROB_Electric_per unit | standard coalescing filter | low pressure drop filter | ENGINEER | 1380.0384 | 0 | 0 | 0 | 0.3492 | 0 | 1000 | 10 | 0.476 | 0.25758 | 0.40817 | 0.12932 | 0.20492 | 1 | 1 | Replace on Burnout | 18.6373 | 0.072462 | 13800.384 | 0 | 0 | 0 | 53.6559 | 904.9966 | 0 | 0 | 0 | 650.7508 | 0 | 0 | 1555.7475 | 418.3346 | 1137.4128 | 3.7189 | 896.0985 | 0 | 0 | 0 | 664.6295 | 0 | 0 | 1560.728 | 418.3346 | 1142.3934 | 3.7308 | 890.4468 | 0 | 0 | 0 | 682.469 | 0 | 0 | 1572.9157 | 418.3346 | 1154.5811 | 3.7599 | per unit | 0 | 0 | 0.005 | 0 | 0 | 0 | 0 | 0 | 0 | 0 | 0 | 0 | 0 | 0 | 0 | 0 | 0 | 0 | 0 | 0 | 0 | 0 | 0 | 0 | 0 | 0 | 0 | 0 | 0 | 0 | 0 | 0 | 0 | 0 | 0 | 0 | 0 | 0 | 0 | 0 | 0 | 0 | 0 | 0 | 0 | 0 | 0 | 0 | 0 | 0 | 0 | 0 | 0 | 0 | 0 | 0 | 0 | 0 | 0 | 0 | 0 | 0 | 0 | 0 | 0 | 0 | 0 | 0 | 0 | 0 | 0 | 0 | 0 | 0 | 0 | 0 | 0 | 0 | 0 | 0 | 0 | 0 | 0 | 0 | 0 | 0 | 0 | 0 | 0 | #NUM! | #NUM! | #NUM! | 0 | 0 | 0 | 0 | 0 | 0 | 0 | 0 | 0 | 0 | 0 | 0 | 0 | 0 | 0 | 0 | 0 | 0 | 0 | 0 | 0 | 0 | 0 | 0 | 0 | 0 | 0 | 0 | 0 | 0 | 0 | 0 | 0 | 0 | 0 | 0 | 0 | 0 | 0 | 0 | 0 | 0 | 0 | 0 | 0 | 0 | 0 | 0 | 0 | 0 | 0 | 1 | 1 | 1 | 1 | 1 | 1 | 1 | 750 | 805.7475 | 2.0743 | 750 | 810.728 | 2.081 | 750 | 822.9157 | 2.0972 | 0 | 0 | 0 | 0 | 0 | 0 | 0 | 0 | 0 | 0 | 0 | 0 | 0 | 0 | 0 | 0 | 0 | 0 | 0 | 0 | 0 | 0 | 0 | 0 | 0 | 0 | 0 | 0 | 0 | 0 | 0 | 0 | 0 | 0 | 0 | 0 | 0 | 0 | 0 | 0 | 0 | 0 | 0 | 0 | 0 | 0 | 0 | 0 | 0 | 0 | 0 | 0 | #NUM! | #NUM! | #NUM! | 0 | 0 | 0 | 0 | 0 | 0 | 0 | 0 | 0 | 0 | 0 | 0 | 0 | 0 | 0 | 0 | 0 | 0 | 0 | 0 | 0 | 0 | 0 | 0 | 0 | 0 | 0 | 0 | 0 | 0 | 0 | 0 | 0 | 0 | 0 | 0 | 0 | 0 | 0 | 0 | 0 | 0 | 0 | 0 | 0 | 0 | 0 | 0 | 0 | 0 | 0 | 1000 | 555.7475 | 1.5557 | 1000 | 560.728 | 1.5607 | 1000 | 572.9157 | 1.5729 | 0 | 0 | 0 | 0 | 0 | 0 | 0 | 0 | 0 | 0 | 0 | 0 | 0 | 0 | 0 | 0 | 0 | 0 | 0 | 0 | 0 | 0 | 0 | 0 | 0 | 0 | 0 | 0 | 0 | 0 | 0 | 0 | 0 | 0 | 0 | 0 | 0 | 0 | 0 | 0 | 0 | 0 | 0 | 0 | 0 | 0 | 0 | 0 | 0 | 0 | 0 | 0 | #NUM! | #NUM! | #NUM! | 0 | 0 | 0 | 0 | 0 | 0 | 0 | 0 | 0 | 0 | 0 | 0 | 0 | 0 | 0 | 0 | 0 | 0 | 0 | 0 | 0 | 0 | 0 | 0 | 0 | 0 | 0 | 0 | 0 | 0 | 0 | 0 | 0 | 0 | 0 | 0 | 0 | 0 | 0 | 0 | 0 | 0 | 0 | 0 | 0 | 0 | 0 | 0 | 0 | 0 | 0
| 396 | Business | Food Service | Compressed Air | Electric | 02-267 | 02-267.03 | Compressed Air | [02-267]_Business_Compressed Air_Low Pressure Drop Filters_ROB_Electric_per unit | standard coalescing filter | low pressure drop filter | ENGINEER | 1380.0384 | 0 | 0 | 0 | 0.3492 | 0 | 1000 | 10 | 0.476 | 0.25758 | 0.40817 | 0.12932 | 0.20492 | 1 | 1 | Replace on Burnout | 18.6373 | 0.072462 | 13800.384 | 0 | 0 | 0 | 53.6559 | 904.9966 | 0 | 0 | 0 | 650.7508 | 0 | 0 | 1866.897 | 418.3346 | 1448.5623 | 4.4627 | 896.0985 | 0 | 0 | 0 | 664.6295 | 0 | 0 | 1872.8736 | 418.3346 | 1454.539 | 4.477 | 890.4468 | 0 | 0 | 0 | 682.469 | 0 | 0 | 1887.4989 | 418.3346 | 1469.1643 | 4.5119 | per unit | 0 | 0 | 0.005 | 0 | 0 | 0 | 0 | 0 | 0 | 0 | 0 | 0 | 0 | 0 | 0 | 0 | 0 | 0 | 0 | 0 | 0 | 0 | 0 | 0 | 0 | 0 | 0 | 0 | 0 | 0 | 0 | 0 | 0 | 0 | 0 | 0 | 0 | 0 | 0 | 0 | 0 | 0 | 0 | 0 | 0 | 0 | 0 | 0 | 0 | 0 | 0 | 0 | 0 | 0 | 0 | 0 | 0 | 0 | 0 | 0 | 0 | 0 | 0 | 0 | 0 | 0 | 0 | 0 | 0 | 0 | 0 | 0 | 0 | 0 | 0 | 0 | 0 | 0 | 0 | 0 | 0 | 0 | 0 | 0 | 0 | 0 | 0 | 0 | 0 | #NUM! | #NUM! | #NUM! | 0 | 0 | 0 | 0 | 0 | 0 | 0 | 0 | 0 | 0 | 0 | 0 | 0 | 0 | 0 | 0 | 0 | 0 | 0 | 0 | 0 | 0 | 0 | 0 | 0 | 0 | 0 | 0 | 0 | 0 | 0 | 0 | 0 | 0 | 0 | 0 | 0 | 0 | 0 | 0 | 0 | 0 | 0 | 0 | 0 | 0 | 0 | 0 | 0 | 0 | 0 | 1 | 1 | 1 | 1 | 1 | 1 | 1 | 750 | 1116.897 | 2.4892 | 750 | 1122.8736 | 2.4972 | 750 | 1137.4989 | 2.5167 | 0 | 0 | 0 | 0 | 0 | 0 | 0 | 0 | 0 | 0 | 0 | 0 | 0 | 0 | 0 | 0 | 0 | 0 | 0 | 0 | 0 | 0 | 0 | 0 | 0 | 0 | 0 | 0 | 0 | 0 | 0 | 0 | 0 | 0 | 0 | 0 | 0 | 0 | 0 | 0 | 0 | 0 | 0 | 0 | 0 | 0 | 0 | 0 | 0 | 0 | 0 | 0 | #NUM! | #NUM! | #NUM! | 0 | 0 | 0 | 0 | 0 | 0 | 0 | 0 | 0 | 0 | 0 | 0 | 0 | 0 | 0 | 0 | 0 | 0 | 0 | 0 | 0 | 0 | 0 | 0 | 0 | 0 | 0 | 0 | 0 | 0 | 0 | 0 | 0 | 0 | 0 | 0 | 0 | 0 | 0 | 0 | 0 | 0 | 0 | 0 | 0 | 0 | 0 | 0 | 0 | 0 | 0 | 1000 | 866.897 | 1.8669 | 1000 | 872.8736 | 1.8729 | 1000 | 887.4989 | 1.8875 | 0 | 0 | 0 | 0 | 0 | 0 | 0 | 0 | 0 | 0 | 0 | 0 | 0 | 0 | 0 | 0 | 0 | 0 | 0 | 0 | 0 | 0 | 0 | 0 | 0 | 0 | 0 | 0 | 0 | 0 | 0 | 0 | 0 | 0 | 0 | 0 | 0 | 0 | 0 | 0 | 0 | 0 | 0 | 0 | 0 | 0 | 0 | 0 | 0 | 0 | 0 | 0 | #NUM! | #NUM! | #NUM! | 0 | 0 | 0 | 0 | 0 | 0 | 0 | 0 | 0 | 0 | 0 | 0 | 0 | 0 | 0 | 0 | 0 | 0 | 0 | 0 | 0 | 0 | 0 | 0 | 0 | 0 | 0 | 0 | 0 | 0 | 0 | 0 | 0 | 0 | 0 | 0 | 0 | 0 | 0 | 0 | 0 | 0 | 0 | 0 | 0 | 0 | 0 | 0 | 0 | 0 | 0
| 397 | Business | Healthcare/Hospitals | Compressed Air | Electric | 02-267 | 02-267.04 | Compressed Air | [02-267]_Business_Compressed Air_Low Pressure Drop Filters_ROB_Electric_per unit | standard coalescing filter | low pressure drop filter | ENGINEER | 2905.344 | 0 | 0 | 0 | 0.3492 | 0 | 1000 | 10 | 0.476 | 0.25758 | 0.40817 | 0.12932 | 0.20492 | 1 | 1 | Replace on Burnout | 8.8527 | 0.034419 | 29053.44 | 0 | 0 | 0 | 112.9598 | 1905.2561 | 0 | 0 | 0 | 650.7508 | 0 | 0 | 2556.0069 | 343.8474 | 2212.1595 | 7.4335 | 1886.5232 | 0 | 0 | 0 | 664.6295 | 0 | 0 | 2551.1527 | 343.8474 | 2207.3053 | 7.4194 | 1874.6248 | 0 | 0 | 0 | 682.469 | 0 | 0 | 2557.0938 | 343.8474 | 2213.2463 | 7.4367 | per unit | 0.11551 | 313.7322 | 0.005 | 91605.7562 | 0 | 0 | 0 | 337.5775 | 5.2409 | 92063.785 | 0 | 0 | 0 | 5.2671 | 92524.1039 | 0 | 0 | 0 | 5.2934 | 91605.7562 | 183669.5412 | 276193.6452 | 0 | 0 | 0 | 0 | 0 | 0 | 0 | 0 | 0 | 337.5775 | 676.8429 | 1017.8047 | 5.2409 | 10.508 | 15.8015 | 91605.7562 | 0 | 0 | 0 | 337.5775 | 5.2409 | 92063.785 | 0 | 0 | 0 | 5.2671 | 92524.1039 | 0 | 0 | 0 | 5.2934 | 91605.7562 | 10.508 | 276193.6452 | 0 | 0 | 0 | 0 | 0 | 0 | 0 | 0 | 0 | 337.5775 | 676.8429 | 1017.8047 | 5.2409 | 10.508 | 15.8015 | 714.9254 | 5314.4337 | 714.9254 | 8997.1418 | 1364.2683 | 717.9063 | 5326.4567 | 717.9063 | 9030.9181 | 1369.9565 | 729.6616 | 5426.282 | 729.6616 | 9236.2071 | 1392.3888 | 2.0792 | 2.0879 | 2.1221 | 0.0065943 | 0.0065615 | 0.0065289 | 6040.7731 | 0 | 0 | 0 | 22.2609 | 0.3456 | 6065.9595 | 0 | 0 | 0 | 22.3537 | 0.34704 | 6165.2865 | 0 | 0 | 0 | 22.7198 | 0.35273 | 60407.731 | 60659.5953 | 61652.8652 | 0 | 0 | 0 | 0 | 0 | 0 | 0 | 0 | 0 | 222.6093 | 223.5374 | 227.1977 | 6040.7731 | 0.69264 | 18272.0192 | 0 | 0 | 0 | 0 | 0 | 0 | 0 | 0 | 0 | 22.2609 | 44.6147 | 67.3344 | 0.3456 | 0.69264 | 1.0454 | 1 | 1 | 1 | 1 | 1 | 1 | 1 | 750 | 1806.0069 | 3.408 | 750 | 1801.1527 | 3.4015 | 750 | 1807.0938 | 3.4095 | 91605.7562 | 0 | 0 | 0 | 337.5775 | 5.2409 | 92063.785 | 0 | 0 | 0 | 5.2671 | 92524.1039 | 0 | 0 | 0 | 5.2934 | 91605.7562 | 10.508 | 276193.6452 | 0 | 0 | 0 | 0 | 0 | 0 | 0 | 0 | 0 | 337.5775 | 676.8429 | 1017.8047 | 5.2409 | 10.508 | 15.8015 | 11136.7838 | 37954.2621 | 11136.7838 | 64255.1772 | 3712.2613 | 11190.7862 | 38065.8722 | 11190.7862 | 64540.0487 | 3730.2621 | 11272.6781 | 38433.7266 | 11272.6781 | 65418.9849 | 3757.5594 | 14.849 | 14.921 | 15.0302 | 0.047095 | 0.046861 | 0.046627 | 43141.5839 | 0 | 0 | 0 | 158.9816 | 2.4682 | 43350.7779 | 0 | 0 | 0 | 159.7525 | 2.4802 | 43668.0103 | 0 | 0 | 0 | 160.9215 | 2.4983 | 431415.8389 | 433507.7788 | 436680.1027 | 0 | 0 | 0 | 0 | 0 | 0 | 0 | 0 | 0 | 1589.8159 | 1597.5249 | 1609.2153 | 43141.5839 | 4.9484 | 130160.372 | 0 | 0 | 0 | 0 | 0 | 0 | 0 | 0 | 0 | 158.9816 | 318.7341 | 479.6556 | 2.4682 | 4.9484 | 7.4467 | 1000 | 1556.0069 | 2.556 | 1000 | 1551.1527 | 2.5512 | 1000 | 1557.0938 | 2.5571 | 91605.7562 | 0 | 0 | 0 | 337.5775 | 5.2409 | 92063.785 | 0 | 0 | 0 | 5.2671 | 92524.1039 | 0 | 0 | 0 | 5.2934 | 91605.7562 | 10.508 | 276193.6452 | 0 | 0 | 0 | 0 | 0 | 0 | 0 | 0 | 0 | 337.5775 | 676.8429 | 1017.8047 | 5.2409 | 10.508 | 15.8015 | 20494.5581 | 52384.2328 | 20494.5581 | 88684.5897 | 0 | 20597.0309 | 52546.1708 | 20597.0309 | 89091.1523 | 0 | 20700.0161 | 52931.8822 | 20700.0161 | 90096.6497 | 0 | 20.4946 | 20.597 | 20.7 | 0.065 | 0.064677 | 0.064355 | 59543.7415 | 0 | 0 | 0 | 219.4254 | 3.4066 | 59841.4603 | 0 | 0 | 0 | 220.5225 | 3.4236 | 60140.6676 | 0 | 0 | 0 | 221.6251 | 3.4407 | 595437.4155 | 598414.6025 | 601406.6756 | 0 | 0 | 0 | 0 | 0 | 0 | 0 | 0 | 0 | 2194.2539 | 2205.2251 | 2216.2513 | 59543.7415 | 6.8302 | 179525.8694 | 0 | 0 | 0 | 0 | 0 | 0 | 0 | 0 | 0 | 219.4254 | 439.9479 | 661.573 | 3.4066 | 6.8302 | 10.271
| 398 | Business | Campus/Education | Compressed Air | Electric | 02-267 | 02-267.05 | Compressed Air | [02-267]_Business_Compressed Air_Low Pressure Drop Filters_ROB_Electric_per unit | standard coalescing filter | low pressure drop filter | ENGINEER | 1380.0384 | 0 | 0 | 0 | 0.3492 | 0 | 1000 | 10 | 0.476 | 0.25758 | 0.40817 | 0.12932 | 0.20492 | 1 | 1 | Replace on Burnout | 18.6373 | 0.072462 | 13800.384 | 0 | 0 | 0 | 53.6559 | 904.9966 | 0 | 0 | 0 | 650.7508 | 0 | 0 | 1555.7475 | 343.8474 | 1211.9 | 4.5245 | 896.0985 | 0 | 0 | 0 | 664.6295 | 0 | 0 | 1560.728 | 343.8474 | 1216.8806 | 4.539 | 890.4468 | 0 | 0 | 0 | 682.469 | 0 | 0 | 1572.9157 | 343.8474 | 1229.0683 | 4.5745 | per unit | 0.010139 | 23.0248 | 0.005 | 3193.3987 | 0 | 0 | 0 | 11.768 | 0.38463 | 3209.3657 | 0 | 0 | 0 | 0.38655 | 3225.4125 | 0 | 0 | 0 | 0.38849 | 3193.3987 | 6402.7644 | 9628.1769 | 0 | 0 | 0 | 0 | 0 | 0 | 0 | 0 | 0 | 11.768 | 23.5949 | 35.4809 | 0.38463 | 0.77118 | 1.1597 | 3193.3987 | 0 | 0 | 0 | 11.768 | 0.38463 | 3209.3657 | 0 | 0 | 0 | 0.38655 | 3225.4125 | 0 | 0 | 0 | 0.38849 | 3193.3987 | 0.77118 | 9628.1769 | 0 | 0 | 0 | 0 | 0 | 0 | 0 | 0 | 0 | 11.768 | 23.5949 | 35.4809 | 0.38463 | 0.77118 | 1.1597 | 14.4845 | 65.5355 | 14.4845 | 96.307 | 27.6403 | 14.6301 | 66.4063 | 14.6301 | 97.4771 | 27.9182 | 14.9806 | 68.5284 | 14.9806 | 100.686 | 28.5871 | 0.042125 | 0.042548 | 0.043568 | 0.0018204 | 0.0018114 | 0.0018024 | 58.1338 | 0 | 0 | 0 | 0.21423 | 0.0070019 | 58.7183 | 0 | 0 | 0 | 0.21638 | 0.0070723 | 60.1251 | 0 | 0 | 0 | 0.22157 | 0.0072418 | 581.338 | 587.1829 | 601.2513 | 0 | 0 | 0 | 0 | 0 | 0 | 0 | 0 | 0 | 2.1423 | 2.1638 | 2.2157 | 58.1338 | 0.014074 | 176.9772 | 0 | 0 | 0 | 0 | 0 | 0 | 0 | 0 | 0 | 0.21423 | 0.43061 | 0.65218 | 0.0070019 | 0.014074 | 0.021316 | 1 | 1 | 1 | 1 | 1 | 1 | 1 | 750 | 805.7475 | 2.0743 | 750 | 810.728 | 2.081 | 750 | 822.9157 | 2.0972 | 3193.3987 | 0 | 0 | 0 | 11.768 | 0.38463 | 3209.3657 | 0 | 0 | 0 | 0.38655 | 3225.4125 | 0 | 0 | 0 | 0.38849 | 3193.3987 | 0.77118 | 9628.1769 | 0 | 0 | 0 | 0 | 0 | 0 | 0 | 0 | 0 | 11.768 | 23.5949 | 35.4809 | 0.38463 | 0.77118 | 1.1597 | 577.7856 | 1198.5179 | 577.7856 | 1761.2699 | 192.5952 | 581.5814 | 1210.2538 | 581.5814 | 1776.5172 | 193.8605 | 588.3006 | 1233.7964 | 588.3006 | 1812.7687 | 196.1002 | 0.77038 | 0.77544 | 0.7844 | 0.033292 | 0.033127 | 0.032962 | 1063.155 | 0 | 0 | 0 | 3.9178 | 0.12805 | 1070.1395 | 0 | 0 | 0 | 3.9436 | 0.12889 | 1082.5033 | 0 | 0 | 0 | 3.9891 | 0.13038 | 10631.55 | 10701.3953 | 10825.0326 | 0 | 0 | 0 | 0 | 0 | 0 | 0 | 0 | 0 | 39.1785 | 39.4358 | 39.8915 | 1063.155 | 0.25695 | 3215.7978 | 0 | 0 | 0 | 0 | 0 | 0 | 0 | 0 | 0 | 3.9178 | 7.8614 | 11.8506 | 0.12805 | 0.25695 | 0.38733 | 1000 | 555.7475 | 1.5557 | 1000 | 560.728 | 1.5607 | 1000 | 572.9157 | 1.5729 | 3193.3987 | 0 | 0 | 0 | 11.768 | 0.38463 | 3209.3657 | 0 | 0 | 0 | 0.38655 | 3225.4125 | 0 | 0 | 0 | 0.38849 | 3193.3987 | 0.77118 | 9628.1769 | 0 | 0 | 0 | 0 | 0 | 0 | 0 | 0 | 0 | 11.768 | 23.5949 | 35.4809 | 0.38463 | 0.77118 | 1.1597 | 1504.0952 | 2339.9923 | 1504.0952 | 3438.7122 | 0 | 1511.6157 | 2359.2209 | 1511.6157 | 3463.0723 | 0 | 1519.1738 | 2389.5323 | 1519.1738 | 3510.8461 | 0 | 1.5041 | 1.5116 | 1.5192 | 0.065 | 0.064677 | 0.064355 | 2075.7091 | 0 | 0 | 0 | 7.6492 | 0.25001 | 2086.0877 | 0 | 0 | 0 | 7.6875 | 0.25126 | 2096.5181 | 0 | 0 | 0 | 7.7259 | 0.25252 | 20757.0915 | 20860.8769 | 20965.1813 | 0 | 0 | 0 | 0 | 0 | 0 | 0 | 0 | 0 | 76.4922 | 76.8747 | 77.2591 | 2075.7091 | 0.50127 | 6258.315 | 0 | 0 | 0 | 0 | 0 | 0 | 0 | 0 | 0 | 7.6492 | 15.3367 | 23.0626 | 0.25001 | 0.50127 | 0.75378
| 399 | Business | Warehouse | Compressed Air | Electric | 02-267 | 02-267.06 | Compressed Air | [02-267]_Business_Compressed Air_Low Pressure Drop Filters_ROB_Electric_per unit | standard coalescing filter | low pressure drop filter | ENGINEER | 2905.344 | 0 | 0 | 0 | 0.3492 | 0 | 1000 | 10 | 0.476 | 0.25758 | 0.40817 | 0.12932 | 0.20492 | 1 | 1 | Replace on Burnout | 8.8527 | 0.034419 | 29053.44 | 0 | 0 | 0 | 112.9598 | 1905.2561 | 0 | 0 | 0 | 650.7508 | 0 | 0 | 2556.0069 | 418.3346 | 2137.6723 | 6.11 | 1886.5232 | 0 | 0 | 0 | 664.6295 | 0 | 0 | 2551.1527 | 418.3346 | 2132.818 | 6.0984 | 1874.6248 | 0 | 0 | 0 | 682.469 | 0 | 0 | 2557.0938 | 418.3346 | 2138.7591 | 6.1126 | per unit | 0.012817 | 26.6091 | 0.005 | 7769.5086 | 0 | 0 | 0 | 28.6315 | 0.44451 | 7808.3561 | 0 | 0 | 0 | 0.44673 | 7847.3979 | 0 | 0 | 0 | 0.44896 | 7769.5086 | 15577.8647 | 23425.2625 | 0 | 0 | 0 | 0 | 0 | 0 | 0 | 0 | 0 | 28.6315 | 57.4062 | 86.3247 | 0.44451 | 0.89123 | 1.3402 | 7769.5086 | 0 | 0 | 0 | 28.6315 | 0.44451 | 7808.3561 | 0 | 0 | 0 | 0.44673 | 7847.3979 | 0 | 0 | 0 | 0.44896 | 7769.5086 | 0.89123 | 23425.2625 | 0 | 0 | 0 | 0 | 0 | 0 | 0 | 0 | 0 | 28.6315 | 57.4062 | 86.3247 | 0.44451 | 0.89123 | 1.3402 | 263.1763 | 1607.9959 | 263.1763 | 2732.6113 | 365.9284 | 264.339 | 1612.0325 | 264.339 | 2743.1862 | 367.545 | 267.389 | 1634.4302 | 267.389 | 2791.826 | 371.7859 | 0.6291 | 0.63188 | 0.63917 | 0.023525 | 0.023408 | 0.023291 | 1827.7654 | 0 | 0 | 0 | 6.7355 | 0.10457 | 1835.8403 | 0 | 0 | 0 | 6.7653 | 0.10503 | 1857.023 | 0 | 0 | 0 | 6.8433 | 0.10624 | 18277.6542 | 18358.4029 | 18570.2305 | 0 | 0 | 0 | 0 | 0 | 0 | 0 | 0 | 0 | 67.3552 | 67.6528 | 68.4334 | 1827.7654 | 0.2096 | 5520.6288 | 0 | 0 | 0 | 0 | 0 | 0 | 0 | 0 | 0 | 6.7355 | 13.5008 | 20.3441 | 0.10457 | 0.2096 | 0.31584 | 1 | 1 | 1 | 1 | 1 | 1 | 1 | 750 | 1806.0069 | 3.408 | 750 | 1801.1527 | 3.4015 | 750 | 1807.0938 | 3.4095 | 7769.5086 | 0 | 0 | 0 | 28.6315 | 0.44451 | 7808.3561 | 0 | 0 | 0 | 0.44673 | 7847.3979 | 0 | 0 | 0 | 0.44896 | 7769.5086 | 0.89123 | 23425.2625 | 0 | 0 | 0 | 0 | 0 | 0 | 0 | 0 | 0 | 28.6315 | 57.4062 | 86.3247 | 0.44451 | 0.89123 | 1.3402 | 1100.4748 | 3750.4282 | 1100.4748 | 6373.4382 | 366.8249 | 1105.8193 | 3761.4851 | 1105.8193 | 6400.8972 | 368.6064 | 1113.0217 | 3794.8012 | 1113.0217 | 6482.0293 | 371.0072 | 1.4673 | 1.4744 | 1.484 | 0.054868 | 0.054595 | 0.054324 | 4263.0103 | 0 | 0 | 0 | 15.7097 | 0.24389 | 4283.7139 | 0 | 0 | 0 | 15.786 | 0.24508 | 4311.6146 | 0 | 0 | 0 | 15.8888 | 0.24667 | 42630.1032 | 42837.1392 | 43116.1464 | 0 | 0 | 0 | 0 | 0 | 0 | 0 | 0 | 0 | 157.0967 | 157.8597 | 158.8878 | 4263.0103 | 0.48897 | 12858.3389 | 0 | 0 | 0 | 0 | 0 | 0 | 0 | 0 | 0 | 15.7097 | 31.4956 | 47.3844 | 0.24389 | 0.48897 | 0.73565 | 1000 | 1556.0069 | 2.556 | 1000 | 1551.1527 | 2.5512 | 1000 | 1557.0938 | 2.5571 | 7769.5086 | 0 | 0 | 0 | 28.6315 | 0.44451 | 7808.3561 | 0 | 0 | 0 | 0.44673 | 7847.3979 | 0 | 0 | 0 | 0.44896 | 7769.5086 | 0.89123 | 23425.2625 | 0 | 0 | 0 | 0 | 0 | 0 | 0 | 0 | 0 | 28.6315 | 57.4062 | 86.3247 | 0.44451 | 0.89123 | 1.3402 | 1871.9491 | 4784.7148 | 1871.9491 | 8131.0941 | 0 | 1881.3088 | 4799.506 | 1881.3088 | 8167.2912 | 0 | 1890.7154 | 4834.7365 | 1890.7154 | 8258.3782 | 0 | 1.8719 | 1.8813 | 1.8907 | 0.07 | 0.069652 | 0.069305 | 5438.656 | 0 | 0 | 0 | 20.0421 | 0.31115 | 5465.8493 | 0 | 0 | 0 | 20.1423 | 0.31271 | 5493.1785 | 0 | 0 | 0 | 20.243 | 0.31427 | 54386.5599 | 54658.4927 | 54931.7852 | 0 | 0 | 0 | 0 | 0 | 0 | 0 | 0 | 0 | 200.4206 | 201.4227 | 202.4298 | 5438.656 | 0.62386 | 16397.6838 | 0 | 0 | 0 | 0 | 0 | 0 | 0 | 0 | 0 | 20.0421 | 40.1843 | 60.4273 | 0.31115 | 0.62386 | 0.93814
| 400 | Business | Lodging | Compressed Air | Electric | 02-267 | 02-267.07 | Compressed Air | [02-267]_Business_Compressed Air_Low Pressure Drop Filters_ROB_Electric_per unit | standard coalescing filter | low pressure drop filter | ENGINEER | 2905.344 | 0 | 0 | 0 | 0.3492 | 0 | 1000 | 10 | 0.476 | 0.25758 | 0.40817 | 0.12932 | 0.20492 | 1 | 1 | Replace on Burnout | 8.8527 | 0.034419 | 29053.44 | 0 | 0 | 0 | 112.9598 | 1905.2561 | 0 | 0 | 0 | 650.7508 | 0 | 0 | 2556.0069 | 343.8474 | 2212.1595 | 7.4335 | 1886.5232 | 0 | 0 | 0 | 664.6295 | 0 | 0 | 2551.1527 | 343.8474 | 2207.3053 | 7.4194 | 1874.6248 | 0 | 0 | 0 | 682.469 | 0 | 0 | 2557.0938 | 343.8474 | 2213.2463 | 7.4367 | per unit | 0 | 0 | 0.005 | 0 | 0 | 0 | 0 | 0 | 0 | 0 | 0 | 0 | 0 | 0 | 0 | 0 | 0 | 0 | 0 | 0 | 0 | 0 | 0 | 0 | 0 | 0 | 0 | 0 | 0 | 0 | 0 | 0 | 0 | 0 | 0 | 0 | 0 | 0 | 0 | 0 | 0 | 0 | 0 | 0 | 0 | 0 | 0 | 0 | 0 | 0 | 0 | 0 | 0 | 0 | 0 | 0 | 0 | 0 | 0 | 0 | 0 | 0 | 0 | 0 | 0 | 0 | 0 | 0 | 0 | 0 | 0 | 0 | 0 | 0 | 0 | 0 | 0 | 0 | 0 | 0 | 0 | 0 | 0 | 0 | 0 | 0 | 0 | 0 | 0 | #NUM! | #NUM! | #NUM! | 0 | 0 | 0 | 0 | 0 | 0 | 0 | 0 | 0 | 0 | 0 | 0 | 0 | 0 | 0 | 0 | 0 | 0 | 0 | 0 | 0 | 0 | 0 | 0 | 0 | 0 | 0 | 0 | 0 | 0 | 0 | 0 | 0 | 0 | 0 | 0 | 0 | 0 | 0 | 0 | 0 | 0 | 0 | 0 | 0 | 0 | 0 | 0 | 0 | 0 | 0 | 1 | 1 | 1 | 1 | 1 | 1 | 1 | 750 | 1806.0069 | 3.408 | 750 | 1801.1527 | 3.4015 | 750 | 1807.0938 | 3.4095 | 0 | 0 | 0 | 0 | 0 | 0 | 0 | 0 | 0 | 0 | 0 | 0 | 0 | 0 | 0 | 0 | 0 | 0 | 0 | 0 | 0 | 0 | 0 | 0 | 0 | 0 | 0 | 0 | 0 | 0 | 0 | 0 | 0 | 0 | 0 | 0 | 0 | 0 | 0 | 0 | 0 | 0 | 0 | 0 | 0 | 0 | 0 | 0 | 0 | 0 | 0 | 0 | #NUM! | #NUM! | #NUM! | 0 | 0 | 0 | 0 | 0 | 0 | 0 | 0 | 0 | 0 | 0 | 0 | 0 | 0 | 0 | 0 | 0 | 0 | 0 | 0 | 0 | 0 | 0 | 0 | 0 | 0 | 0 | 0 | 0 | 0 | 0 | 0 | 0 | 0 | 0 | 0 | 0 | 0 | 0 | 0 | 0 | 0 | 0 | 0 | 0 | 0 | 0 | 0 | 0 | 0 | 0 | 1000 | 1556.0069 | 2.556 | 1000 | 1551.1527 | 2.5512 | 1000 | 1557.0938 | 2.5571 | 0 | 0 | 0 | 0 | 0 | 0 | 0 | 0 | 0 | 0 | 0 | 0 | 0 | 0 | 0 | 0 | 0 | 0 | 0 | 0 | 0 | 0 | 0 | 0 | 0 | 0 | 0 | 0 | 0 | 0 | 0 | 0 | 0 | 0 | 0 | 0 | 0 | 0 | 0 | 0 | 0 | 0 | 0 | 0 | 0 | 0 | 0 | 0 | 0 | 0 | 0 | 0 | #NUM! | #NUM! | #NUM! | 0 | 0 | 0 | 0 | 0 | 0 | 0 | 0 | 0 | 0 | 0 | 0 | 0 | 0 | 0 | 0 | 0 | 0 | 0 | 0 | 0 | 0 | 0 | 0 | 0 | 0 | 0 | 0 | 0 | 0 | 0 | 0 | 0 | 0 | 0 | 0 | 0 | 0 | 0 | 0 | 0 | 0 | 0 | 0 | 0 | 0 | 0 | 0 | 0 | 0 | 0
| 401 | Business | Other Commercial | Compressed Air | Electric | 02-267 | 02-267.08 | Compressed Air | [02-267]_Business_Compressed Air_Low Pressure Drop Filters_ROB_Electric_per unit | standard coalescing filter | low pressure drop filter | ENGINEER | 1380.0384 | 0 | 0 | 0 | 0.3492 | 0 | 1000 | 10 | 0.476 | 0.25758 | 0.40817 | 0.12932 | 0.20492 | 1 | 1 | Replace on Burnout | 18.6373 | 0.072462 | 13800.384 | 0 | 0 | 0 | 53.6559 | 904.9966 | 0 | 0 | 0 | 650.7508 | 0 | 0 | 1555.7475 | 418.3346 | 1137.4128 | 3.7189 | 896.0985 | 0 | 0 | 0 | 664.6295 | 0 | 0 | 1560.728 | 418.3346 | 1142.3934 | 3.7308 | 890.4468 | 0 | 0 | 0 | 682.469 | 0 | 0 | 1572.9157 | 418.3346 | 1154.5811 | 3.7599 | per unit | 0.001528 | 5.8065 | 0.005 | 805.3307 | 0 | 0 | 0 | 2.9677 | 0.096998 | 809.3574 | 0 | 0 | 0 | 0.097483 | 813.4042 | 0 | 0 | 0 | 0.097971 | 805.3307 | 1614.6881 | 2428.0923 | 0 | 0 | 0 | 0 | 0 | 0 | 0 | 0 | 0 | 2.9677 | 5.9503 | 8.9478 | 0.096998 | 0.19448 | 0.29245 | 805.3307 | 0 | 0 | 0 | 2.9677 | 0.096998 | 809.3574 | 0 | 0 | 0 | 0.097483 | 813.4042 | 0 | 0 | 0 | 0.097971 | 805.3307 | 0.19448 | 2428.0923 | 0 | 0 | 0 | 0 | 0 | 0 | 0 | 0 | 0 | 2.9677 | 5.9503 | 8.9478 | 0.096998 | 0.19448 | 0.29245 | 23.922 | 88.9637 | 23.922 | 131.9112 | 33.2619 | 24.1232 | 89.999 | 24.1232 | 133.2937 | 33.5416 | 24.6026 | 92.5046 | 24.6026 | 137.13 | 34.2083 | 0.057184 | 0.057665 | 0.058811 | 0.0097992 | 0.0097504 | 0.0097019 | 78.916 | 0 | 0 | 0 | 0.29081 | 0.0095051 | 79.5796 | 0 | 0 | 0 | 0.29326 | 0.009585 | 81.1613 | 0 | 0 | 0 | 0.29909 | 0.0097755 | 789.1598 | 795.7959 | 811.6129 | 0 | 0 | 0 | 0 | 0 | 0 | 0 | 0 | 0 | 2.9081 | 2.9326 | 2.9909 | 78.916 | 0.01909 | 239.6569 | 0 | 0 | 0 | 0 | 0 | 0 | 0 | 0 | 0 | 0.29081 | 0.58407 | 0.88316 | 0.0095051 | 0.01909 | 0.028866 | 1 | 1 | 1 | 1 | 1 | 1 | 1 | 750 | 805.7475 | 2.0743 | 750 | 810.728 | 2.081 | 750 | 822.9157 | 2.0972 | 805.3307 | 0 | 0 | 0 | 2.9677 | 0.096998 | 809.3574 | 0 | 0 | 0 | 0.097483 | 813.4042 | 0 | 0 | 0 | 0.097971 | 805.3307 | 0.19448 | 2428.0923 | 0 | 0 | 0 | 0 | 0 | 0 | 0 | 0 | 0 | 2.9677 | 5.9503 | 8.9478 | 0.096998 | 0.19448 | 0.29245 | 192.7793 | 399.8878 | 192.7793 | 592.9347 | 64.2598 | 193.93 | 403.5626 | 193.93 | 597.6992 | 64.6433 | 195.6934 | 410.4123 | 195.6934 | 608.4007 | 65.2311 | 0.25704 | 0.25857 | 0.26092 | 0.044047 | 0.043828 | 0.04361 | 354.7237 | 0 | 0 | 0 | 1.3072 | 0.042725 | 356.841 | 0 | 0 | 0 | 1.315 | 0.04298 | 360.0859 | 0 | 0 | 0 | 1.327 | 0.043371 | 3547.2371 | 3568.4105 | 3600.8586 | 0 | 0 | 0 | 0 | 0 | 0 | 0 | 0 | 0 | 13.072 | 13.15 | 13.2696 | 354.7237 | 0.085705 | 1071.6506 | 0 | 0 | 0 | 0 | 0 | 0 | 0 | 0 | 0 | 1.3072 | 2.6222 | 3.9492 | 0.042725 | 0.085705 | 0.12908 | 1000 | 555.7475 | 1.5557 | 1000 | 560.728 | 1.5607 | 1000 | 572.9157 | 1.5729 | 805.3307 | 0 | 0 | 0 | 2.9677 | 0.096998 | 809.3574 | 0 | 0 | 0 | 0.097483 | 813.4042 | 0 | 0 | 0 | 0.097971 | 805.3307 | 0.19448 | 2428.0923 | 0 | 0 | 0 | 0 | 0 | 0 | 0 | 0 | 0 | 2.9677 | 5.9503 | 8.9478 | 0.096998 | 0.19448 | 0.29245 | 408.4897 | 635.5069 | 408.4897 | 942.2996 | 0 | 410.5322 | 640.7291 | 410.5322 | 948.9564 | 0 | 412.5848 | 648.9612 | 412.5848 | 962.0288 | 0 | 0.40849 | 0.41053 | 0.41258 | 0.07 | 0.069652 | 0.069305 | 563.7315 | 0 | 0 | 0 | 2.0774 | 0.067899 | 566.5502 | 0 | 0 | 0 | 2.0878 | 0.068238 | 569.3829 | 0 | 0 | 0 | 2.0982 | 0.06858 | 5637.3152 | 5665.5018 | 5693.8293 | 0 | 0 | 0 | 0 | 0 | 0 | 0 | 0 | 0 | 20.7741 | 20.878 | 20.9824 | 563.7315 | 0.13614 | 1699.6646 | 0 | 0 | 0 | 0 | 0 | 0 | 0 | 0 | 0 | 2.0774 | 4.1652 | 6.2635 | 0.067899 | 0.13614 | 0.20472
| 402 | Business | Food Sales | Compressed Air | Electric | 02-267 | 02-267.09 | Compressed Air | [02-267]_Business_Compressed Air_Low Pressure Drop Filters_ROB_Electric_per unit | standard coalescing filter | low pressure drop filter | ENGINEER | 1380.0384 | 0 | 0 | 0 | 0.3492 | 0 | 1000 | 10 | 0.476 | 0.25758 | 0.40817 | 0.12932 | 0.20492 | 1 | 1 | Replace on Burnout | 18.6373 | 0.072462 | 13800.384 | 0 | 0 | 0 | 53.6559 | 904.9966 | 0 | 0 | 0 | 650.7508 | 0 | 0 | 1555.7475 | 343.8474 | 1211.9 | 4.5245 | 896.0985 | 0 | 0 | 0 | 664.6295 | 0 | 0 | 1560.728 | 343.8474 | 1216.8806 | 4.539 | 890.4468 | 0 | 0 | 0 | 682.469 | 0 | 0 | 1572.9157 | 343.8474 | 1229.0683 | 4.5745 | per unit | 0 | 0 | 0.005 | 0 | 0 | 0 | 0 | 0 | 0 | 0 | 0 | 0 | 0 | 0 | 0 | 0 | 0 | 0 | 0 | 0 | 0 | 0 | 0 | 0 | 0 | 0 | 0 | 0 | 0 | 0 | 0 | 0 | 0 | 0 | 0 | 0 | 0 | 0 | 0 | 0 | 0 | 0 | 0 | 0 | 0 | 0 | 0 | 0 | 0 | 0 | 0 | 0 | 0 | 0 | 0 | 0 | 0 | 0 | 0 | 0 | 0 | 0 | 0 | 0 | 0 | 0 | 0 | 0 | 0 | 0 | 0 | 0 | 0 | 0 | 0 | 0 | 0 | 0 | 0 | 0 | 0 | 0 | 0 | 0 | 0 | 0 | 0 | 0 | 0 | #NUM! | #NUM! | #NUM! | 0 | 0 | 0 | 0 | 0 | 0 | 0 | 0 | 0 | 0 | 0 | 0 | 0 | 0 | 0 | 0 | 0 | 0 | 0 | 0 | 0 | 0 | 0 | 0 | 0 | 0 | 0 | 0 | 0 | 0 | 0 | 0 | 0 | 0 | 0 | 0 | 0 | 0 | 0 | 0 | 0 | 0 | 0 | 0 | 0 | 0 | 0 | 0 | 0 | 0 | 0 | 1 | 1 | 1 | 1 | 1 | 1 | 1 | 750 | 805.7475 | 2.0743 | 750 | 810.728 | 2.081 | 750 | 822.9157 | 2.0972 | 0 | 0 | 0 | 0 | 0 | 0 | 0 | 0 | 0 | 0 | 0 | 0 | 0 | 0 | 0 | 0 | 0 | 0 | 0 | 0 | 0 | 0 | 0 | 0 | 0 | 0 | 0 | 0 | 0 | 0 | 0 | 0 | 0 | 0 | 0 | 0 | 0 | 0 | 0 | 0 | 0 | 0 | 0 | 0 | 0 | 0 | 0 | 0 | 0 | 0 | 0 | 0 | #NUM! | #NUM! | #NUM! | 0 | 0 | 0 | 0 | 0 | 0 | 0 | 0 | 0 | 0 | 0 | 0 | 0 | 0 | 0 | 0 | 0 | 0 | 0 | 0 | 0 | 0 | 0 | 0 | 0 | 0 | 0 | 0 | 0 | 0 | 0 | 0 | 0 | 0 | 0 | 0 | 0 | 0 | 0 | 0 | 0 | 0 | 0 | 0 | 0 | 0 | 0 | 0 | 0 | 0 | 0 | 1000 | 555.7475 | 1.5557 | 1000 | 560.728 | 1.5607 | 1000 | 572.9157 | 1.5729 | 0 | 0 | 0 | 0 | 0 | 0 | 0 | 0 | 0 | 0 | 0 | 0 | 0 | 0 | 0 | 0 | 0 | 0 | 0 | 0 | 0 | 0 | 0 | 0 | 0 | 0 | 0 | 0 | 0 | 0 | 0 | 0 | 0 | 0 | 0 | 0 | 0 | 0 | 0 | 0 | 0 | 0 | 0 | 0 | 0 | 0 | 0 | 0 | 0 | 0 | 0 | 0 | #NUM! | #NUM! | #NUM! | 0 | 0 | 0 | 0 | 0 | 0 | 0 | 0 | 0 | 0 | 0 | 0 | 0 | 0 | 0 | 0 | 0 | 0 | 0 | 0 | 0 | 0 | 0 | 0 | 0 | 0 | 0 | 0 | 0 | 0 | 0 | 0 | 0 | 0 | 0 | 0 | 0 | 0 | 0 | 0 | 0 | 0 | 0 | 0 | 0 | 0 | 0 | 0 | 0 | 0 | 0
| 403 | Business | Manufacturing/Industrial | Compressed Air | Electric | 02-267 | 02-267.10 | Compressed Air | [02-267]_Business_Compressed Air_Low Pressure Drop Filters_ROB_Electric_per unit | standard coalescing filter | low pressure drop filter | ENGINEER | 2070.0576 | 0 | 0 | 0 | 0.3492 | 0 | 1000 | 10 | 0.476 | 0.25758 | 0.40817 | 0.12932 | 0.20492 | 1 | 1 | Replace on Burnout | 12.4249 | 0.048308 | 20700.576 | 0 | 0 | 0 | 80.4838 | 1357.495 | 0 | 0 | 0 | 650.7508 | 0 | 0 | 2008.2458 | 343.8474 | 1664.3984 | 5.8405 | 1344.1478 | 0 | 0 | 0 | 664.6295 | 0 | 0 | 2008.7773 | 343.8474 | 1664.9298 | 5.8421 | 1335.6702 | 0 | 0 | 0 | 682.469 | 0 | 0 | 2018.1391 | 343.8474 | 1674.2917 | 5.8693 | per unit | 3.3312 | 13801.2766 | 0.005 | 2871228.4762 | 0 | 0 | 0 | 10580.7999 | 230.5507 | 2885584.6186 | 0 | 0 | 0 | 231.7035 | 2900012.5417 | 0 | 0 | 0 | 232.862 | 2871228.4762 | 5756813.0949 | 8656825.6366 | 0 | 0 | 0 | 0 | 0 | 0 | 0 | 0 | 0 | 10580.7999 | 21214.5039 | 31901.3763 | 230.5507 | 462.2542 | 695.1162 | 2871228.4762 | 0 | 0 | 0 | 10580.7999 | 230.5507 | 2885584.6186 | 0 | 0 | 0 | 231.7035 | 2900012.5417 | 0 | 0 | 0 | 232.862 | 2871228.4762 | 462.2542 | 8656825.6366 | 0 | 0 | 0 | 0 | 0 | 0 | 0 | 0 | 0 | 10580.7999 | 21214.5039 | 31901.3763 | 230.5507 | 462.2542 | 695.1162 | 47286.9127 | 276179.8816 | 47286.9127 | 438466.9221 | 90236.0342 | 47556.1152 | 277825.666 | 47556.1152 | 441159.4178 | 90749.7443 | 48370.5056 | 283900.359 | 48370.5056 | 451908.2684 | 92303.8182 | 137.5229 | 138.3059 | 140.6743 | 0.0099149 | 0.0098656 | 0.0098165 | 284680.4213 | 0 | 0 | 0 | 1049.0794 | 22.859 | 286301.0954 | 0 | 0 | 0 | 1055.0517 | 22.9891 | 291203.9531 | 0 | 0 | 0 | 1073.1193 | 23.3828 | 2846804.2132 | 2863010.9543 | 2912039.5313 | 0 | 0 | 0 | 0 | 0 | 0 | 0 | 0 | 0 | 10490.7938 | 10550.5174 | 10731.1933 | 284680.4213 | 45.848 | 862185.4699 | 0 | 0 | 0 | 0 | 0 | 0 | 0 | 0 | 0 | 1049.0794 | 2104.1311 | 3177.2504 | 22.859 | 45.848 | 69.2308 | 1 | 1 | 1 | 1 | 1 | 1 | 1 | 750 | 1258.2458 | 2.6777 | 750 | 1258.7773 | 2.6784 | 750 | 1268.1391 | 2.6909 | 2871228.4762 | 0 | 0 | 0 | 10580.7999 | 230.5507 | 2885584.6186 | 0 | 0 | 0 | 231.7035 | 2900012.5417 | 0 | 0 | 0 | 232.862 | 2871228.4762 | 462.2542 | 8656825.6366 | 0 | 0 | 0 | 0 | 0 | 0 | 0 | 0 | 0 | 10580.7999 | 21214.5039 | 31901.3763 | 230.5507 | 462.2542 | 695.1162 | 521641.3766 | 1396778.8107 | 521641.3766 | 2217544.9658 | 173880.4589 | 524333.1635 | 1404358.0506 | 524333.1635 | 2229980.3647 | 174777.7212 | 528220.7545 | 1421363.9731 | 528220.7545 | 2262505.5285 | 176073.5848 | 695.5218 | 699.1109 | 704.2943 | 0.050145 | 0.049895 | 0.049647 | 1439770.2616 | 0 | 0 | 0 | 5305.7154 | 115.6091 | 1447199.7999 | 0 | 0 | 0 | 5333.0941 | 116.2057 | 1457929.8498 | 0 | 0 | 0 | 5372.6355 | 117.0672 | 14397702.6157 | 14471997.9993 | 14579298.4978 | 0 | 0 | 0 | 0 | 0 | 0 | 0 | 0 | 0 | 53057.1538 | 53330.9407 | 53726.3551 | 1439770.2616 | 231.8147 | 4344899.9113 | 0 | 0 | 0 | 0 | 0 | 0 | 0 | 0 | 0 | 5305.7154 | 10638.8094 | 16011.445 | 115.6091 | 231.8147 | 348.882 | 1000 | 1008.2458 | 2.0082 | 1000 | 1008.7773 | 2.0088 | 1000 | 1018.1391 | 2.0181 | 2871228.4762 | 0 | 0 | 0 | 10580.7999 | 230.5507 | 2885584.6186 | 0 | 0 | 0 | 231.7035 | 2900012.5417 | 0 | 0 | 0 | 232.862 | 2871228.4762 | 462.2542 | 8656825.6366 | 0 | 0 | 0 | 0 | 0 | 0 | 0 | 0 | 0 | 10580.7999 | 21214.5039 | 31901.3763 | 230.5507 | 462.2542 | 695.1162 | 970919.8108 | 1949845.6402 | 970919.8108 | 3095601.3582 | 0 | 975774.4099 | 1960113.4501 | 975774.4099 | 3112464.4491 | 0 | 980653.2819 | 1979094.7721 | 980653.2819 | 3150292.9215 | 0 | 970.9198 | 975.7744 | 980.6533 | 0.07 | 0.069652 | 0.069305 | 2009859.9334 | 0 | 0 | 0 | 7406.56 | 161.3855 | 2019909.233 | 0 | 0 | 0 | 7443.5928 | 162.1924 | 2030008.7792 | 0 | 0 | 0 | 7480.8107 | 163.0034 | 20098599.3337 | 20199092.3304 | 20300087.792 | 0 | 0 | 0 | 0 | 0 | 0 | 0 | 0 | 0 | 74065.5996 | 74435.9276 | 74808.1072 | 2009859.9334 | 323.578 | 6059777.9456 | 0 | 0 | 0 | 0 | 0 | 0 | 0 | 0 | 0 | 7406.56 | 14850.1527 | 22330.9634 | 161.3855 | 323.578 | 486.5814
| 404 | Business | Office | Compressed Air | Electric | 02-261 | 02-261.01 | Compressed Air | [02-261]_Business_Compressed Air_Refrigerated Air Dryer_Large_ROB_Electric_per cfm | Non cycling dryer | High efficiency thermal mass dryer | ENGINEER | 4.7305 | 0 | 0 | 0 | 0.002394 | 0 | 6 | 13 | 0.476 | 0.25758 | 0.40817 | 0.12932 | 0.20492 | 1 | 1 | Replace on Burnout | 25.094 | 0.097566 | 61.4971 | 0 | 0 | 0 | 0.2391 | 3.782 | 0 | 0 | 0 | 5.7323 | 0 | 0 | 9.5143 | 2.51 | 7.0043 | 3.7905 | 3.7469 | 0 | 0 | 0 | 5.7929 | 0 | 0 | 9.5398 | 2.51 | 7.0298 | 3.8007 | 3.7468 | 0 | 0 | 0 | 5.8632 | 0 | 0 | 9.61 | 2.51 | 7.1 | 3.8287 | per cfm | 0.19521 | 4796.2473 | 0.005 | 1754.0233 | 0 | 0 | 0 | 6.4638 | 0.42253 | 1762.7934 | 0 | 0 | 0 | 0.42464 | 1771.6074 | 0 | 0 | 0 | 0.42676 | 1754.0233 | 3516.8167 | 5288.4241 | 0 | 0 | 0 | 0 | 0 | 0 | 0 | 0 | 0 | 6.4638 | 12.9599 | 19.4884 | 0.42253 | 0.84717 | 1.2739 | 1754.0233 | 0 | 0 | 0 | 6.4638 | 0.42253 | 1762.7934 | 0 | 0 | 0 | 0.42464 | 1771.6074 | 0 | 0 | 0 | 0.42676 | 1754.0233 | 0.84717 | 5288.4241 | 0 | 0 | 0 | 0 | 0 | 0 | 0 | 0 | 0 | 6.4638 | 12.9599 | 19.4884 | 0.42253 | 0.84717 | 1.2739 | 67.2378 | 254.8679 | 67.2378 | 310.5081 | 93.4896 | 68.0583 | 258.6705 | 68.0583 | 315.4959 | 94.6303 | 69.9757 | 267.9139 | 69.9757 | 328.4274 | 97.2963 | 26.7879 | 27.1148 | 27.8787 | 0.0055574 | 0.0055297 | 0.0055022 | 126.7213 | 0 | 0 | 0 | 0.46698 | 0.030526 | 128.2676 | 0 | 0 | 0 | 0.47268 | 0.030898 | 131.8813 | 0 | 0 | 0 | 0.486 | 0.031769 | 1647.3772 | 1667.4782 | 1714.4566 | 0 | 0 | 0 | 0 | 0 | 0 | 0 | 0 | 0 | 6.0708 | 6.1448 | 6.318 | 126.7213 | 0.061424 | 386.8702 | 0 | 0 | 0 | 0 | 0 | 0 | 0 | 0 | 0 | 0.46698 | 0.93966 | 1.4257 | 0.030526 | 0.061424 | 0.093193 | 1 | 1 | 1 | 1 | 1 | 1 | 1 | 4.5 | 5.0143 | 2.1143 | 4.5 | 5.0398 | 2.12 | 4.5 | 5.11 | 2.1356 | 1754.0233 | 0 | 0 | 0 | 6.4638 | 0.42253 | 1762.7934 | 0 | 0 | 0 | 0.42464 | 1771.6074 | 0 | 0 | 0 | 0.42676 | 1754.0233 | 0.84717 | 5288.4241 | 0 | 0 | 0 | 0 | 0 | 0 | 0 | 0 | 0 | 6.4638 | 12.9599 | 19.4884 | 0.42253 | 0.84717 | 1.2739 | 671.0933 | 1418.8839 | 671.0933 | 1728.6406 | 223.6978 | 675.859 | 1432.7976 | 675.859 | 1747.5581 | 225.2863 | 683.9247 | 1460.5588 | 683.9247 | 1790.4537 | 227.9749 | 149.1318 | 150.1909 | 151.9833 | 0.030939 | 0.030785 | 0.030632 | 705.4747 | 0 | 0 | 0 | 2.5998 | 0.16994 | 710.4846 | 0 | 0 | 0 | 2.6182 | 0.17115 | 718.9635 | 0 | 0 | 0 | 2.6495 | 0.17319 | 9171.1715 | 9236.3003 | 9346.5258 | 0 | 0 | 0 | 0 | 0 | 0 | 0 | 0 | 0 | 33.7968 | 34.0368 | 34.443 | 705.4747 | 0.34109 | 2134.9229 | 0 | 0 | 0 | 0 | 0 | 0 | 0 | 0 | 0 | 2.5998 | 5.218 | 7.8674 | 0.16994 | 0.34109 | 0.51428 | 6 | 3.5143 | 1.5857 | 6 | 3.5398 | 1.59 | 6 | 3.61 | 1.6017 | 1754.0233 | 0 | 0 | 0 | 6.4638 | 0.42253 | 1762.7934 | 0 | 0 | 0 | 0.42464 | 1771.6074 | 0 | 0 | 0 | 0.42676 | 1754.0233 | 0.84717 | 5288.4241 | 0 | 0 | 0 | 0 | 0 | 0 | 0 | 0 | 0 | 6.4638 | 12.9599 | 19.4884 | 0.42253 | 0.84717 | 1.2739 | 1557.3046 | 2469.4419 | 1557.3046 | 3008.5459 | 0 | 1565.0911 | 2488.4539 | 1565.0911 | 3035.1237 | 0 | 1572.9166 | 2519.2873 | 1572.9166 | 3088.3162 | 0 | 259.5508 | 260.8485 | 262.1528 | 0.053846 | 0.053578 | 0.053312 | 1227.8163 | 0 | 0 | 0 | 4.5246 | 0.29577 | 1233.9554 | 0 | 0 | 0 | 4.5473 | 0.29725 | 1240.1252 | 0 | 0 | 0 | 4.57 | 0.29873 | 15961.6121 | 16041.4202 | 16121.6273 | 0 | 0 | 0 | 0 | 0 | 0 | 0 | 0 | 0 | 58.8203 | 59.1144 | 59.41 | 1227.8163 | 0.59302 | 3701.8969 | 0 | 0 | 0 | 0 | 0 | 0 | 0 | 0 | 0 | 4.5246 | 9.0719 | 13.6419 | 0.29577 | 0.59302 | 0.89175
| 405 | Business | Retail | Compressed Air | Electric | 02-261 | 02-261.02 | Compressed Air | [02-261]_Business_Compressed Air_Refrigerated Air Dryer_Large_ROB_Electric_per cfm | Non cycling dryer | High efficiency thermal mass dryer | ENGINEER | 9.4611 | 0 | 0 | 0 | 0.002394 | 0 | 6 | 13 | 0.476 | 0.25758 | 0.40817 | 0.12932 | 0.20492 | 1 | 1 | Replace on Burnout | 12.547 | 0.048783 | 122.9941 | 0 | 0 | 0 | 0.4782 | 7.5639 | 0 | 0 | 0 | 5.7323 | 0 | 0 | 13.2963 | 2.51 | 10.7862 | 5.2973 | 7.4939 | 0 | 0 | 0 | 5.7929 | 0 | 0 | 13.2868 | 2.51 | 10.7768 | 5.2935 | 7.4936 | 0 | 0 | 0 | 5.8632 | 0 | 0 | 13.3568 | 2.51 | 10.8468 | 5.3214 | per cfm | 0 | 0 | 0.005 | 0 | 0 | 0 | 0 | 0 | 0 | 0 | 0 | 0 | 0 | 0 | 0 | 0 | 0 | 0 | 0 | 0 | 0 | 0 | 0 | 0 | 0 | 0 | 0 | 0 | 0 | 0 | 0 | 0 | 0 | 0 | 0 | 0 | 0 | 0 | 0 | 0 | 0 | 0 | 0 | 0 | 0 | 0 | 0 | 0 | 0 | 0 | 0 | 0 | 0 | 0 | 0 | 0 | 0 | 0 | 0 | 0 | 0 | 0 | 0 | 0 | 0 | 0 | 0 | 0 | 0 | 0 | 0 | 0 | 0 | 0 | 0 | 0 | 0 | 0 | 0 | 0 | 0 | 0 | 0 | 0 | 0 | 0 | 0 | 0 | 0 | #NUM! | #NUM! | #NUM! | 0 | 0 | 0 | 0 | 0 | 0 | 0 | 0 | 0 | 0 | 0 | 0 | 0 | 0 | 0 | 0 | 0 | 0 | 0 | 0 | 0 | 0 | 0 | 0 | 0 | 0 | 0 | 0 | 0 | 0 | 0 | 0 | 0 | 0 | 0 | 0 | 0 | 0 | 0 | 0 | 0 | 0 | 0 | 0 | 0 | 0 | 0 | 0 | 0 | 0 | 0 | 1 | 1 | 1 | 1 | 1 | 1 | 1 | 4.5 | 8.7963 | 2.9547 | 4.5 | 8.7868 | 2.9526 | 4.5 | 8.8568 | 2.9682 | 0 | 0 | 0 | 0 | 0 | 0 | 0 | 0 | 0 | 0 | 0 | 0 | 0 | 0 | 0 | 0 | 0 | 0 | 0 | 0 | 0 | 0 | 0 | 0 | 0 | 0 | 0 | 0 | 0 | 0 | 0 | 0 | 0 | 0 | 0 | 0 | 0 | 0 | 0 | 0 | 0 | 0 | 0 | 0 | 0 | 0 | 0 | 0 | 0 | 0 | 0 | 0 | #NUM! | #NUM! | #NUM! | 0 | 0 | 0 | 0 | 0 | 0 | 0 | 0 | 0 | 0 | 0 | 0 | 0 | 0 | 0 | 0 | 0 | 0 | 0 | 0 | 0 | 0 | 0 | 0 | 0 | 0 | 0 | 0 | 0 | 0 | 0 | 0 | 0 | 0 | 0 | 0 | 0 | 0 | 0 | 0 | 0 | 0 | 0 | 0 | 0 | 0 | 0 | 0 | 0 | 0 | 0 | 6 | 7.2963 | 2.216 | 6 | 7.2868 | 2.2145 | 6 | 7.3568 | 2.2261 | 0 | 0 | 0 | 0 | 0 | 0 | 0 | 0 | 0 | 0 | 0 | 0 | 0 | 0 | 0 | 0 | 0 | 0 | 0 | 0 | 0 | 0 | 0 | 0 | 0 | 0 | 0 | 0 | 0 | 0 | 0 | 0 | 0 | 0 | 0 | 0 | 0 | 0 | 0 | 0 | 0 | 0 | 0 | 0 | 0 | 0 | 0 | 0 | 0 | 0 | 0 | 0 | #NUM! | #NUM! | #NUM! | 0 | 0 | 0 | 0 | 0 | 0 | 0 | 0 | 0 | 0 | 0 | 0 | 0 | 0 | 0 | 0 | 0 | 0 | 0 | 0 | 0 | 0 | 0 | 0 | 0 | 0 | 0 | 0 | 0 | 0 | 0 | 0 | 0 | 0 | 0 | 0 | 0 | 0 | 0 | 0 | 0 | 0 | 0 | 0 | 0 | 0 | 0 | 0 | 0 | 0 | 0
| 406 | Business | Food Service | Compressed Air | Electric | 02-261 | 02-261.03 | Compressed Air | [02-261]_Business_Compressed Air_Refrigerated Air Dryer_Large_ROB_Electric_per cfm | Non cycling dryer | High efficiency thermal mass dryer | ENGINEER | 9.4611 | 0 | 0 | 0 | 0.002394 | 0 | 6 | 13 | 0.476 | 0.25758 | 0.40817 | 0.12932 | 0.20492 | 1 | 1 | Replace on Burnout | 12.547 | 0.048783 | 122.9941 | 0 | 0 | 0 | 0.4782 | 7.5639 | 0 | 0 | 0 | 5.7323 | 0 | 0 | 15.9555 | 2.51 | 13.4455 | 6.3568 | 7.4939 | 0 | 0 | 0 | 5.7929 | 0 | 0 | 15.9441 | 2.51 | 13.4341 | 6.3522 | 7.4936 | 0 | 0 | 0 | 5.8632 | 0 | 0 | 16.0282 | 2.51 | 13.5182 | 6.3857 | per cfm | 0 | 0 | 0.005 | 0 | 0 | 0 | 0 | 0 | 0 | 0 | 0 | 0 | 0 | 0 | 0 | 0 | 0 | 0 | 0 | 0 | 0 | 0 | 0 | 0 | 0 | 0 | 0 | 0 | 0 | 0 | 0 | 0 | 0 | 0 | 0 | 0 | 0 | 0 | 0 | 0 | 0 | 0 | 0 | 0 | 0 | 0 | 0 | 0 | 0 | 0 | 0 | 0 | 0 | 0 | 0 | 0 | 0 | 0 | 0 | 0 | 0 | 0 | 0 | 0 | 0 | 0 | 0 | 0 | 0 | 0 | 0 | 0 | 0 | 0 | 0 | 0 | 0 | 0 | 0 | 0 | 0 | 0 | 0 | 0 | 0 | 0 | 0 | 0 | 0 | #NUM! | #NUM! | #NUM! | 0 | 0 | 0 | 0 | 0 | 0 | 0 | 0 | 0 | 0 | 0 | 0 | 0 | 0 | 0 | 0 | 0 | 0 | 0 | 0 | 0 | 0 | 0 | 0 | 0 | 0 | 0 | 0 | 0 | 0 | 0 | 0 | 0 | 0 | 0 | 0 | 0 | 0 | 0 | 0 | 0 | 0 | 0 | 0 | 0 | 0 | 0 | 0 | 0 | 0 | 0 | 1 | 1 | 1 | 1 | 1 | 1 | 1 | 4.5 | 11.4555 | 3.5457 | 4.5 | 11.4441 | 3.5431 | 4.5 | 11.5282 | 3.5618 | 0 | 0 | 0 | 0 | 0 | 0 | 0 | 0 | 0 | 0 | 0 | 0 | 0 | 0 | 0 | 0 | 0 | 0 | 0 | 0 | 0 | 0 | 0 | 0 | 0 | 0 | 0 | 0 | 0 | 0 | 0 | 0 | 0 | 0 | 0 | 0 | 0 | 0 | 0 | 0 | 0 | 0 | 0 | 0 | 0 | 0 | 0 | 0 | 0 | 0 | 0 | 0 | #NUM! | #NUM! | #NUM! | 0 | 0 | 0 | 0 | 0 | 0 | 0 | 0 | 0 | 0 | 0 | 0 | 0 | 0 | 0 | 0 | 0 | 0 | 0 | 0 | 0 | 0 | 0 | 0 | 0 | 0 | 0 | 0 | 0 | 0 | 0 | 0 | 0 | 0 | 0 | 0 | 0 | 0 | 0 | 0 | 0 | 0 | 0 | 0 | 0 | 0 | 0 | 0 | 0 | 0 | 0 | 6 | 9.9555 | 2.6593 | 6 | 9.9441 | 2.6574 | 6 | 10.0282 | 2.6714 | 0 | 0 | 0 | 0 | 0 | 0 | 0 | 0 | 0 | 0 | 0 | 0 | 0 | 0 | 0 | 0 | 0 | 0 | 0 | 0 | 0 | 0 | 0 | 0 | 0 | 0 | 0 | 0 | 0 | 0 | 0 | 0 | 0 | 0 | 0 | 0 | 0 | 0 | 0 | 0 | 0 | 0 | 0 | 0 | 0 | 0 | 0 | 0 | 0 | 0 | 0 | 0 | #NUM! | #NUM! | #NUM! | 0 | 0 | 0 | 0 | 0 | 0 | 0 | 0 | 0 | 0 | 0 | 0 | 0 | 0 | 0 | 0 | 0 | 0 | 0 | 0 | 0 | 0 | 0 | 0 | 0 | 0 | 0 | 0 | 0 | 0 | 0 | 0 | 0 | 0 | 0 | 0 | 0 | 0 | 0 | 0 | 0 | 0 | 0 | 0 | 0 | 0 | 0 | 0 | 0 | 0 | 0
| 407 | Business | Healthcare/Hospitals | Compressed Air | Electric | 02-261 | 02-261.04 | Compressed Air | [02-261]_Business_Compressed Air_Refrigerated Air Dryer_Large_ROB_Electric_per cfm | Non cycling dryer | High efficiency thermal mass dryer | ENGINEER | 19.9181 | 0 | 0 | 0 | 0.002394 | 0 | 6 | 13 | 0.476 | 0.25758 | 0.40817 | 0.12932 | 0.20492 | 1 | 1 | Replace on Burnout | 5.9598 | 0.023172 | 258.935 | 0 | 0 | 0 | 1.0067 | 15.924 | 0 | 0 | 0 | 5.7323 | 0 | 0 | 21.6564 | 2.0631 | 19.5933 | 10.4971 | 15.7766 | 0 | 0 | 0 | 5.7929 | 0 | 0 | 21.5695 | 2.0631 | 19.5064 | 10.455 | 15.776 | 0 | 0 | 0 | 5.8632 | 0 | 0 | 21.6392 | 2.0631 | 19.5761 | 10.4888 | per cfm | 7.2552 | 19705.0673 | 0.005 | 30342.2724 | 0 | 0 | 0 | 111.8147 | 1.7359 | 30493.9838 | 0 | 0 | 0 | 1.7446 | 30646.4537 | 0 | 0 | 0 | 1.7533 | 30342.2724 | 60836.2562 | 91482.71 | 0 | 0 | 0 | 0 | 0 | 0 | 0 | 0 | 0 | 111.8147 | 224.1884 | 337.1241 | 1.7359 | 3.4805 | 5.2339 | 30342.2724 | 0 | 0 | 0 | 111.8147 | 1.7359 | 30493.9838 | 0 | 0 | 0 | 1.7446 | 30646.4537 | 0 | 0 | 0 | 1.7533 | 30342.2724 | 3.4805 | 91482.71 | 0 | 0 | 0 | 0 | 0 | 0 | 0 | 0 | 0 | 111.8147 | 224.1884 | 337.1241 | 1.7359 | 3.4805 | 5.2339 | 376.7772 | 3955.0616 | 376.7772 | 6736.7544 | 718.9914 | 378.9707 | 3962.1244 | 378.9707 | 6780.0239 | 723.1772 | 387.3987 | 4063.3375 | 387.3987 | 7008.2418 | 739.2599 | 182.6281 | 183.6913 | 187.7764 | 0.009222 | 0.0091761 | 0.0091304 | 3637.6011 | 0 | 0 | 0 | 13.405 | 0.20811 | 3658.7784 | 0 | 0 | 0 | 13.483 | 0.20932 | 3740.1461 | 0 | 0 | 0 | 13.7829 | 0.21398 | 47288.8148 | 47564.1194 | 48621.8989 | 0 | 0 | 0 | 0 | 0 | 0 | 0 | 0 | 0 | 174.2646 | 175.2791 | 179.1772 | 3637.6011 | 0.41744 | 11036.5256 | 0 | 0 | 0 | 0 | 0 | 0 | 0 | 0 | 0 | 13.405 | 26.888 | 40.6708 | 0.20811 | 0.41744 | 0.63142 | 1 | 1 | 1 | 1 | 1 | 1 | 1 | 4.5 | 17.1564 | 4.8125 | 4.5 | 17.0695 | 4.7932 | 4.5 | 17.1392 | 4.8087 | 30342.2724 | 0 | 0 | 0 | 111.8147 | 1.7359 | 30493.9838 | 0 | 0 | 0 | 1.7446 | 30646.4537 | 0 | 0 | 0 | 1.7533 | 30342.2724 | 3.4805 | 91482.71 | 0 | 0 | 0 | 0 | 0 | 0 | 0 | 0 | 0 | 111.8147 | 224.1884 | 337.1241 | 1.7359 | 3.4805 | 5.2339 | 3592.921 | 17291.0275 | 3592.921 | 29452.2356 | 1197.6403 | 3611.4275 | 17310.3502 | 3611.4275 | 29621.631 | 1203.8092 | 3639.3551 | 17500.6316 | 3639.3551 | 30184.2164 | 1213.1184 | 798.4269 | 802.5394 | 808.7456 | 0.040317 | 0.040117 | 0.039917 | 15903.1308 | 0 | 0 | 0 | 58.6048 | 0.90984 | 15985.0447 | 0 | 0 | 0 | 58.9067 | 0.91453 | 16108.6591 | 0 | 0 | 0 | 59.3622 | 0.9216 | 206740.7007 | 207805.5808 | 209412.5688 | 0 | 0 | 0 | 0 | 0 | 0 | 0 | 0 | 0 | 761.8627 | 765.7869 | 771.7089 | 15903.1308 | 1.8244 | 47996.8346 | 0 | 0 | 0 | 0 | 0 | 0 | 0 | 0 | 0 | 58.6048 | 117.5115 | 176.8737 | 0.90984 | 1.8244 | 2.746 | 6 | 15.6564 | 3.6094 | 6 | 15.5695 | 3.5949 | 6 | 15.6392 | 3.6065 | 30342.2724 | 0 | 0 | 0 | 111.8147 | 1.7359 | 30493.9838 | 0 | 0 | 0 | 1.7446 | 30646.4537 | 0 | 0 | 0 | 1.7533 | 30342.2724 | 3.4805 | 91482.71 | 0 | 0 | 0 | 0 | 0 | 0 | 0 | 0 | 0 | 111.8147 | 224.1884 | 337.1241 | 1.7359 | 3.4805 | 5.2339 | 5941.0778 | 21443.6954 | 5941.0778 | 36525.5777 | 0 | 5970.7832 | 21464.438 | 5970.7832 | 36730.1444 | 0 | 6000.6371 | 21641.5276 | 6000.6371 | 37326.2274 | 0 | 990.1796 | 995.1305 | 1000.1062 | 0.05 | 0.049751 | 0.049504 | 19722.4771 | 0 | 0 | 0 | 72.6795 | 1.1284 | 19821.0895 | 0 | 0 | 0 | 73.0429 | 1.134 | 19920.1949 | 0 | 0 | 0 | 73.4082 | 1.1397 | 256392.2021 | 257674.1631 | 258962.534 | 0 | 0 | 0 | 0 | 0 | 0 | 0 | 0 | 0 | 944.8341 | 949.5583 | 954.3061 | 19722.4771 | 2.2623 | 59463.7615 | 0 | 0 | 0 | 0 | 0 | 0 | 0 | 0 | 0 | 72.6795 | 145.7225 | 219.1307 | 1.1284 | 2.2623 | 3.402
| 408 | Business | Campus/Education | Compressed Air | Electric | 02-261 | 02-261.05 | Compressed Air | [02-261]_Business_Compressed Air_Refrigerated Air Dryer_Large_ROB_Electric_per cfm | Non cycling dryer | High efficiency thermal mass dryer | ENGINEER | 9.4611 | 0 | 0 | 0 | 0.002394 | 0 | 6 | 13 | 0.476 | 0.25758 | 0.40817 | 0.12932 | 0.20492 | 1 | 1 | Replace on Burnout | 12.547 | 0.048783 | 122.9941 | 0 | 0 | 0 | 0.4782 | 7.5639 | 0 | 0 | 0 | 5.7323 | 0 | 0 | 13.2963 | 2.0631 | 11.2332 | 6.4448 | 7.4939 | 0 | 0 | 0 | 5.7929 | 0 | 0 | 13.2868 | 2.0631 | 11.2237 | 6.4402 | 7.4936 | 0 | 0 | 0 | 5.8632 | 0 | 0 | 13.3568 | 2.0631 | 11.2937 | 6.4742 | per cfm | 0.62473 | 1418.7676 | 0.005 | 1037.7077 | 0 | 0 | 0 | 3.8241 | 0.12499 | 1042.8962 | 0 | 0 | 0 | 0.12561 | 1048.1107 | 0 | 0 | 0 | 0.12624 | 1037.7077 | 2080.6039 | 3128.7147 | 0 | 0 | 0 | 0 | 0 | 0 | 0 | 0 | 0 | 3.8241 | 7.6673 | 11.5297 | 0.12499 | 0.2506 | 0.37684 | 1037.7077 | 0 | 0 | 0 | 3.8241 | 0.12499 | 1042.8962 | 0 | 0 | 0 | 0.12561 | 1048.1107 | 0 | 0 | 0 | 0.12624 | 1037.7077 | 0.2506 | 3128.7147 | 0 | 0 | 0 | 0 | 0 | 0 | 0 | 0 | 0 | 3.8241 | 7.6673 | 11.5297 | 0.12499 | 0.2506 | 0.37684 | 8.7619 | 56.4693 | 8.7619 | 83.0617 | 16.7201 | 8.8412 | 56.9398 | 8.8412 | 83.9785 | 16.8714 | 9.0933 | 58.8716 | 9.0933 | 87.3851 | 17.3524 | 4.247 | 4.2854 | 4.4076 | 0.0029786 | 0.0029637 | 0.002949 | 40.1814 | 0 | 0 | 0 | 0.14807 | 0.0048397 | 40.545 | 0 | 0 | 0 | 0.14941 | 0.0048835 | 41.7008 | 0 | 0 | 0 | 0.15367 | 0.0050227 | 522.3577 | 527.085 | 542.1106 | 0 | 0 | 0 | 0 | 0 | 0 | 0 | 0 | 0 | 1.9249 | 1.9424 | 1.9977 | 40.1814 | 0.0097231 | 122.4272 | 0 | 0 | 0 | 0 | 0 | 0 | 0 | 0 | 0 | 0.14807 | 0.29749 | 0.45116 | 0.0048397 | 0.0097231 | 0.014746 | 1 | 1 | 1 | 1 | 1 | 1 | 1 | 4.5 | 8.7963 | 2.9547 | 4.5 | 8.7868 | 2.9526 | 4.5 | 8.8568 | 2.9682 | 1037.7077 | 0 | 0 | 0 | 3.8241 | 0.12499 | 1042.8962 | 0 | 0 | 0 | 0.12561 | 1048.1107 | 0 | 0 | 0 | 0.12624 | 1037.7077 | 0.2506 | 3128.7147 | 0 | 0 | 0 | 0 | 0 | 0 | 0 | 0 | 0 | 3.8241 | 7.6673 | 11.5297 | 0.12499 | 0.2506 | 0.37684 | 205.2575 | 606.4789 | 205.2575 | 892.0797 | 68.4192 | 206.4946 | 609.6996 | 206.4946 | 899.2241 | 68.8315 | 208.7606 | 619.6389 | 208.7606 | 919.75 | 69.5869 | 45.6128 | 45.8877 | 46.3912 | 0.03199 | 0.03183 | 0.031672 | 431.5465 | 0 | 0 | 0 | 1.5903 | 0.051978 | 434.1476 | 0 | 0 | 0 | 1.5999 | 0.052291 | 438.9116 | 0 | 0 | 0 | 1.6174 | 0.052865 | 5610.1042 | 5643.9183 | 5705.8511 | 0 | 0 | 0 | 0 | 0 | 0 | 0 | 0 | 0 | 20.6739 | 20.7985 | 21.0267 | 431.5465 | 0.10427 | 1304.6057 | 0 | 0 | 0 | 0 | 0 | 0 | 0 | 0 | 0 | 1.5903 | 3.1902 | 4.8076 | 0.051978 | 0.10427 | 0.15713 | 6 | 7.2963 | 2.216 | 6 | 7.2868 | 2.2145 | 6 | 7.3568 | 2.2261 | 1037.7077 | 0 | 0 | 0 | 3.8241 | 0.12499 | 1042.8962 | 0 | 0 | 0 | 0.12561 | 1048.1107 | 0 | 0 | 0 | 0.12624 | 1037.7077 | 0.2506 | 3128.7147 | 0 | 0 | 0 | 0 | 0 | 0 | 0 | 0 | 0 | 3.8241 | 7.6673 | 11.5297 | 0.12499 | 0.2506 | 0.37684 | 427.7584 | 947.9305 | 427.7584 | 1394.3265 | 0 | 429.8972 | 951.9913 | 429.8972 | 1404.058 | 0 | 432.0467 | 961.7941 | 432.0467 | 1427.622 | 0 | 71.2931 | 71.6495 | 72.0078 | 0.05 | 0.049751 | 0.049504 | 674.51 | 0 | 0 | 0 | 2.4856 | 0.081242 | 677.8826 | 0 | 0 | 0 | 2.4981 | 0.081648 | 681.272 | 0 | 0 | 0 | 2.5106 | 0.082056 | 8768.6301 | 8812.4733 | 8856.5356 | 0 | 0 | 0 | 0 | 0 | 0 | 0 | 0 | 0 | 32.3134 | 32.475 | 32.6373 | 674.51 | 0.16289 | 2033.6645 | 0 | 0 | 0 | 0 | 0 | 0 | 0 | 0 | 0 | 2.4856 | 4.9837 | 7.4943 | 0.081242 | 0.16289 | 0.24495
| 409 | Business | Warehouse | Compressed Air | Electric | 02-261 | 02-261.06 | Compressed Air | [02-261]_Business_Compressed Air_Refrigerated Air Dryer_Large_ROB_Electric_per cfm | Non cycling dryer | High efficiency thermal mass dryer | ENGINEER | 19.9181 | 0 | 0 | 0 | 0.002394 | 0 | 6 | 13 | 0.476 | 0.25758 | 0.40817 | 0.12932 | 0.20492 | 1 | 1 | Replace on Burnout | 5.9598 | 0.023172 | 258.935 | 0 | 0 | 0 | 1.0067 | 15.924 | 0 | 0 | 0 | 5.7323 | 0 | 0 | 21.6564 | 2.51 | 19.1464 | 8.628 | 15.7766 | 0 | 0 | 0 | 5.7929 | 0 | 0 | 21.5695 | 2.51 | 19.0595 | 8.5934 | 15.776 | 0 | 0 | 0 | 5.8632 | 0 | 0 | 21.6392 | 2.51 | 19.1292 | 8.6212 | per cfm | 0.81941 | 1701.0988 | 0.005 | 2619.3873 | 0 | 0 | 0 | 9.6527 | 0.14986 | 2632.4842 | 0 | 0 | 0 | 0.15061 | 2645.6466 | 0 | 0 | 0 | 0.15136 | 2619.3873 | 5251.8714 | 7897.5181 | 0 | 0 | 0 | 0 | 0 | 0 | 0 | 0 | 0 | 9.6527 | 19.3537 | 29.1032 | 0.14986 | 0.30047 | 0.45183 | 2619.3873 | 0 | 0 | 0 | 9.6527 | 0.14986 | 2632.4842 | 0 | 0 | 0 | 0.15061 | 2645.6466 | 0 | 0 | 0 | 0.15136 | 2619.3873 | 0.30047 | 7897.5181 | 0 | 0 | 0 | 0 | 0 | 0 | 0 | 0 | 0 | 9.6527 | 19.3537 | 29.1032 | 0.14986 | 0.30047 | 0.45183 | 107.7393 | 929.5757 | 107.7393 | 1589.083 | 149.804 | 108.3174 | 930.8137 | 108.3174 | 1598.4481 | 150.6079 | 109.7955 | 946.5668 | 109.7955 | 1638.3152 | 152.663 | 42.9239 | 43.1542 | 43.7431 | 0.025108 | 0.024983 | 0.024858 | 854.9615 | 0 | 0 | 0 | 3.1506 | 0.048914 | 859.5493 | 0 | 0 | 0 | 3.1675 | 0.049176 | 871.2784 | 0 | 0 | 0 | 3.2108 | 0.049847 | 11114.4998 | 11174.1407 | 11326.619 | 0 | 0 | 0 | 0 | 0 | 0 | 0 | 0 | 0 | 40.9582 | 41.178 | 41.7399 | 854.9615 | 0.09809 | 2585.7892 | 0 | 0 | 0 | 0 | 0 | 0 | 0 | 0 | 0 | 3.1506 | 6.3182 | 9.5289 | 0.048914 | 0.09809 | 0.14794 | 1 | 1 | 1 | 1 | 1 | 1 | 1 | 4.5 | 17.1564 | 4.8125 | 4.5 | 17.0695 | 4.7932 | 4.5 | 17.1392 | 4.8087 | 2619.3873 | 0 | 0 | 0 | 9.6527 | 0.14986 | 2632.4842 | 0 | 0 | 0 | 0.15061 | 2645.6466 | 0 | 0 | 0 | 0.15136 | 2619.3873 | 0.30047 | 7897.5181 | 0 | 0 | 0 | 0 | 0 | 0 | 0 | 0 | 0 | 9.6527 | 19.3537 | 29.1032 | 0.14986 | 0.30047 | 0.45183 | 349.3524 | 1681.2678 | 349.3524 | 2874.0792 | 116.4508 | 351.1313 | 1683.0478 | 351.1313 | 2890.2287 | 117.0438 | 353.5612 | 1700.1761 | 353.5612 | 2942.6602 | 117.8537 | 77.6339 | 78.0292 | 78.5692 | 0.04541 | 0.045185 | 0.04496 | 1546.3177 | 0 | 0 | 0 | 5.6984 | 0.088467 | 1554.1912 | 0 | 0 | 0 | 5.7274 | 0.088918 | 1564.9468 | 0 | 0 | 0 | 5.767 | 0.089533 | 20102.1306 | 20204.4859 | 20344.3085 | 0 | 0 | 0 | 0 | 0 | 0 | 0 | 0 | 0 | 74.0786 | 74.4558 | 74.9711 | 1546.3177 | 0.17738 | 4665.4558 | 0 | 0 | 0 | 0 | 0 | 0 | 0 | 0 | 0 | 5.6984 | 11.4257 | 17.1927 | 0.088467 | 0.17738 | 0.26692 | 6 | 15.6564 | 3.6094 | 6 | 15.5695 | 3.5949 | 6 | 15.6392 | 3.6065 | 2619.3873 | 0 | 0 | 0 | 9.6527 | 0.14986 | 2632.4842 | 0 | 0 | 0 | 0.15061 | 2645.6466 | 0 | 0 | 0 | 0.15136 | 2619.3873 | 0.30047 | 7897.5181 | 0 | 0 | 0 | 0 | 0 | 0 | 0 | 0 | 0 | 9.6527 | 19.3537 | 29.1032 | 0.14986 | 0.30047 | 0.45183 | 552.3337 | 1993.5903 | 552.3337 | 3407.9856 | 0 | 555.0954 | 1995.5187 | 555.0954 | 3426.8222 | 0 | 557.8708 | 2011.9825 | 557.8708 | 3482.3338 | 0 | 92.0556 | 92.5159 | 92.9785 | 0.053846 | 0.053578 | 0.053312 | 1833.5711 | 0 | 0 | 0 | 6.7569 | 0.1049 | 1842.7389 | 0 | 0 | 0 | 6.7907 | 0.10543 | 1851.9526 | 0 | 0 | 0 | 6.8247 | 0.10595 | 23836.424 | 23955.6061 | 24075.3842 | 0 | 0 | 0 | 0 | 0 | 0 | 0 | 0 | 0 | 87.8399 | 88.2791 | 88.7205 | 1833.5711 | 0.21033 | 5528.2626 | 0 | 0 | 0 | 0 | 0 | 0 | 0 | 0 | 0 | 6.7569 | 13.5476 | 20.3723 | 0.1049 | 0.21033 | 0.31628
| 410 | Business | Lodging | Compressed Air | Electric | 02-261 | 02-261.07 | Compressed Air | [02-261]_Business_Compressed Air_Refrigerated Air Dryer_Large_ROB_Electric_per cfm | Non cycling dryer | High efficiency thermal mass dryer | ENGINEER | 19.9181 | 0 | 0 | 0 | 0.002394 | 0 | 6 | 13 | 0.476 | 0.25758 | 0.40817 | 0.12932 | 0.20492 | 1 | 1 | Replace on Burnout | 5.9598 | 0.023172 | 258.935 | 0 | 0 | 0 | 1.0067 | 15.924 | 0 | 0 | 0 | 5.7323 | 0 | 0 | 21.6564 | 2.0631 | 19.5933 | 10.4971 | 15.7766 | 0 | 0 | 0 | 5.7929 | 0 | 0 | 21.5695 | 2.0631 | 19.5064 | 10.455 | 15.776 | 0 | 0 | 0 | 5.8632 | 0 | 0 | 21.6392 | 2.0631 | 19.5761 | 10.4888 | per cfm | 0 | 0 | 0.005 | 0 | 0 | 0 | 0 | 0 | 0 | 0 | 0 | 0 | 0 | 0 | 0 | 0 | 0 | 0 | 0 | 0 | 0 | 0 | 0 | 0 | 0 | 0 | 0 | 0 | 0 | 0 | 0 | 0 | 0 | 0 | 0 | 0 | 0 | 0 | 0 | 0 | 0 | 0 | 0 | 0 | 0 | 0 | 0 | 0 | 0 | 0 | 0 | 0 | 0 | 0 | 0 | 0 | 0 | 0 | 0 | 0 | 0 | 0 | 0 | 0 | 0 | 0 | 0 | 0 | 0 | 0 | 0 | 0 | 0 | 0 | 0 | 0 | 0 | 0 | 0 | 0 | 0 | 0 | 0 | 0 | 0 | 0 | 0 | 0 | 0 | #NUM! | #NUM! | #NUM! | 0 | 0 | 0 | 0 | 0 | 0 | 0 | 0 | 0 | 0 | 0 | 0 | 0 | 0 | 0 | 0 | 0 | 0 | 0 | 0 | 0 | 0 | 0 | 0 | 0 | 0 | 0 | 0 | 0 | 0 | 0 | 0 | 0 | 0 | 0 | 0 | 0 | 0 | 0 | 0 | 0 | 0 | 0 | 0 | 0 | 0 | 0 | 0 | 0 | 0 | 0 | 1 | 1 | 1 | 1 | 1 | 1 | 1 | 4.5 | 17.1564 | 4.8125 | 4.5 | 17.0695 | 4.7932 | 4.5 | 17.1392 | 4.8087 | 0 | 0 | 0 | 0 | 0 | 0 | 0 | 0 | 0 | 0 | 0 | 0 | 0 | 0 | 0 | 0 | 0 | 0 | 0 | 0 | 0 | 0 | 0 | 0 | 0 | 0 | 0 | 0 | 0 | 0 | 0 | 0 | 0 | 0 | 0 | 0 | 0 | 0 | 0 | 0 | 0 | 0 | 0 | 0 | 0 | 0 | 0 | 0 | 0 | 0 | 0 | 0 | #NUM! | #NUM! | #NUM! | 0 | 0 | 0 | 0 | 0 | 0 | 0 | 0 | 0 | 0 | 0 | 0 | 0 | 0 | 0 | 0 | 0 | 0 | 0 | 0 | 0 | 0 | 0 | 0 | 0 | 0 | 0 | 0 | 0 | 0 | 0 | 0 | 0 | 0 | 0 | 0 | 0 | 0 | 0 | 0 | 0 | 0 | 0 | 0 | 0 | 0 | 0 | 0 | 0 | 0 | 0 | 6 | 15.6564 | 3.6094 | 6 | 15.5695 | 3.5949 | 6 | 15.6392 | 3.6065 | 0 | 0 | 0 | 0 | 0 | 0 | 0 | 0 | 0 | 0 | 0 | 0 | 0 | 0 | 0 | 0 | 0 | 0 | 0 | 0 | 0 | 0 | 0 | 0 | 0 | 0 | 0 | 0 | 0 | 0 | 0 | 0 | 0 | 0 | 0 | 0 | 0 | 0 | 0 | 0 | 0 | 0 | 0 | 0 | 0 | 0 | 0 | 0 | 0 | 0 | 0 | 0 | #NUM! | #NUM! | #NUM! | 0 | 0 | 0 | 0 | 0 | 0 | 0 | 0 | 0 | 0 | 0 | 0 | 0 | 0 | 0 | 0 | 0 | 0 | 0 | 0 | 0 | 0 | 0 | 0 | 0 | 0 | 0 | 0 | 0 | 0 | 0 | 0 | 0 | 0 | 0 | 0 | 0 | 0 | 0 | 0 | 0 | 0 | 0 | 0 | 0 | 0 | 0 | 0 | 0 | 0 | 0
| 411 | Business | Other Commercial | Compressed Air | Electric | 02-261 | 02-261.08 | Compressed Air | [02-261]_Business_Compressed Air_Refrigerated Air Dryer_Large_ROB_Electric_per cfm | Non cycling dryer | High efficiency thermal mass dryer | ENGINEER | 9.4611 | 0 | 0 | 0 | 0.002394 | 0 | 6 | 13 | 0.476 | 0.25758 | 0.40817 | 0.12932 | 0.20492 | 1 | 1 | Replace on Burnout | 12.547 | 0.048783 | 122.9941 | 0 | 0 | 0 | 0.4782 | 7.5639 | 0 | 0 | 0 | 5.7323 | 0 | 0 | 13.2963 | 2.51 | 10.7862 | 5.2973 | 7.4939 | 0 | 0 | 0 | 5.7929 | 0 | 0 | 13.2868 | 2.51 | 10.7768 | 5.2935 | 7.4936 | 0 | 0 | 0 | 5.8632 | 0 | 0 | 13.3568 | 2.51 | 10.8468 | 5.3214 | per cfm | 0.097909 | 372.0553 | 0.005 | 272.1268 | 0 | 0 | 0 | 1.0028 | 0.032776 | 273.4874 | 0 | 0 | 0 | 0.03294 | 274.8548 | 0 | 0 | 0 | 0.033105 | 272.1268 | 545.6142 | 820.469 | 0 | 0 | 0 | 0 | 0 | 0 | 0 | 0 | 0 | 1.0028 | 2.0106 | 3.0235 | 0.032776 | 0.065717 | 0.098822 | 272.1268 | 0 | 0 | 0 | 1.0028 | 0.032776 | 273.4874 | 0 | 0 | 0 | 0.03294 | 274.8548 | 0 | 0 | 0 | 0.033105 | 272.1268 | 0.065717 | 820.469 | 0 | 0 | 0 | 0 | 0 | 0 | 0 | 0 | 0 | 1.0028 | 2.0106 | 3.0235 | 0.032776 | 0.065717 | 0.098822 | 12.1801 | 64.5214 | 12.1801 | 95.7563 | 16.9355 | 12.273 | 64.9672 | 12.273 | 96.6757 | 17.0647 | 12.5297 | 66.6759 | 12.5297 | 99.8548 | 17.4217 | 4.8526 | 4.8896 | 4.9919 | 0.012978 | 0.012913 | 0.012849 | 45.9109 | 0 | 0 | 0 | 0.16919 | 0.0055298 | 46.2611 | 0 | 0 | 0 | 0.17048 | 0.0055719 | 47.2289 | 0 | 0 | 0 | 0.17404 | 0.0056885 | 596.8416 | 601.394 | 613.9752 | 0 | 0 | 0 | 0 | 0 | 0 | 0 | 0 | 0 | 2.1994 | 2.2162 | 2.2626 | 45.9109 | 0.011102 | 139.4008 | 0 | 0 | 0 | 0 | 0 | 0 | 0 | 0 | 0 | 0.16919 | 0.33966 | 0.51371 | 0.0055298 | 0.011102 | 0.01679 | 1 | 1 | 1 | 1 | 1 | 1 | 1 | 4.5 | 8.7963 | 2.9547 | 4.5 | 8.7868 | 2.9526 | 4.5 | 8.8568 | 2.9682 | 272.1268 | 0 | 0 | 0 | 1.0028 | 0.032776 | 273.4874 | 0 | 0 | 0 | 0.03294 | 274.8548 | 0 | 0 | 0 | 0.033105 | 272.1268 | 0.065717 | 820.469 | 0 | 0 | 0 | 0 | 0 | 0 | 0 | 0 | 0 | 1.0028 | 2.0106 | 3.0235 | 0.032776 | 0.065717 | 0.098822 | 65.5793 | 193.7685 | 65.5793 | 287.5719 | 21.8598 | 65.9499 | 194.7247 | 65.9499 | 289.7636 | 21.9833 | 66.5327 | 197.4809 | 66.5327 | 295.7503 | 22.1776 | 14.5732 | 14.6555 | 14.785 | 0.038974 | 0.038781 | 0.038588 | 137.878 | 0 | 0 | 0 | 0.5081 | 0.016607 | 138.6572 | 0 | 0 | 0 | 0.51097 | 0.016701 | 139.8826 | 0 | 0 | 0 | 0.51548 | 0.016848 | 1792.4143 | 1802.5441 | 1818.4733 | 0 | 0 | 0 | 0 | 0 | 0 | 0 | 0 | 0 | 6.6052 | 6.6426 | 6.7013 | 137.878 | 0.033307 | 416.4178 | 0 | 0 | 0 | 0 | 0 | 0 | 0 | 0 | 0 | 0.5081 | 1.0191 | 1.5345 | 0.016607 | 0.033307 | 0.050156 | 6 | 7.2963 | 2.216 | 6 | 7.2868 | 2.2145 | 6 | 7.3568 | 2.2261 | 272.1268 | 0 | 0 | 0 | 1.0028 | 0.032776 | 273.4874 | 0 | 0 | 0 | 0.03294 | 274.8548 | 0 | 0 | 0 | 0.033105 | 272.1268 | 0.065717 | 820.469 | 0 | 0 | 0 | 0 | 0 | 0 | 0 | 0 | 0 | 1.0028 | 2.0106 | 3.0235 | 0.032776 | 0.065717 | 0.098822 | 120.8035 | 267.7056 | 120.8035 | 397.302 | 0 | 121.4075 | 268.8524 | 121.4075 | 400.0707 | 0 | 122.0145 | 271.6208 | 122.0145 | 406.7832 | 0 | 20.1339 | 20.2346 | 20.3358 | 0.053846 | 0.053578 | 0.053312 | 190.4887 | 0 | 0 | 0 | 0.70197 | 0.022943 | 191.4412 | 0 | 0 | 0 | 0.70548 | 0.023058 | 192.3984 | 0 | 0 | 0 | 0.70901 | 0.023173 | 2476.3536 | 2488.7354 | 2501.1791 | 0 | 0 | 0 | 0 | 0 | 0 | 0 | 0 | 0 | 9.1256 | 9.1713 | 9.2171 | 190.4887 | 0.046002 | 574.3283 | 0 | 0 | 0 | 0 | 0 | 0 | 0 | 0 | 0 | 0.70197 | 1.4075 | 2.1165 | 0.022943 | 0.046002 | 0.069175
| 412 | Business | Food Sales | Compressed Air | Electric | 02-261 | 02-261.09 | Compressed Air | [02-261]_Business_Compressed Air_Refrigerated Air Dryer_Large_ROB_Electric_per cfm | Non cycling dryer | High efficiency thermal mass dryer | ENGINEER | 9.4611 | 0 | 0 | 0 | 0.002394 | 0 | 6 | 13 | 0.476 | 0.25758 | 0.40817 | 0.12932 | 0.20492 | 1 | 1 | Replace on Burnout | 12.547 | 0.048783 | 122.9941 | 0 | 0 | 0 | 0.4782 | 7.5639 | 0 | 0 | 0 | 5.7323 | 0 | 0 | 13.2963 | 2.0631 | 11.2332 | 6.4448 | 7.4939 | 0 | 0 | 0 | 5.7929 | 0 | 0 | 13.2868 | 2.0631 | 11.2237 | 6.4402 | 7.4936 | 0 | 0 | 0 | 5.8632 | 0 | 0 | 13.3568 | 2.0631 | 11.2937 | 6.4742 | per cfm | 0 | 0 | 0.005 | 0 | 0 | 0 | 0 | 0 | 0 | 0 | 0 | 0 | 0 | 0 | 0 | 0 | 0 | 0 | 0 | 0 | 0 | 0 | 0 | 0 | 0 | 0 | 0 | 0 | 0 | 0 | 0 | 0 | 0 | 0 | 0 | 0 | 0 | 0 | 0 | 0 | 0 | 0 | 0 | 0 | 0 | 0 | 0 | 0 | 0 | 0 | 0 | 0 | 0 | 0 | 0 | 0 | 0 | 0 | 0 | 0 | 0 | 0 | 0 | 0 | 0 | 0 | 0 | 0 | 0 | 0 | 0 | 0 | 0 | 0 | 0 | 0 | 0 | 0 | 0 | 0 | 0 | 0 | 0 | 0 | 0 | 0 | 0 | 0 | 0 | #NUM! | #NUM! | #NUM! | 0 | 0 | 0 | 0 | 0 | 0 | 0 | 0 | 0 | 0 | 0 | 0 | 0 | 0 | 0 | 0 | 0 | 0 | 0 | 0 | 0 | 0 | 0 | 0 | 0 | 0 | 0 | 0 | 0 | 0 | 0 | 0 | 0 | 0 | 0 | 0 | 0 | 0 | 0 | 0 | 0 | 0 | 0 | 0 | 0 | 0 | 0 | 0 | 0 | 0 | 0 | 1 | 1 | 1 | 1 | 1 | 1 | 1 | 4.5 | 8.7963 | 2.9547 | 4.5 | 8.7868 | 2.9526 | 4.5 | 8.8568 | 2.9682 | 0 | 0 | 0 | 0 | 0 | 0 | 0 | 0 | 0 | 0 | 0 | 0 | 0 | 0 | 0 | 0 | 0 | 0 | 0 | 0 | 0 | 0 | 0 | 0 | 0 | 0 | 0 | 0 | 0 | 0 | 0 | 0 | 0 | 0 | 0 | 0 | 0 | 0 | 0 | 0 | 0 | 0 | 0 | 0 | 0 | 0 | 0 | 0 | 0 | 0 | 0 | 0 | #NUM! | #NUM! | #NUM! | 0 | 0 | 0 | 0 | 0 | 0 | 0 | 0 | 0 | 0 | 0 | 0 | 0 | 0 | 0 | 0 | 0 | 0 | 0 | 0 | 0 | 0 | 0 | 0 | 0 | 0 | 0 | 0 | 0 | 0 | 0 | 0 | 0 | 0 | 0 | 0 | 0 | 0 | 0 | 0 | 0 | 0 | 0 | 0 | 0 | 0 | 0 | 0 | 0 | 0 | 0 | 6 | 7.2963 | 2.216 | 6 | 7.2868 | 2.2145 | 6 | 7.3568 | 2.2261 | 0 | 0 | 0 | 0 | 0 | 0 | 0 | 0 | 0 | 0 | 0 | 0 | 0 | 0 | 0 | 0 | 0 | 0 | 0 | 0 | 0 | 0 | 0 | 0 | 0 | 0 | 0 | 0 | 0 | 0 | 0 | 0 | 0 | 0 | 0 | 0 | 0 | 0 | 0 | 0 | 0 | 0 | 0 | 0 | 0 | 0 | 0 | 0 | 0 | 0 | 0 | 0 | #NUM! | #NUM! | #NUM! | 0 | 0 | 0 | 0 | 0 | 0 | 0 | 0 | 0 | 0 | 0 | 0 | 0 | 0 | 0 | 0 | 0 | 0 | 0 | 0 | 0 | 0 | 0 | 0 | 0 | 0 | 0 | 0 | 0 | 0 | 0 | 0 | 0 | 0 | 0 | 0 | 0 | 0 | 0 | 0 | 0 | 0 | 0 | 0 | 0 | 0 | 0 | 0 | 0 | 0 | 0
| 413 | Business | Manufacturing/Industrial | Compressed Air | Electric | 02-261 | 02-261.10 | Compressed Air | [02-261]_Business_Compressed Air_Refrigerated Air Dryer_Large_ROB_Electric_per cfm | Non cycling dryer | High efficiency thermal mass dryer | ENGINEER | 14.1916 | 0 | 0 | 0 | 0.002394 | 0 | 6 | 13 | 0.476 | 0.25758 | 0.40817 | 0.12932 | 0.20492 | 1 | 1 | Replace on Burnout | 8.3647 | 0.032522 | 184.4912 | 0 | 0 | 0 | 0.7173 | 11.3459 | 0 | 0 | 0 | 5.7323 | 0 | 0 | 17.0782 | 2.0631 | 15.0151 | 8.278 | 11.2408 | 0 | 0 | 0 | 5.7929 | 0 | 0 | 17.0337 | 2.0631 | 14.9706 | 8.2564 | 11.2404 | 0 | 0 | 0 | 5.8632 | 0 | 0 | 17.1036 | 2.0631 | 15.0405 | 8.2903 | per cfm | 214.9513 | 890543.4168 | 0.005 | 977035.0595 | 0 | 0 | 0 | 3600.4841 | 78.4529 | 981920.2348 | 0 | 0 | 0 | 78.8451 | 986829.836 | 0 | 0 | 0 | 79.2394 | 977035.0595 | 1958955.2944 | 2945785.1304 | 0 | 0 | 0 | 0 | 0 | 0 | 0 | 0 | 0 | 3600.4841 | 7218.9706 | 10855.5496 | 78.4529 | 157.298 | 236.5374 | 977035.0595 | 0 | 0 | 0 | 3600.4841 | 78.4529 | 981920.2348 | 0 | 0 | 0 | 78.8451 | 986829.836 | 0 | 0 | 0 | 79.2394 | 977035.0595 | 157.298 | 2945785.1304 | 0 | 0 | 0 | 0 | 0 | 0 | 0 | 0 | 0 | 3600.4841 | 7218.9706 | 10855.5496 | 78.4529 | 157.298 | 236.5374 | 24145.9156 | 199879.8245 | 24145.9156 | 318484.5043 | 46076.8432 | 24299.5407 | 200627.4012 | 24299.5407 | 320854.5374 | 46370.001 | 24793.2404 | 205543.7289 | 24793.2404 | 331093.621 | 47312.1116 | 11703.7931 | 11778.257 | 12017.5587 | 0.013077 | 0.013012 | 0.012947 | 166095.9251 | 0 | 0 | 0 | 612.0822 | 13.337 | 167152.6883 | 0 | 0 | 0 | 615.9765 | 13.4218 | 170548.7703 | 0 | 0 | 0 | 628.4914 | 13.6945 | 2159247.0263 | 2172984.9481 | 2217134.0135 | 0 | 0 | 0 | 0 | 0 | 0 | 0 | 0 | 0 | 7957.0682 | 8007.694 | 8170.3883 | 166095.9251 | 26.7588 | 503797.3837 | 0 | 0 | 0 | 0 | 0 | 0 | 0 | 0 | 0 | 612.0822 | 1228.0586 | 1856.55 | 13.337 | 26.7588 | 40.4534 | 1 | 1 | 1 | 1 | 1 | 1 | 1 | 4.5 | 12.5782 | 3.7952 | 4.5 | 12.5337 | 3.7853 | 4.5 | 12.6036 | 3.8008 | 977035.0595 | 0 | 0 | 0 | 3600.4841 | 78.4529 | 981920.2348 | 0 | 0 | 0 | 78.8451 | 986829.836 | 0 | 0 | 0 | 79.2394 | 977035.0595 | 157.298 | 2945785.1304 | 0 | 0 | 0 | 0 | 0 | 0 | 0 | 0 | 0 | 3600.4841 | 7218.9706 | 10855.5496 | 78.4529 | 157.298 | 236.5374 | 171773.7007 | 651908.2559 | 171773.7007 | 1038737.5426 | 57257.9002 | 172677.6739 | 653631.3874 | 172677.6739 | 1045323.7952 | 57559.2246 | 174002.847 | 661350.704 | 174002.847 | 1065315.8846 | 58000.949 | 38171.9335 | 38372.8164 | 38667.2993 | 0.04265 | 0.042438 | 0.042227 | 541722.0328 | 0 | 0 | 0 | 1996.3066 | 43.4986 | 544572.8895 | 0 | 0 | 0 | 2006.8124 | 43.7275 | 548752.0827 | 0 | 0 | 0 | 2022.2132 | 44.0631 | 7042386.4259 | 7079447.5637 | 7133777.0745 | 0 | 0 | 0 | 0 | 0 | 0 | 0 | 0 | 0 | 25951.9862 | 26088.5607 | 26288.771 | 541722.0328 | 87.2261 | 1635047.0049 | 0 | 0 | 0 | 0 | 0 | 0 | 0 | 0 | 0 | 1996.3066 | 4003.119 | 6025.3321 | 43.4986 | 87.2261 | 131.2892 | 6 | 11.0782 | 2.8464 | 6 | 11.0337 | 2.839 | 6 | 11.1036 | 2.8506 | 977035.0595 | 0 | 0 | 0 | 3600.4841 | 78.4529 | 981920.2348 | 0 | 0 | 0 | 78.8451 | 986829.836 | 0 | 0 | 0 | 79.2394 | 977035.0595 | 157.298 | 2945785.1304 | 0 | 0 | 0 | 0 | 0 | 0 | 0 | 0 | 0 | 3600.4841 | 7218.9706 | 10855.5496 | 78.4529 | 157.298 | 236.5374 | 289152.5971 | 823034.7451 | 289152.5971 | 1311407.0589 | 0 | 290598.3601 | 824994.6489 | 290598.3601 | 1319377.4872 | 0 | 292051.3519 | 832522.4435 | 292051.3519 | 1341042.4726 | 0 | 48192.0995 | 48433.06 | 48675.2253 | 0.053846 | 0.053578 | 0.053312 | 683924.5417 | 0 | 0 | 0 | 2520.3389 | 54.917 | 687344.1644 | 0 | 0 | 0 | 2532.9406 | 55.1916 | 690780.8852 | 0 | 0 | 0 | 2545.6053 | 55.4676 | 8891019.0417 | 8935474.1369 | 8980151.5076 | 0 | 0 | 0 | 0 | 0 | 0 | 0 | 0 | 0 | 32764.4054 | 32928.2274 | 33092.8685 | 683924.5417 | 110.1086 | 2062049.5913 | 0 | 0 | 0 | 0 | 0 | 0 | 0 | 0 | 0 | 2520.3389 | 5053.2794 | 7598.8847 | 54.917 | 110.1086 | 165.5762
| 414 | Business | Office | Compressed Air | Electric | 02-264 | 02-264.01 | Compressed Air | [02-264]_Business_Compressed Air_Zero Loss Condensate Drain_ROB_Electric_per unit | no-loss condensate drains | standard condensate drains | ENGINEER | 1969.656 | 0 | 0 | 0 | 0.321 | 0 | 700 | 10 | 0.476 | 0.25758 | 0.40817 | 0.12932 | 0.20492 | 1 | 1 | Replace on Burnout | 9.1407 | 0.035539 | 19696.56 | 0 | 0 | 0 | 76.5802 | 1291.654 | 0 | 0 | 0 | 598.1988 | 0 | 0 | 1889.8528 | 292.8343 | 1597.0185 | 6.4537 | 1278.9541 | 0 | 0 | 0 | 610.9567 | 0 | 0 | 1889.9108 | 292.8343 | 1597.0765 | 6.4539 | 1270.8877 | 0 | 0 | 0 | 627.3555 | 0 | 0 | 1898.2432 | 292.8343 | 1605.409 | 6.4823 | per unit | 0.0031612 | 77.6701 | 0.005 | 15374.8314 | 0 | 0 | 0 | 56.658 | 1.1927 | 15451.7056 | 0 | 0 | 0 | 1.1987 | 15528.9641 | 0 | 0 | 0 | 1.2047 | 15374.8314 | 30826.537 | 46355.5011 | 0 | 0 | 0 | 0 | 0 | 0 | 0 | 0 | 0 | 56.658 | 113.5993 | 170.8252 | 1.1927 | 2.3914 | 3.596 | 15374.8314 | 0 | 0 | 0 | 56.658 | 1.1927 | 15451.7056 | 0 | 0 | 0 | 1.1987 | 15528.9641 | 0 | 0 | 0 | 1.2047 | 15374.8314 | 2.3914 | 46355.5011 | 0 | 0 | 0 | 0 | 0 | 0 | 0 | 0 | 0 | 56.658 | 113.5993 | 170.8252 | 1.1927 | 2.3914 | 3.596 | 532.8208 | 3438.6441 | 532.8208 | 5486.1107 | 740.8504 | 535.5636 | 3456.4517 | 535.5636 | 5515.0399 | 744.6641 | 542.1882 | 3514.6336 | 542.1882 | 5621.2029 | 753.8752 | 1.8195 | 1.8289 | 1.8515 | 0.02331 | 0.023194 | 0.023078 | 3583.8485 | 0 | 0 | 0 | 13.2069 | 0.27802 | 3602.2975 | 0 | 0 | 0 | 13.2749 | 0.27945 | 3646.8558 | 0 | 0 | 0 | 13.4391 | 0.2829 | 35838.4851 | 36022.9746 | 36468.5576 | 0 | 0 | 0 | 0 | 0 | 0 | 0 | 0 | 0 | 132.0688 | 132.7487 | 134.3907 | 3583.8485 | 0.55747 | 10833.0017 | 0 | 0 | 0 | 0 | 0 | 0 | 0 | 0 | 0 | 13.2069 | 26.4818 | 39.9208 | 0.27802 | 0.55747 | 0.84037 | 1 | 1 | 1 | 1 | 1 | 1 | 1 | 525 | 1364.8528 | 3.5997 | 525 | 1364.9108 | 3.5998 | 525 | 1373.2432 | 3.6157 | 15374.8314 | 0 | 0 | 0 | 56.658 | 1.1927 | 15451.7056 | 0 | 0 | 0 | 1.1987 | 15528.9641 | 0 | 0 | 0 | 1.2047 | 15374.8314 | 2.3914 | 46355.5011 | 0 | 0 | 0 | 0 | 0 | 0 | 0 | 0 | 0 | 56.658 | 113.5993 | 170.8252 | 1.1927 | 2.3914 | 3.596 | 2243.8298 | 8077.1581 | 2243.8298 | 12886.5279 | 747.9433 | 2255.1144 | 8118.0287 | 2255.1144 | 12952.9517 | 751.7048 | 2270.246 | 8208.5317 | 2270.246 | 13128.4871 | 756.7487 | 4.274 | 4.2955 | 4.3243 | 0.054753 | 0.054481 | 0.05421 | 8418.2341 | 0 | 0 | 0 | 31.0221 | 0.65304 | 8460.5707 | 0 | 0 | 0 | 31.1782 | 0.65633 | 8517.3404 | 0 | 0 | 0 | 31.3874 | 0.66073 | 84182.3409 | 84605.7074 | 85173.4044 | 0 | 0 | 0 | 0 | 0 | 0 | 0 | 0 | 0 | 310.2214 | 311.7815 | 313.8736 | 8418.2341 | 1.3094 | 25396.1453 | 0 | 0 | 0 | 0 | 0 | 0 | 0 | 0 | 0 | 31.0221 | 62.2003 | 93.5877 | 0.65304 | 1.3094 | 1.9701 | 700 | 1189.8528 | 2.6998 | 700 | 1189.9108 | 2.6999 | 700 | 1198.2432 | 2.7118 | 15374.8314 | 0 | 0 | 0 | 56.658 | 1.1927 | 15451.7056 | 0 | 0 | 0 | 1.1987 | 15528.9641 | 0 | 0 | 0 | 1.2047 | 15374.8314 | 2.3914 | 46355.5011 | 0 | 0 | 0 | 0 | 0 | 0 | 0 | 0 | 0 | 56.658 | 113.5993 | 170.8252 | 1.1927 | 2.3914 | 3.596 | 3824.8645 | 10326.3297 | 3824.8645 | 16474.9203 | 0 | 3843.9889 | 10378.2801 | 3843.9889 | 16559.3601 | 0 | 3863.2088 | 10476.157 | 3863.2088 | 16755.2612 | 0 | 5.4641 | 5.4914 | 5.5189 | 0.07 | 0.069652 | 0.069305 | 10762.382 | 0 | 0 | 0 | 39.6606 | 0.83489 | 10816.1939 | 0 | 0 | 0 | 39.8589 | 0.83907 | 10870.2749 | 0 | 0 | 0 | 40.0582 | 0.84326 | 107623.82 | 108161.9391 | 108702.7488 | 0 | 0 | 0 | 0 | 0 | 0 | 0 | 0 | 0 | 396.6059 | 398.5889 | 400.5819 | 10762.382 | 1.674 | 32448.8508 | 0 | 0 | 0 | 0 | 0 | 0 | 0 | 0 | 0 | 39.6606 | 79.5195 | 119.5777 | 0.83489 | 1.674 | 2.5172
| 415 | Business | Retail | Compressed Air | Electric | 02-264 | 02-264.02 | Compressed Air | [02-264]_Business_Compressed Air_Zero Loss Condensate Drain_ROB_Electric_per unit | no-loss condensate drains | standard condensate drains | ENGINEER | 1969.656 | 0 | 0 | 0 | 0.321 | 0 | 700 | 10 | 0.476 | 0.25758 | 0.40817 | 0.12932 | 0.20492 | 1 | 1 | Replace on Burnout | 9.1407 | 0.035539 | 19696.56 | 0 | 0 | 0 | 76.5802 | 1291.654 | 0 | 0 | 0 | 598.1988 | 0 | 0 | 1889.8528 | 292.8343 | 1597.0185 | 6.4537 | 1278.9541 | 0 | 0 | 0 | 610.9567 | 0 | 0 | 1889.9108 | 292.8343 | 1597.0765 | 6.4539 | 1270.8877 | 0 | 0 | 0 | 627.3555 | 0 | 0 | 1898.2432 | 292.8343 | 1605.409 | 6.4823 | per unit | 0 | 0 | 0.005 | 0 | 0 | 0 | 0 | 0 | 0 | 0 | 0 | 0 | 0 | 0 | 0 | 0 | 0 | 0 | 0 | 0 | 0 | 0 | 0 | 0 | 0 | 0 | 0 | 0 | 0 | 0 | 0 | 0 | 0 | 0 | 0 | 0 | 0 | 0 | 0 | 0 | 0 | 0 | 0 | 0 | 0 | 0 | 0 | 0 | 0 | 0 | 0 | 0 | 0 | 0 | 0 | 0 | 0 | 0 | 0 | 0 | 0 | 0 | 0 | 0 | 0 | 0 | 0 | 0 | 0 | 0 | 0 | 0 | 0 | 0 | 0 | 0 | 0 | 0 | 0 | 0 | 0 | 0 | 0 | 0 | 0 | 0 | 0 | 0 | 0 | #NUM! | #NUM! | #NUM! | 0 | 0 | 0 | 0 | 0 | 0 | 0 | 0 | 0 | 0 | 0 | 0 | 0 | 0 | 0 | 0 | 0 | 0 | 0 | 0 | 0 | 0 | 0 | 0 | 0 | 0 | 0 | 0 | 0 | 0 | 0 | 0 | 0 | 0 | 0 | 0 | 0 | 0 | 0 | 0 | 0 | 0 | 0 | 0 | 0 | 0 | 0 | 0 | 0 | 0 | 0 | 1 | 1 | 1 | 1 | 1 | 1 | 1 | 525 | 1364.8528 | 3.5997 | 525 | 1364.9108 | 3.5998 | 525 | 1373.2432 | 3.6157 | 0 | 0 | 0 | 0 | 0 | 0 | 0 | 0 | 0 | 0 | 0 | 0 | 0 | 0 | 0 | 0 | 0 | 0 | 0 | 0 | 0 | 0 | 0 | 0 | 0 | 0 | 0 | 0 | 0 | 0 | 0 | 0 | 0 | 0 | 0 | 0 | 0 | 0 | 0 | 0 | 0 | 0 | 0 | 0 | 0 | 0 | 0 | 0 | 0 | 0 | 0 | 0 | #NUM! | #NUM! | #NUM! | 0 | 0 | 0 | 0 | 0 | 0 | 0 | 0 | 0 | 0 | 0 | 0 | 0 | 0 | 0 | 0 | 0 | 0 | 0 | 0 | 0 | 0 | 0 | 0 | 0 | 0 | 0 | 0 | 0 | 0 | 0 | 0 | 0 | 0 | 0 | 0 | 0 | 0 | 0 | 0 | 0 | 0 | 0 | 0 | 0 | 0 | 0 | 0 | 0 | 0 | 0 | 700 | 1189.8528 | 2.6998 | 700 | 1189.9108 | 2.6999 | 700 | 1198.2432 | 2.7118 | 0 | 0 | 0 | 0 | 0 | 0 | 0 | 0 | 0 | 0 | 0 | 0 | 0 | 0 | 0 | 0 | 0 | 0 | 0 | 0 | 0 | 0 | 0 | 0 | 0 | 0 | 0 | 0 | 0 | 0 | 0 | 0 | 0 | 0 | 0 | 0 | 0 | 0 | 0 | 0 | 0 | 0 | 0 | 0 | 0 | 0 | 0 | 0 | 0 | 0 | 0 | 0 | #NUM! | #NUM! | #NUM! | 0 | 0 | 0 | 0 | 0 | 0 | 0 | 0 | 0 | 0 | 0 | 0 | 0 | 0 | 0 | 0 | 0 | 0 | 0 | 0 | 0 | 0 | 0 | 0 | 0 | 0 | 0 | 0 | 0 | 0 | 0 | 0 | 0 | 0 | 0 | 0 | 0 | 0 | 0 | 0 | 0 | 0 | 0 | 0 | 0 | 0 | 0 | 0 | 0 | 0 | 0
| 416 | Business | Food Service | Compressed Air | Electric | 02-264 | 02-264.03 | Compressed Air | [02-264]_Business_Compressed Air_Zero Loss Condensate Drain_ROB_Electric_per unit | no-loss condensate drains | standard condensate drains | ENGINEER | 1969.656 | 0 | 0 | 0 | 0.321 | 0 | 700 | 10 | 0.476 | 0.25758 | 0.40817 | 0.12932 | 0.20492 | 1 | 1 | Replace on Burnout | 9.1407 | 0.035539 | 19696.56 | 0 | 0 | 0 | 76.5802 | 1291.654 | 0 | 0 | 0 | 598.1988 | 0 | 0 | 2267.8233 | 292.8343 | 1974.9891 | 7.7444 | 1278.9541 | 0 | 0 | 0 | 610.9567 | 0 | 0 | 2267.893 | 292.8343 | 1975.0587 | 7.7446 | 1270.8877 | 0 | 0 | 0 | 627.3555 | 0 | 0 | 2277.8919 | 292.8343 | 1985.0576 | 7.7788 | per unit | 0 | 0 | 0.005 | 0 | 0 | 0 | 0 | 0 | 0 | 0 | 0 | 0 | 0 | 0 | 0 | 0 | 0 | 0 | 0 | 0 | 0 | 0 | 0 | 0 | 0 | 0 | 0 | 0 | 0 | 0 | 0 | 0 | 0 | 0 | 0 | 0 | 0 | 0 | 0 | 0 | 0 | 0 | 0 | 0 | 0 | 0 | 0 | 0 | 0 | 0 | 0 | 0 | 0 | 0 | 0 | 0 | 0 | 0 | 0 | 0 | 0 | 0 | 0 | 0 | 0 | 0 | 0 | 0 | 0 | 0 | 0 | 0 | 0 | 0 | 0 | 0 | 0 | 0 | 0 | 0 | 0 | 0 | 0 | 0 | 0 | 0 | 0 | 0 | 0 | #NUM! | #NUM! | #NUM! | 0 | 0 | 0 | 0 | 0 | 0 | 0 | 0 | 0 | 0 | 0 | 0 | 0 | 0 | 0 | 0 | 0 | 0 | 0 | 0 | 0 | 0 | 0 | 0 | 0 | 0 | 0 | 0 | 0 | 0 | 0 | 0 | 0 | 0 | 0 | 0 | 0 | 0 | 0 | 0 | 0 | 0 | 0 | 0 | 0 | 0 | 0 | 0 | 0 | 0 | 0 | 1 | 1 | 1 | 1 | 1 | 1 | 1 | 525 | 1742.8233 | 4.3197 | 525 | 1742.893 | 4.3198 | 525 | 1752.8919 | 4.3388 | 0 | 0 | 0 | 0 | 0 | 0 | 0 | 0 | 0 | 0 | 0 | 0 | 0 | 0 | 0 | 0 | 0 | 0 | 0 | 0 | 0 | 0 | 0 | 0 | 0 | 0 | 0 | 0 | 0 | 0 | 0 | 0 | 0 | 0 | 0 | 0 | 0 | 0 | 0 | 0 | 0 | 0 | 0 | 0 | 0 | 0 | 0 | 0 | 0 | 0 | 0 | 0 | #NUM! | #NUM! | #NUM! | 0 | 0 | 0 | 0 | 0 | 0 | 0 | 0 | 0 | 0 | 0 | 0 | 0 | 0 | 0 | 0 | 0 | 0 | 0 | 0 | 0 | 0 | 0 | 0 | 0 | 0 | 0 | 0 | 0 | 0 | 0 | 0 | 0 | 0 | 0 | 0 | 0 | 0 | 0 | 0 | 0 | 0 | 0 | 0 | 0 | 0 | 0 | 0 | 0 | 0 | 0 | 700 | 1567.8233 | 3.2397 | 700 | 1567.893 | 3.2398 | 700 | 1577.8919 | 3.2541 | 0 | 0 | 0 | 0 | 0 | 0 | 0 | 0 | 0 | 0 | 0 | 0 | 0 | 0 | 0 | 0 | 0 | 0 | 0 | 0 | 0 | 0 | 0 | 0 | 0 | 0 | 0 | 0 | 0 | 0 | 0 | 0 | 0 | 0 | 0 | 0 | 0 | 0 | 0 | 0 | 0 | 0 | 0 | 0 | 0 | 0 | 0 | 0 | 0 | 0 | 0 | 0 | #NUM! | #NUM! | #NUM! | 0 | 0 | 0 | 0 | 0 | 0 | 0 | 0 | 0 | 0 | 0 | 0 | 0 | 0 | 0 | 0 | 0 | 0 | 0 | 0 | 0 | 0 | 0 | 0 | 0 | 0 | 0 | 0 | 0 | 0 | 0 | 0 | 0 | 0 | 0 | 0 | 0 | 0 | 0 | 0 | 0 | 0 | 0 | 0 | 0 | 0 | 0 | 0 | 0 | 0 | 0
| 417 | Business | Healthcare/Hospitals | Compressed Air | Electric | 02-264 | 02-264.04 | Compressed Air | [02-264]_Business_Compressed Air_Zero Loss Condensate Drain_ROB_Electric_per unit | no-loss condensate drains | standard condensate drains | ENGINEER | 1969.656 | 0 | 0 | 0 | 0.321 | 0 | 700 | 10 | 0.476 | 0.25758 | 0.40817 | 0.12932 | 0.20492 | 1 | 1 | Replace on Burnout | 9.1407 | 0.035539 | 19696.56 | 0 | 0 | 0 | 76.5802 | 1291.654 | 0 | 0 | 0 | 598.1988 | 0 | 0 | 1889.8528 | 240.6932 | 1649.1596 | 7.8517 | 1278.9541 | 0 | 0 | 0 | 610.9567 | 0 | 0 | 1889.9108 | 240.6932 | 1649.2176 | 7.8519 | 1270.8877 | 0 | 0 | 0 | 627.3555 | 0 | 0 | 1898.2432 | 240.6932 | 1657.55 | 7.8866 | per unit | 0.11551 | 313.7279 | 0.005 | 62102.5819 | 0 | 0 | 0 | 228.855 | 4.8176 | 62413.0948 | 0 | 0 | 0 | 4.8417 | 62725.1603 | 0 | 0 | 0 | 4.8659 | 62102.5819 | 124515.6767 | 187240.8369 | 0 | 0 | 0 | 0 | 0 | 0 | 0 | 0 | 0 | 228.855 | 458.8543 | 690.0035 | 4.8176 | 9.6593 | 14.5252 | 62102.5819 | 0 | 0 | 0 | 228.855 | 4.8176 | 62413.0948 | 0 | 0 | 0 | 4.8417 | 62725.1603 | 0 | 0 | 0 | 4.8659 | 62102.5819 | 9.6593 | 187240.8369 | 0 | 0 | 0 | 0 | 0 | 0 | 0 | 0 | 0 | 228.855 | 458.8543 | 690.0035 | 4.8176 | 9.6593 | 14.5252 | 507.0806 | 3981.4488 | 507.0806 | 6427.6739 | 967.645 | 510.033 | 4004.7532 | 510.033 | 6468.666 | 973.2789 | 519.299 | 4095.4869 | 519.299 | 6633.7734 | 990.961 | 2.1068 | 2.119 | 2.1575 | 0.0066818 | 0.0066486 | 0.0066155 | 4149.5743 | 0 | 0 | 0 | 15.2916 | 0.3219 | 4173.7346 | 0 | 0 | 0 | 15.3807 | 0.32378 | 4249.561 | 0 | 0 | 0 | 15.6601 | 0.32966 | 41495.7433 | 41737.3464 | 42495.6104 | 0 | 0 | 0 | 0 | 0 | 0 | 0 | 0 | 0 | 152.9165 | 153.8068 | 156.6011 | 4149.5743 | 0.64568 | 12572.87 | 0 | 0 | 0 | 0 | 0 | 0 | 0 | 0 | 0 | 15.2916 | 30.6723 | 46.3324 | 0.3219 | 0.64568 | 0.97534 | 1 | 1 | 1 | 1 | 1 | 1 | 1 | 525 | 1364.8528 | 3.5997 | 525 | 1364.9108 | 3.5998 | 525 | 1373.2432 | 3.6157 | 62102.5819 | 0 | 0 | 0 | 228.855 | 4.8176 | 62413.0948 | 0 | 0 | 0 | 4.8417 | 62725.1603 | 0 | 0 | 0 | 4.8659 | 62102.5819 | 9.6593 | 187240.8369 | 0 | 0 | 0 | 0 | 0 | 0 | 0 | 0 | 0 | 228.855 | 458.8543 | 690.0035 | 4.8176 | 9.6593 | 14.5252 | 7816.4147 | 28136.901 | 7816.4147 | 45424.3753 | 2605.4716 | 7857.1554 | 28284.4243 | 7857.1554 | 45686.3342 | 2619.0518 | 7917.2972 | 28626.5821 | 7917.2972 | 46368.6644 | 2639.0991 | 14.8884 | 14.966 | 15.0806 | 0.04722 | 0.046985 | 0.046752 | 29325.0442 | 0 | 0 | 0 | 108.0661 | 2.2749 | 29477.8918 | 0 | 0 | 0 | 108.6293 | 2.2867 | 29703.5275 | 0 | 0 | 0 | 109.4608 | 2.3043 | 293250.442 | 294778.9178 | 297035.2746 | 0 | 0 | 0 | 0 | 0 | 0 | 0 | 0 | 0 | 1080.6609 | 1086.2935 | 1094.6084 | 29325.0442 | 4.5616 | 88506.4634 | 0 | 0 | 0 | 0 | 0 | 0 | 0 | 0 | 0 | 108.0661 | 216.6954 | 326.1563 | 2.2749 | 4.5616 | 6.8659 | 700 | 1189.8528 | 2.6998 | 700 | 1189.9108 | 2.6999 | 700 | 1198.2432 | 2.7118 | 62102.5819 | 0 | 0 | 0 | 228.855 | 4.8176 | 62413.0948 | 0 | 0 | 0 | 4.8417 | 62725.1603 | 0 | 0 | 0 | 4.8659 | 62102.5819 | 9.6593 | 187240.8369 | 0 | 0 | 0 | 0 | 0 | 0 | 0 | 0 | 0 | 228.855 | 458.8543 | 690.0035 | 4.8176 | 9.6593 | 14.5252 | 14345.9948 | 38731.1685 | 14345.9948 | 62527.822 | 0 | 14417.7248 | 38926.0196 | 14417.7248 | 62875.1403 | 0 | 14489.8134 | 39293.1284 | 14489.8134 | 63646.0851 | 0 | 20.4943 | 20.5967 | 20.6997 | 0.065 | 0.064677 | 0.064355 | 40366.6782 | 0 | 0 | 0 | 148.7558 | 3.1314 | 40568.5116 | 0 | 0 | 0 | 149.4995 | 3.1471 | 40771.3542 | 0 | 0 | 0 | 150.247 | 3.1628 | 403666.7822 | 405685.1161 | 407713.5417 | 0 | 0 | 0 | 0 | 0 | 0 | 0 | 0 | 0 | 1487.5575 | 1494.9953 | 1502.4703 | 40366.6782 | 6.2785 | 121706.544 | 0 | 0 | 0 | 0 | 0 | 0 | 0 | 0 | 0 | 148.7558 | 298.2553 | 448.5023 | 3.1314 | 6.2785 | 9.4414
| 418 | Business | Campus/Education | Compressed Air | Electric | 02-264 | 02-264.05 | Compressed Air | [02-264]_Business_Compressed Air_Zero Loss Condensate Drain_ROB_Electric_per unit | no-loss condensate drains | standard condensate drains | ENGINEER | 1969.656 | 0 | 0 | 0 | 0.321 | 0 | 700 | 10 | 0.476 | 0.25758 | 0.40817 | 0.12932 | 0.20492 | 1 | 1 | Replace on Burnout | 9.1407 | 0.035539 | 19696.56 | 0 | 0 | 0 | 76.5802 | 1291.654 | 0 | 0 | 0 | 598.1988 | 0 | 0 | 1889.8528 | 240.6932 | 1649.1596 | 7.8517 | 1278.9541 | 0 | 0 | 0 | 610.9567 | 0 | 0 | 1889.9108 | 240.6932 | 1649.2176 | 7.8519 | 1270.8877 | 0 | 0 | 0 | 627.3555 | 0 | 0 | 1898.2432 | 240.6932 | 1657.55 | 7.8866 | per unit | 0.010256 | 23.2904 | 0.005 | 4610.3398 | 0 | 0 | 0 | 16.9896 | 0.35765 | 4633.3915 | 0 | 0 | 0 | 0.35944 | 4656.5584 | 0 | 0 | 0 | 0.36123 | 4610.3398 | 9243.7312 | 13900.2896 | 0 | 0 | 0 | 0 | 0 | 0 | 0 | 0 | 0 | 16.9896 | 34.0642 | 51.2241 | 0.35765 | 0.71708 | 1.0783 | 4610.3398 | 0 | 0 | 0 | 16.9896 | 0.35765 | 4633.3915 | 0 | 0 | 0 | 0.35944 | 4656.5584 | 0 | 0 | 0 | 0.36123 | 4610.3398 | 0.71708 | 13900.2896 | 0 | 0 | 0 | 0 | 0 | 0 | 0 | 0 | 0 | 16.9896 | 34.0642 | 51.2241 | 0.35765 | 0.71708 | 1.0783 | 37.183 | 291.9503 | 37.183 | 468.1276 | 70.9551 | 37.3895 | 293.5807 | 37.3895 | 470.8862 | 71.3492 | 38.0529 | 300.1067 | 38.0529 | 482.6001 | 72.6151 | 0.15448 | 0.15534 | 0.1581 | 0.0065999 | 0.0065671 | 0.0065344 | 304.2786 | 0 | 0 | 0 | 1.1213 | 0.023604 | 305.9684 | 0 | 0 | 0 | 1.1275 | 0.023735 | 311.3968 | 0 | 0 | 0 | 1.1475 | 0.024157 | 3042.7857 | 3059.6837 | 3113.9682 | 0 | 0 | 0 | 0 | 0 | 0 | 0 | 0 | 0 | 11.213 | 11.2753 | 11.4753 | 304.2786 | 0.04734 | 921.6438 | 0 | 0 | 0 | 0 | 0 | 0 | 0 | 0 | 0 | 1.1213 | 2.2488 | 3.3964 | 0.023604 | 0.04734 | 0.071496 | 1 | 1 | 1 | 1 | 1 | 1 | 1 | 525 | 1364.8528 | 3.5997 | 525 | 1364.9108 | 3.5998 | 525 | 1373.2432 | 3.6157 | 4610.3398 | 0 | 0 | 0 | 16.9896 | 0.35765 | 4633.3915 | 0 | 0 | 0 | 0.35944 | 4656.5584 | 0 | 0 | 0 | 0.36123 | 4610.3398 | 0.71708 | 13900.2896 | 0 | 0 | 0 | 0 | 0 | 0 | 0 | 0 | 0 | 16.9896 | 34.0642 | 51.2241 | 0.35765 | 0.71708 | 1.0783 | 578.8158 | 2083.5745 | 578.8158 | 3340.9069 | 192.9386 | 581.7847 | 2094.3259 | 581.7847 | 3359.1763 | 193.9282 | 586.1996 | 2119.5227 | 586.1996 | 3408.3943 | 195.3999 | 1.1025 | 1.1082 | 1.1166 | 0.047102 | 0.046868 | 0.046634 | 2171.5581 | 0 | 0 | 0 | 8.0024 | 0.16846 | 2182.6965 | 0 | 0 | 0 | 8.0435 | 0.16932 | 2199.2601 | 0 | 0 | 0 | 8.1045 | 0.17061 | 21715.5808 | 21826.9648 | 21992.601 | 0 | 0 | 0 | 0 | 0 | 0 | 0 | 0 | 0 | 80.0244 | 80.4348 | 81.0452 | 2171.5581 | 0.33778 | 6553.5147 | 0 | 0 | 0 | 0 | 0 | 0 | 0 | 0 | 0 | 8.0024 | 16.0459 | 24.1504 | 0.16846 | 0.33778 | 0.50839 | 700 | 1189.8528 | 2.6998 | 700 | 1189.9108 | 2.6999 | 700 | 1198.2432 | 2.7118 | 4610.3398 | 0 | 0 | 0 | 16.9896 | 0.35765 | 4633.3915 | 0 | 0 | 0 | 0.35944 | 4656.5584 | 0 | 0 | 0 | 0.36123 | 4610.3398 | 0.71708 | 13900.2896 | 0 | 0 | 0 | 0 | 0 | 0 | 0 | 0 | 0 | 16.9896 | 34.0642 | 51.2241 | 0.35765 | 0.71708 | 1.0783 | 1065.0106 | 2875.3047 | 1065.0106 | 4610.4064 | 0 | 1070.3357 | 2889.77 | 1070.3357 | 4635.0219 | 0 | 1075.6874 | 2917.0232 | 1075.6874 | 4690.8511 | 0 | 1.5214 | 1.5291 | 1.5367 | 0.065 | 0.064677 | 0.064355 | 2996.7208 | 0 | 0 | 0 | 11.0433 | 0.23247 | 3011.7044 | 0 | 0 | 0 | 11.0985 | 0.23363 | 3026.763 | 0 | 0 | 0 | 11.154 | 0.2348 | 29967.2084 | 30117.0445 | 30267.6297 | 0 | 0 | 0 | 0 | 0 | 0 | 0 | 0 | 0 | 110.4325 | 110.9847 | 111.5396 | 2996.7208 | 0.4661 | 9035.1883 | 0 | 0 | 0 | 0 | 0 | 0 | 0 | 0 | 0 | 11.0433 | 22.1417 | 33.2957 | 0.23247 | 0.4661 | 0.7009
| 419 | Business | Warehouse | Compressed Air | Electric | 02-264 | 02-264.06 | Compressed Air | [02-264]_Business_Compressed Air_Zero Loss Condensate Drain_ROB_Electric_per unit | no-loss condensate drains | standard condensate drains | ENGINEER | 1969.656 | 0 | 0 | 0 | 0.321 | 0 | 700 | 10 | 0.476 | 0.25758 | 0.40817 | 0.12932 | 0.20492 | 1 | 1 | Replace on Burnout | 9.1407 | 0.035539 | 19696.56 | 0 | 0 | 0 | 76.5802 | 1291.654 | 0 | 0 | 0 | 598.1988 | 0 | 0 | 1889.8528 | 292.8343 | 1597.0185 | 6.4537 | 1278.9541 | 0 | 0 | 0 | 610.9567 | 0 | 0 | 1889.9108 | 292.8343 | 1597.0765 | 6.4539 | 1270.8877 | 0 | 0 | 0 | 627.3555 | 0 | 0 | 1898.2432 | 292.8343 | 1605.409 | 6.4823 | per unit | 0.012818 | 26.6101 | 0.005 | 5267.4887 | 0 | 0 | 0 | 19.4113 | 0.40863 | 5293.8261 | 0 | 0 | 0 | 0.41067 | 5320.2952 | 0 | 0 | 0 | 0.41272 | 5267.4887 | 10561.3148 | 15881.61 | 0 | 0 | 0 | 0 | 0 | 0 | 0 | 0 | 0 | 19.4113 | 38.9196 | 58.5255 | 0.40863 | 0.81929 | 1.232 | 5267.4887 | 0 | 0 | 0 | 19.4113 | 0.40863 | 5293.8261 | 0 | 0 | 0 | 0.41067 | 5320.2952 | 0 | 0 | 0 | 0.41272 | 5267.4887 | 0.81929 | 15881.61 | 0 | 0 | 0 | 0 | 0 | 0 | 0 | 0 | 0 | 19.4113 | 38.9196 | 58.5255 | 0.40863 | 0.81929 | 1.232 | 185.3505 | 1196.1891 | 185.3505 | 1935.367 | 257.717 | 186.3573 | 1202.7236 | 186.3573 | 1946.631 | 259.1169 | 188.7061 | 1223.2522 | 188.7061 | 1985.0806 | 262.3828 | 0.63295 | 0.63639 | 0.64441 | 0.023668 | 0.02355 | 0.023433 | 1246.7008 | 0 | 0 | 0 | 4.5942 | 0.096713 | 1253.4727 | 0 | 0 | 0 | 4.6192 | 0.097238 | 1269.2715 | 0 | 0 | 0 | 4.6774 | 0.098464 | 12467.0082 | 12534.7274 | 12692.7151 | 0 | 0 | 0 | 0 | 0 | 0 | 0 | 0 | 0 | 45.9423 | 46.1919 | 46.7741 | 1246.7008 | 0.19395 | 3769.4451 | 0 | 0 | 0 | 0 | 0 | 0 | 0 | 0 | 0 | 4.5942 | 9.2134 | 13.8908 | 0.096713 | 0.19395 | 0.29241 | 1 | 1 | 1 | 1 | 1 | 1 | 1 | 525 | 1364.8528 | 3.5997 | 525 | 1364.9108 | 3.5998 | 525 | 1373.2432 | 3.6157 | 5267.4887 | 0 | 0 | 0 | 19.4113 | 0.40863 | 5293.8261 | 0 | 0 | 0 | 0.41067 | 5320.2952 | 0 | 0 | 0 | 0.41272 | 5267.4887 | 0.81929 | 15881.61 | 0 | 0 | 0 | 0 | 0 | 0 | 0 | 0 | 0 | 19.4113 | 38.9196 | 58.5255 | 0.40863 | 0.81929 | 1.232 | 771.4236 | 2776.9086 | 771.4236 | 4492.8829 | 257.1412 | 775.3572 | 2791.1543 | 775.3572 | 4517.5365 | 258.4524 | 780.5874 | 2822.3708 | 780.5874 | 4580.1133 | 260.1958 | 1.4694 | 1.4769 | 1.4868 | 0.054944 | 0.054671 | 0.054399 | 2894.1698 | 0 | 0 | 0 | 10.6653 | 0.22452 | 2908.9277 | 0 | 0 | 0 | 10.7197 | 0.22566 | 2928.5497 | 0 | 0 | 0 | 10.792 | 0.22718 | 28941.6976 | 29089.277 | 29285.4972 | 0 | 0 | 0 | 0 | 0 | 0 | 0 | 0 | 0 | 106.6534 | 107.1973 | 107.9204 | 2894.1698 | 0.45018 | 8731.6472 | 0 | 0 | 0 | 0 | 0 | 0 | 0 | 0 | 0 | 10.6653 | 21.3851 | 32.1771 | 0.22452 | 0.45018 | 0.67736 | 700 | 1189.8528 | 2.6998 | 700 | 1189.9108 | 2.6999 | 700 | 1198.2432 | 2.7118 | 5267.4887 | 0 | 0 | 0 | 19.4113 | 0.40863 | 5293.8261 | 0 | 0 | 0 | 0.41067 | 5320.2952 | 0 | 0 | 0 | 0.41272 | 5267.4887 | 0.81929 | 15881.61 | 0 | 0 | 0 | 0 | 0 | 0 | 0 | 0 | 0 | 19.4113 | 38.9196 | 58.5255 | 0.40863 | 0.81929 | 1.232 | 1310.4164 | 3537.8485 | 1310.4164 | 5724.0411 | 0 | 1316.9684 | 3555.647 | 1316.9684 | 5754.8825 | 0 | 1323.5533 | 3589.18 | 1323.5533 | 5824.4832 | 0 | 1.872 | 1.8814 | 1.8908 | 0.07 | 0.069652 | 0.069305 | 3687.2421 | 0 | 0 | 0 | 13.5879 | 0.28604 | 3705.6783 | 0 | 0 | 0 | 13.6558 | 0.28747 | 3724.2067 | 0 | 0 | 0 | 13.7241 | 0.28891 | 36872.4207 | 37056.7828 | 37242.0667 | 0 | 0 | 0 | 0 | 0 | 0 | 0 | 0 | 0 | 135.879 | 136.5584 | 137.2412 | 3687.2421 | 0.57351 | 11117.127 | 0 | 0 | 0 | 0 | 0 | 0 | 0 | 0 | 0 | 13.5879 | 27.2437 | 40.9679 | 0.28604 | 0.57351 | 0.86241
| 420 | Business | Lodging | Compressed Air | Electric | 02-264 | 02-264.07 | Compressed Air | [02-264]_Business_Compressed Air_Zero Loss Condensate Drain_ROB_Electric_per unit | no-loss condensate drains | standard condensate drains | ENGINEER | 1969.656 | 0 | 0 | 0 | 0.321 | 0 | 700 | 10 | 0.476 | 0.25758 | 0.40817 | 0.12932 | 0.20492 | 1 | 1 | Replace on Burnout | 9.1407 | 0.035539 | 19696.56 | 0 | 0 | 0 | 76.5802 | 1291.654 | 0 | 0 | 0 | 598.1988 | 0 | 0 | 1889.8528 | 240.6932 | 1649.1596 | 7.8517 | 1278.9541 | 0 | 0 | 0 | 610.9567 | 0 | 0 | 1889.9108 | 240.6932 | 1649.2176 | 7.8519 | 1270.8877 | 0 | 0 | 0 | 627.3555 | 0 | 0 | 1898.2432 | 240.6932 | 1657.55 | 7.8866 | per unit | 0 | 0 | 0.005 | 0 | 0 | 0 | 0 | 0 | 0 | 0 | 0 | 0 | 0 | 0 | 0 | 0 | 0 | 0 | 0 | 0 | 0 | 0 | 0 | 0 | 0 | 0 | 0 | 0 | 0 | 0 | 0 | 0 | 0 | 0 | 0 | 0 | 0 | 0 | 0 | 0 | 0 | 0 | 0 | 0 | 0 | 0 | 0 | 0 | 0 | 0 | 0 | 0 | 0 | 0 | 0 | 0 | 0 | 0 | 0 | 0 | 0 | 0 | 0 | 0 | 0 | 0 | 0 | 0 | 0 | 0 | 0 | 0 | 0 | 0 | 0 | 0 | 0 | 0 | 0 | 0 | 0 | 0 | 0 | 0 | 0 | 0 | 0 | 0 | 0 | #NUM! | #NUM! | #NUM! | 0 | 0 | 0 | 0 | 0 | 0 | 0 | 0 | 0 | 0 | 0 | 0 | 0 | 0 | 0 | 0 | 0 | 0 | 0 | 0 | 0 | 0 | 0 | 0 | 0 | 0 | 0 | 0 | 0 | 0 | 0 | 0 | 0 | 0 | 0 | 0 | 0 | 0 | 0 | 0 | 0 | 0 | 0 | 0 | 0 | 0 | 0 | 0 | 0 | 0 | 0 | 1 | 1 | 1 | 1 | 1 | 1 | 1 | 525 | 1364.8528 | 3.5997 | 525 | 1364.9108 | 3.5998 | 525 | 1373.2432 | 3.6157 | 0 | 0 | 0 | 0 | 0 | 0 | 0 | 0 | 0 | 0 | 0 | 0 | 0 | 0 | 0 | 0 | 0 | 0 | 0 | 0 | 0 | 0 | 0 | 0 | 0 | 0 | 0 | 0 | 0 | 0 | 0 | 0 | 0 | 0 | 0 | 0 | 0 | 0 | 0 | 0 | 0 | 0 | 0 | 0 | 0 | 0 | 0 | 0 | 0 | 0 | 0 | 0 | #NUM! | #NUM! | #NUM! | 0 | 0 | 0 | 0 | 0 | 0 | 0 | 0 | 0 | 0 | 0 | 0 | 0 | 0 | 0 | 0 | 0 | 0 | 0 | 0 | 0 | 0 | 0 | 0 | 0 | 0 | 0 | 0 | 0 | 0 | 0 | 0 | 0 | 0 | 0 | 0 | 0 | 0 | 0 | 0 | 0 | 0 | 0 | 0 | 0 | 0 | 0 | 0 | 0 | 0 | 0 | 700 | 1189.8528 | 2.6998 | 700 | 1189.9108 | 2.6999 | 700 | 1198.2432 | 2.7118 | 0 | 0 | 0 | 0 | 0 | 0 | 0 | 0 | 0 | 0 | 0 | 0 | 0 | 0 | 0 | 0 | 0 | 0 | 0 | 0 | 0 | 0 | 0 | 0 | 0 | 0 | 0 | 0 | 0 | 0 | 0 | 0 | 0 | 0 | 0 | 0 | 0 | 0 | 0 | 0 | 0 | 0 | 0 | 0 | 0 | 0 | 0 | 0 | 0 | 0 | 0 | 0 | #NUM! | #NUM! | #NUM! | 0 | 0 | 0 | 0 | 0 | 0 | 0 | 0 | 0 | 0 | 0 | 0 | 0 | 0 | 0 | 0 | 0 | 0 | 0 | 0 | 0 | 0 | 0 | 0 | 0 | 0 | 0 | 0 | 0 | 0 | 0 | 0 | 0 | 0 | 0 | 0 | 0 | 0 | 0 | 0 | 0 | 0 | 0 | 0 | 0 | 0 | 0 | 0 | 0 | 0 | 0
| 421 | Business | Other Commercial | Compressed Air | Electric | 02-264 | 02-264.08 | Compressed Air | [02-264]_Business_Compressed Air_Zero Loss Condensate Drain_ROB_Electric_per unit | no-loss condensate drains | standard condensate drains | ENGINEER | 1969.656 | 0 | 0 | 0 | 0.321 | 0 | 700 | 10 | 0.476 | 0.25758 | 0.40817 | 0.12932 | 0.20492 | 1 | 1 | Replace on Burnout | 9.1407 | 0.035539 | 19696.56 | 0 | 0 | 0 | 76.5802 | 1291.654 | 0 | 0 | 0 | 598.1988 | 0 | 0 | 1889.8528 | 292.8343 | 1597.0185 | 6.4537 | 1278.9541 | 0 | 0 | 0 | 610.9567 | 0 | 0 | 1889.9108 | 292.8343 | 1597.0765 | 6.4539 | 1270.8877 | 0 | 0 | 0 | 627.3555 | 0 | 0 | 1898.2432 | 292.8343 | 1605.409 | 6.4823 | per unit | 0.0015009 | 5.7035 | 0.005 | 1129.0162 | 0 | 0 | 0 | 4.1606 | 0.087583 | 1134.6613 | 0 | 0 | 0 | 0.088021 | 1140.3346 | 0 | 0 | 0 | 0.088461 | 1129.0162 | 2263.6775 | 3404.0121 | 0 | 0 | 0 | 0 | 0 | 0 | 0 | 0 | 0 | 4.1606 | 8.3419 | 12.5442 | 0.087583 | 0.1756 | 0.26407 | 1129.0162 | 0 | 0 | 0 | 4.1606 | 0.087583 | 1134.6613 | 0 | 0 | 0 | 0.088021 | 1140.3346 | 0 | 0 | 0 | 0.088461 | 1129.0162 | 0.1756 | 3404.0121 | 0 | 0 | 0 | 0 | 0 | 0 | 0 | 0 | 0 | 4.1606 | 8.3419 | 12.5442 | 0.087583 | 0.1756 | 0.26407 | 39.7331 | 256.424 | 39.7331 | 414.9698 | 55.2461 | 39.9489 | 257.8247 | 39.9489 | 417.3585 | 55.5462 | 40.4467 | 262.1879 | 40.4467 | 425.5143 | 56.2383 | 0.13568 | 0.13642 | 0.13812 | 0.023671 | 0.023553 | 0.023436 | 267.252 | 0 | 0 | 0 | 0.98485 | 0.020732 | 268.7037 | 0 | 0 | 0 | 0.9902 | 0.020845 | 272.0515 | 0 | 0 | 0 | 1.0025 | 0.021104 | 2672.5204 | 2687.0369 | 2720.5149 | 0 | 0 | 0 | 0 | 0 | 0 | 0 | 0 | 0 | 9.8485 | 9.902 | 10.0254 | 267.252 | 0.041577 | 808.0072 | 0 | 0 | 0 | 0 | 0 | 0 | 0 | 0 | 0 | 0.98485 | 1.9751 | 2.9776 | 0.020732 | 0.041577 | 0.062681 | 1 | 1 | 1 | 1 | 1 | 1 | 1 | 525 | 1364.8528 | 3.5997 | 525 | 1364.9108 | 3.5998 | 525 | 1373.2432 | 3.6157 | 1129.0162 | 0 | 0 | 0 | 4.1606 | 0.087583 | 1134.6613 | 0 | 0 | 0 | 0.088021 | 1140.3346 | 0 | 0 | 0 | 0.088461 | 1129.0162 | 0.1756 | 3404.0121 | 0 | 0 | 0 | 0 | 0 | 0 | 0 | 0 | 0 | 4.1606 | 8.3419 | 12.5442 | 0.087583 | 0.1756 | 0.26407 | 165.3537 | 595.227 | 165.3537 | 963.2533 | 55.1179 | 166.1945 | 598.2721 | 166.1945 | 968.464 | 55.3982 | 167.3109 | 604.9461 | 167.3109 | 981.7893 | 55.7703 | 0.31496 | 0.31656 | 0.31869 | 0.054947 | 0.054674 | 0.054402 | 620.3618 | 0 | 0 | 0 | 2.2861 | 0.048125 | 623.5164 | 0 | 0 | 0 | 2.2977 | 0.048369 | 627.7044 | 0 | 0 | 0 | 2.3132 | 0.048694 | 6203.6183 | 6235.1636 | 6277.0444 | 0 | 0 | 0 | 0 | 0 | 0 | 0 | 0 | 0 | 22.861 | 22.9773 | 23.1316 | 620.3618 | 0.096494 | 1871.5826 | 0 | 0 | 0 | 0 | 0 | 0 | 0 | 0 | 0 | 2.2861 | 4.5838 | 6.897 | 0.048125 | 0.096494 | 0.14519 | 700 | 1189.8528 | 2.6998 | 700 | 1189.9108 | 2.6999 | 700 | 1198.2432 | 2.7118 | 1129.0162 | 0 | 0 | 0 | 4.1606 | 0.087583 | 1134.6613 | 0 | 0 | 0 | 0.088021 | 1140.3346 | 0 | 0 | 0 | 0.088461 | 1129.0162 | 0.1756 | 3404.0121 | 0 | 0 | 0 | 0 | 0 | 0 | 0 | 0 | 0 | 4.1606 | 8.3419 | 12.5442 | 0.087583 | 0.1756 | 0.26407 | 280.8703 | 758.2908 | 280.8703 | 1227.1387 | 0 | 282.2747 | 762.1057 | 282.2747 | 1233.6725 | 0 | 283.6861 | 769.2931 | 283.6861 | 1248.514 | 0 | 0.40124 | 0.40325 | 0.40527 | 0.07 | 0.069652 | 0.069305 | 790.3113 | 0 | 0 | 0 | 2.9124 | 0.061308 | 794.2629 | 0 | 0 | 0 | 2.9269 | 0.061615 | 798.2342 | 0 | 0 | 0 | 2.9416 | 0.061923 | 7903.1135 | 7942.629 | 7982.3422 | 0 | 0 | 0 | 0 | 0 | 0 | 0 | 0 | 0 | 29.1239 | 29.2695 | 29.4158 | 790.3113 | 0.12292 | 2382.8085 | 0 | 0 | 0 | 0 | 0 | 0 | 0 | 0 | 0 | 2.9124 | 5.8393 | 8.7809 | 0.061308 | 0.12292 | 0.18485
| 422 | Business | Food Sales | Compressed Air | Electric | 02-264 | 02-264.09 | Compressed Air | [02-264]_Business_Compressed Air_Zero Loss Condensate Drain_ROB_Electric_per unit | no-loss condensate drains | standard condensate drains | ENGINEER | 1969.656 | 0 | 0 | 0 | 0.321 | 0 | 700 | 10 | 0.476 | 0.25758 | 0.40817 | 0.12932 | 0.20492 | 1 | 1 | Replace on Burnout | 9.1407 | 0.035539 | 19696.56 | 0 | 0 | 0 | 76.5802 | 1291.654 | 0 | 0 | 0 | 598.1988 | 0 | 0 | 1889.8528 | 240.6932 | 1649.1596 | 7.8517 | 1278.9541 | 0 | 0 | 0 | 610.9567 | 0 | 0 | 1889.9108 | 240.6932 | 1649.2176 | 7.8519 | 1270.8877 | 0 | 0 | 0 | 627.3555 | 0 | 0 | 1898.2432 | 240.6932 | 1657.55 | 7.8866 | per unit | 0 | 0 | 0.005 | 0 | 0 | 0 | 0 | 0 | 0 | 0 | 0 | 0 | 0 | 0 | 0 | 0 | 0 | 0 | 0 | 0 | 0 | 0 | 0 | 0 | 0 | 0 | 0 | 0 | 0 | 0 | 0 | 0 | 0 | 0 | 0 | 0 | 0 | 0 | 0 | 0 | 0 | 0 | 0 | 0 | 0 | 0 | 0 | 0 | 0 | 0 | 0 | 0 | 0 | 0 | 0 | 0 | 0 | 0 | 0 | 0 | 0 | 0 | 0 | 0 | 0 | 0 | 0 | 0 | 0 | 0 | 0 | 0 | 0 | 0 | 0 | 0 | 0 | 0 | 0 | 0 | 0 | 0 | 0 | 0 | 0 | 0 | 0 | 0 | 0 | #NUM! | #NUM! | #NUM! | 0 | 0 | 0 | 0 | 0 | 0 | 0 | 0 | 0 | 0 | 0 | 0 | 0 | 0 | 0 | 0 | 0 | 0 | 0 | 0 | 0 | 0 | 0 | 0 | 0 | 0 | 0 | 0 | 0 | 0 | 0 | 0 | 0 | 0 | 0 | 0 | 0 | 0 | 0 | 0 | 0 | 0 | 0 | 0 | 0 | 0 | 0 | 0 | 0 | 0 | 0 | 1 | 1 | 1 | 1 | 1 | 1 | 1 | 525 | 1364.8528 | 3.5997 | 525 | 1364.9108 | 3.5998 | 525 | 1373.2432 | 3.6157 | 0 | 0 | 0 | 0 | 0 | 0 | 0 | 0 | 0 | 0 | 0 | 0 | 0 | 0 | 0 | 0 | 0 | 0 | 0 | 0 | 0 | 0 | 0 | 0 | 0 | 0 | 0 | 0 | 0 | 0 | 0 | 0 | 0 | 0 | 0 | 0 | 0 | 0 | 0 | 0 | 0 | 0 | 0 | 0 | 0 | 0 | 0 | 0 | 0 | 0 | 0 | 0 | #NUM! | #NUM! | #NUM! | 0 | 0 | 0 | 0 | 0 | 0 | 0 | 0 | 0 | 0 | 0 | 0 | 0 | 0 | 0 | 0 | 0 | 0 | 0 | 0 | 0 | 0 | 0 | 0 | 0 | 0 | 0 | 0 | 0 | 0 | 0 | 0 | 0 | 0 | 0 | 0 | 0 | 0 | 0 | 0 | 0 | 0 | 0 | 0 | 0 | 0 | 0 | 0 | 0 | 0 | 0 | 700 | 1189.8528 | 2.6998 | 700 | 1189.9108 | 2.6999 | 700 | 1198.2432 | 2.7118 | 0 | 0 | 0 | 0 | 0 | 0 | 0 | 0 | 0 | 0 | 0 | 0 | 0 | 0 | 0 | 0 | 0 | 0 | 0 | 0 | 0 | 0 | 0 | 0 | 0 | 0 | 0 | 0 | 0 | 0 | 0 | 0 | 0 | 0 | 0 | 0 | 0 | 0 | 0 | 0 | 0 | 0 | 0 | 0 | 0 | 0 | 0 | 0 | 0 | 0 | 0 | 0 | #NUM! | #NUM! | #NUM! | 0 | 0 | 0 | 0 | 0 | 0 | 0 | 0 | 0 | 0 | 0 | 0 | 0 | 0 | 0 | 0 | 0 | 0 | 0 | 0 | 0 | 0 | 0 | 0 | 0 | 0 | 0 | 0 | 0 | 0 | 0 | 0 | 0 | 0 | 0 | 0 | 0 | 0 | 0 | 0 | 0 | 0 | 0 | 0 | 0 | 0 | 0 | 0 | 0 | 0 | 0
| 423 | Business | Manufacturing/Industrial | Compressed Air | Electric | 02-264 | 02-264.10 | Compressed Air | [02-264]_Business_Compressed Air_Zero Loss Condensate Drain_ROB_Electric_per unit | no-loss condensate drains | standard condensate drains | ENGINEER | 1969.656 | 0 | 0 | 0 | 0.321 | 0 | 700 | 10 | 0.476 | 0.25758 | 0.40817 | 0.12932 | 0.20492 | 1 | 1 | Replace on Burnout | 9.1407 | 0.035539 | 19696.56 | 0 | 0 | 0 | 76.5802 | 1291.654 | 0 | 0 | 0 | 598.1988 | 0 | 0 | 1889.8528 | 240.6932 | 1649.1596 | 7.8517 | 1278.9541 | 0 | 0 | 0 | 610.9567 | 0 | 0 | 1889.9108 | 240.6932 | 1649.2176 | 7.8519 | 1270.8877 | 0 | 0 | 0 | 627.3555 | 0 | 0 | 1898.2432 | 240.6932 | 1657.55 | 7.8866 | per unit | 3.2731 | 13560.6278 | 0.005 | 2684332.0795 | 0 | 0 | 0 | 9892.0657 | 208.237 | 2697753.7399 | 0 | 0 | 0 | 209.2782 | 2711242.5086 | 0 | 0 | 0 | 210.3245 | 2684332.0795 | 5382085.8194 | 8093328.328 | 0 | 0 | 0 | 0 | 0 | 0 | 0 | 0 | 0 | 9892.0657 | 19833.5917 | 29824.8254 | 208.237 | 417.5151 | 627.8397 | 2684332.0795 | 0 | 0 | 0 | 9892.0657 | 208.237 | 2697753.7399 | 0 | 0 | 0 | 209.2782 | 2711242.5086 | 0 | 0 | 0 | 210.3245 | 2684332.0795 | 417.5151 | 8093328.328 | 0 | 0 | 0 | 0 | 0 | 0 | 0 | 0 | 0 | 9892.0657 | 19833.5917 | 29824.8254 | 208.237 | 417.5151 | 627.8397 | 51724.1387 | 406122.8327 | 51724.1387 | 648771.6006 | 98703.4441 | 52004.7779 | 408338.8691 | 52004.7779 | 652505.1518 | 99238.9785 | 52773.1931 | 416199.3489 | 52773.1931 | 666781.4026 | 100705.3196 | 214.8965 | 216.0625 | 219.255 | 0.015768 | 0.01569 | 0.015612 | 423272.2729 | 0 | 0 | 0 | 1559.8059 | 32.8353 | 425568.8175 | 0 | 0 | 0 | 1568.269 | 33.0135 | 431856.9619 | 0 | 0 | 0 | 1591.4415 | 33.5013 | 4232722.7288 | 4255688.1748 | 4318569.6186 | 0 | 0 | 0 | 0 | 0 | 0 | 0 | 0 | 0 | 15598.0594 | 15682.6897 | 15914.4149 | 423272.2729 | 65.8488 | 1280698.0522 | 0 | 0 | 0 | 0 | 0 | 0 | 0 | 0 | 0 | 1559.8059 | 3128.0749 | 4719.5164 | 32.8353 | 65.8488 | 99.3501 | 1 | 1 | 1 | 1 | 1 | 1 | 1 | 525 | 1364.8528 | 3.5997 | 525 | 1364.9108 | 3.5998 | 525 | 1373.2432 | 3.6157 | 2684332.0795 | 0 | 0 | 0 | 9892.0657 | 208.237 | 2697753.7399 | 0 | 0 | 0 | 209.2782 | 2711242.5086 | 0 | 0 | 0 | 210.3245 | 2684332.0795 | 417.5151 | 8093328.328 | 0 | 0 | 0 | 0 | 0 | 0 | 0 | 0 | 0 | 9892.0657 | 19833.5917 | 29824.8254 | 208.237 | 417.5151 | 627.8397 | 391881.0358 | 1410661.8247 | 391881.0358 | 2253498.8341 | 130627.0119 | 393874.6284 | 1417881.7396 | 393874.6284 | 2265704.3201 | 131291.5428 | 396532.4207 | 1433742.8084 | 396532.4207 | 2296959.4815 | 132177.4736 | 746.4401 | 750.2374 | 755.2998 | 0.054771 | 0.054498 | 0.054227 | 1470230.1589 | 0 | 0 | 0 | 5417.9635 | 114.0531 | 1477709.5715 | 0 | 0 | 0 | 5445.526 | 114.6333 | 1487680.8792 | 0 | 0 | 0 | 5482.2714 | 115.4068 | 14702301.589 | 14777095.7151 | 14876808.7915 | 0 | 0 | 0 | 0 | 0 | 0 | 0 | 0 | 0 | 54179.6353 | 54455.2601 | 54822.714 | 1470230.1589 | 228.6863 | 4435620.6096 | 0 | 0 | 0 | 0 | 0 | 0 | 0 | 0 | 0 | 5417.9635 | 10863.4895 | 16345.7609 | 114.0531 | 228.6863 | 344.0931 | 700 | 1189.8528 | 2.6998 | 700 | 1189.9108 | 2.6999 | 700 | 1198.2432 | 2.7118 | 2684332.0795 | 0 | 0 | 0 | 9892.0657 | 208.237 | 2697753.7399 | 0 | 0 | 0 | 209.2782 | 2711242.5086 | 0 | 0 | 0 | 210.3245 | 2684332.0795 | 417.5151 | 8093328.328 | 0 | 0 | 0 | 0 | 0 | 0 | 0 | 0 | 0 | 9892.0657 | 19833.5917 | 29824.8254 | 208.237 | 417.5151 | 627.8397 | 667793.1166 | 1802900.9516 | 667793.1166 | 2880091.5438 | 0 | 671132.0822 | 1811971.0989 | 671132.0822 | 2895439.4656 | 0 | 674487.7426 | 1829059.6808 | 674487.7426 | 2930285.6492 | 0 | 953.9902 | 958.7601 | 963.5539 | 0.07 | 0.069652 | 0.069305 | 1879032.4556 | 0 | 0 | 0 | 6924.446 | 145.7659 | 1888427.6179 | 0 | 0 | 0 | 6959.0682 | 146.4947 | 1897869.756 | 0 | 0 | 0 | 6993.8636 | 147.2272 | 18790324.5564 | 18884276.1792 | 18978697.5601 | 0 | 0 | 0 | 0 | 0 | 0 | 0 | 0 | 0 | 69244.4598 | 69590.6821 | 69938.6355 | 1879032.4556 | 292.2606 | 5665329.8296 | 0 | 0 | 0 | 0 | 0 | 0 | 0 | 0 | 0 | 6924.446 | 13883.5142 | 20877.3777 | 145.7659 | 292.2606 | 439.4878
| 424 | Business | Office | Envelope | Electric | 02-299 | 02-299.01 | Insulation | [02-299]_Business_Envelope_Insulation - Attic/Roof _Flat Roof_ADD_Electric_per sf | Baseline R13.5 values | R30 | ENGINEER | 0.58816 | 0 | 0 | 0 | 1.4419e-05 | 0 | 1.4 | 20 | 0.476 | 0.25758 | 0.40817 | 0.12932 | 0.20492 | 1 | 1 | Additions on Existing | 30.611 | 0.11902 | 11.7632 | 0 | 0 | 0 | 0.045735 | 0.6565 | 0 | 0 | 0 | 0.047478 | 0 | 0 | 0.70398 | 0.58567 | 0.11831 | 1.202 | 0.65874 | 0 | 0 | 0 | 0.047623 | 0 | 0 | 0.70636 | 0.58567 | 0.12069 | 1.2061 | 0.66385 | 0 | 0 | 0 | 0.047915 | 0 | 0 | 0.71176 | 0.58567 | 0.12609 | 1.2153 | per sf | 243.6756 | 5987108.6562 | 0.005 | 497174.0706 | 0 | 0 | 0 | 1832.1424 | 5.8018 | 493151.7778 | 0 | 0 | 0 | 5.7548 | 483552.763 | 0 | 0 | 0 | 5.6428 | 497174.0706 | 990325.8485 | 1473878.6115 | 0 | 0 | 0 | 0 | 0 | 0 | 0 | 0 | 0 | 1832.1424 | 3649.4622 | 5431.4085 | 5.8018 | 11.5566 | 17.1994 | 497174.0706 | 0 | 0 | 0 | 1832.1424 | 5.8018 | 493151.7778 | 0 | 0 | 0 | 5.7548 | 483552.763 | 0 | 0 | 0 | 5.6428 | 497174.0706 | 11.5566 | 1473878.6115 | 0 | 0 | 0 | 0 | 0 | 0 | 0 | 0 | 0 | 1832.1424 | 3649.4622 | 5431.4085 | 5.8018 | 11.5566 | 17.1994 | 76113.7433 | 91489.4622 | 76113.7433 | 184752.9254 | 105830.89 | 76738.0035 | 92551.772 | 76738.0035 | 188528.6933 | 106698.8805 | 77030.4361 | 93614.6751 | 77030.4361 | 192578.1643 | 107105.4878 | 129960.4524 | 131026.3457 | 131525.6599 | 0.021599 | 0.021491 | 0.021384 | 76437.2838 | 0 | 0 | 0 | 281.68 | 0.89198 | 77064.1976 | 0 | 0 | 0 | 283.9902 | 0.8993 | 77357.8732 | 0 | 0 | 0 | 285.0725 | 0.90273 | 1528745.6767 | 1541283.9512 | 1547157.4642 | 0 | 0 | 0 | 0 | 0 | 0 | 0 | 0 | 0 | 5633.5998 | 5679.8047 | 5701.4493 | 76437.2838 | 1.7913 | 230859.3546 | 0 | 0 | 0 | 0 | 0 | 0 | 0 | 0 | 0 | 281.68 | 565.6702 | 850.7427 | 0.89198 | 1.7913 | 2.694 | 1 | 1 | 1 | 1 | 1 | 1 | 1 | 1.05 | -0.34602 | 0.67046 | 1.05 | -0.34364 | 0.67272 | 1.05 | -0.33824 | 0.67787 | 497174.0706 | 0 | 0 | 0 | 1832.1424 | 5.8018 | 493151.7778 | 0 | 0 | 0 | 5.7548 | 483552.763 | 0 | 0 | 0 | 5.6428 | 497174.0706 | 11.5566 | 1473878.6115 | 0 | 0 | 0 | 0 | 0 | 0 | 0 | 0 | 0 | 1832.1424 | 3649.4622 | 5431.4085 | 5.8018 | 11.5566 | 17.1994 | 462651.1363 | 310187.4299 | 462651.1363 | 626389.4629 | 154217.0454 | 460976.8134 | 310110.0863 | 460976.8134 | 631696.7042 | 153658.9378 | 454923.0458 | 308377.0745 | 454923.0458 | 634373.733 | 151641.0153 | 440620.1298 | 439025.5366 | 433260.0436 | 0.073229 | 0.072864 | 0.072502 | 259154.2682 | 0 | 0 | 0 | 955.0126 | 3.0242 | 258216.3954 | 0 | 0 | 0 | 951.5565 | 3.0133 | 254825.3744 | 0 | 0 | 0 | 939.0602 | 2.9737 | 5183085.3637 | 5164327.9073 | 5096507.4876 | 0 | 0 | 0 | 0 | 0 | 0 | 0 | 0 | 0 | 19100.2526 | 19031.1293 | 18781.2034 | 259154.2682 | 6.0374 | 772196.0379 | 0 | 0 | 0 | 0 | 0 | 0 | 0 | 0 | 0 | 955.0126 | 1906.5691 | 2845.6293 | 3.0242 | 6.0374 | 9.0111 | 1.4 | -0.69602 | 0.50284 | 1.4 | -0.69364 | 0.50454 | 1.4 | -0.68824 | 0.5084 | 497174.0706 | 0 | 0 | 0 | 1832.1424 | 5.8018 | 493151.7778 | 0 | 0 | 0 | 5.7548 | 483552.763 | 0 | 0 | 0 | 5.6428 | 497174.0706 | 11.5566 | 1473878.6115 | 0 | 0 | 0 | 0 | 0 | 0 | 0 | 0 | 0 | 1832.1424 | 3649.4622 | 5431.4085 | 5.8018 | 11.5566 | 17.1994 | 946743.782 | 476062.8432 | 946743.782 | 961356.6506 | 0 | 939084.3304 | 473808.3039 | 939084.3304 | 965151.2711 | 0 | 920805.4053 | 468137.3251 | 920805.4053 | 963022.3744 | 0 | 676245.5585 | 670774.5217 | 657718.1466 | 0.11239 | 0.11183 | 0.11127 | 397739.2565 | 0 | 0 | 0 | 1465.7139 | 4.6414 | 394521.4223 | 0 | 0 | 0 | 1453.8558 | 4.6039 | 386842.2104 | 0 | 0 | 0 | 1425.5571 | 4.5142 | 7954785.1301 | 7890428.4454 | 7736844.2078 | 0 | 0 | 0 | 0 | 0 | 0 | 0 | 0 | 0 | 29314.2781 | 29077.1165 | 28511.1413 | 397739.2565 | 9.2453 | 1179102.8892 | 0 | 0 | 0 | 0 | 0 | 0 | 0 | 0 | 0 | 1465.7139 | 2919.5697 | 4345.1268 | 4.6414 | 9.2453 | 13.7595
| 425 | Business | Retail | Envelope | Electric | 02-299 | 02-299.02 | Insulation | [02-299]_Business_Envelope_Insulation - Attic/Roof _Flat Roof_ADD_Electric_per sf | Baseline R13.5 values | R30 | ENGINEER | 0.83686 | 0 | 0 | 0 | 9.2244e-06 | 0 | 1.4 | 20 | 0.476 | 0.25758 | 0.40817 | 0.12932 | 0.20492 | 1 | 1 | Additions on Existing | 21.514 | 0.083646 | 16.7371 | 0 | 0 | 0 | 0.065074 | 0.9341 | 0 | 0 | 0 | 0.030373 | 0 | 0 | 0.96447 | 0.58567 | 0.3788 | 1.6468 | 0.93728 | 0 | 0 | 0 | 0.030466 | 0 | 0 | 0.96775 | 0.58567 | 0.38208 | 1.6524 | 0.94455 | 0 | 0 | 0 | 0.030653 | 0 | 0 | 0.9752 | 0.58567 | 0.38953 | 1.6651 | per sf | 256.5314 | 2198217.4286 | 0.005 | 259728.2708 | 0 | 0 | 0 | 957.1279 | 1.3627 | 257626.9884 | 0 | 0 | 0 | 1.3517 | 252612.3755 | 0 | 0 | 0 | 1.3254 | 259728.2708 | 517355.2592 | 769967.6347 | 0 | 0 | 0 | 0 | 0 | 0 | 0 | 0 | 0 | 957.1279 | 1906.5123 | 2837.4174 | 1.3627 | 2.7145 | 4.0399 | 259728.2708 | 0 | 0 | 0 | 957.1279 | 1.3627 | 257626.9884 | 0 | 0 | 0 | 1.3517 | 252612.3755 | 0 | 0 | 0 | 1.3254 | 259728.2708 | 2.7145 | 769967.6347 | 0 | 0 | 0 | 0 | 0 | 0 | 0 | 0 | 0 | 957.1279 | 1906.5123 | 2837.4174 | 1.3627 | 2.7145 | 4.0399 | 18694.0147 | 30785.0937 | 18694.0147 | 64172.7335 | 25992.7331 | 18910.2198 | 31246.8306 | 18910.2198 | 65705.0382 | 26293.3512 | 19070.8712 | 31755.0367 | 19070.8712 | 67433.0993 | 26516.7259 | 31919.1056 | 32288.265 | 32562.5693 | 0.014448 | 0.014376 | 0.014305 | 26711.7285 | 0 | 0 | 0 | 98.4357 | 0.14015 | 27020.6621 | 0 | 0 | 0 | 99.5742 | 0.14177 | 27250.2157 | 0 | 0 | 0 | 100.4201 | 0.14298 | 534234.57 | 540413.243 | 545004.313 | 0 | 0 | 0 | 0 | 0 | 0 | 0 | 0 | 0 | 1968.7145 | 1991.4836 | 2008.4022 | 26711.7285 | 0.28192 | 80982.6063 | 0 | 0 | 0 | 0 | 0 | 0 | 0 | 0 | 0 | 98.4357 | 198.0099 | 298.43 | 0.14015 | 0.28192 | 0.4249 | 1 | 1 | 1 | 1 | 1 | 1 | 1 | 1.05 | -0.085528 | 0.91855 | 1.05 | -0.082254 | 0.92166 | 1.05 | -0.074799 | 0.92876 | 259728.2708 | 0 | 0 | 0 | 957.1279 | 1.3627 | 257626.9884 | 0 | 0 | 0 | 1.3517 | 252612.3755 | 0 | 0 | 0 | 1.3254 | 259728.2708 | 2.7145 | 769967.6347 | 0 | 0 | 0 | 0 | 0 | 0 | 0 | 0 | 0 | 957.1279 | 1906.5123 | 2837.4174 | 1.3627 | 2.7145 | 4.0399 | 155296.7149 | 142647.0307 | 155296.7149 | 297353.3226 | 51765.5716 | 154850.3248 | 142719.753 | 154850.3248 | 300107.4557 | 51616.7749 | 152979.1968 | 142081.3359 | 152979.1968 | 301715.4383 | 50993.0656 | 147901.6332 | 147476.4998 | 145694.4731 | 0.066948 | 0.066615 | 0.066283 | 123772.5243 | 0 | 0 | 0 | 456.1157 | 0.64941 | 123416.7484 | 0 | 0 | 0 | 454.8046 | 0.64754 | 121925.4468 | 0 | 0 | 0 | 449.309 | 0.63972 | 2475450.4862 | 2468334.9678 | 2438508.9358 | 0 | 0 | 0 | 0 | 0 | 0 | 0 | 0 | 0 | 9122.3135 | 9096.092 | 8986.1798 | 123772.5243 | 1.297 | 369114.7195 | 0 | 0 | 0 | 0 | 0 | 0 | 0 | 0 | 0 | 456.1157 | 910.9203 | 1360.2293 | 0.64941 | 1.297 | 1.9367 | 1.4 | -0.43553 | 0.68891 | 1.4 | -0.43225 | 0.69125 | 1.4 | -0.4248 | 0.69657 | 259728.2708 | 0 | 0 | 0 | 957.1279 | 1.3627 | 257626.9884 | 0 | 0 | 0 | 1.3517 | 252612.3755 | 0 | 0 | 0 | 1.3254 | 259728.2708 | 2.7145 | 769967.6347 | 0 | 0 | 0 | 0 | 0 | 0 | 0 | 0 | 0 | 957.1279 | 1906.5123 | 2837.4174 | 1.3627 | 2.7145 | 4.0399 | 325879.6527 | 224501.3594 | 325879.6527 | 467981.8769 | 0 | 323243.185 | 223440.8657 | 323243.185 | 469845.7524 | 0 | 316951.3773 | 220779.4069 | 316951.3773 | 468833.9612 | 0 | 232771.1805 | 230887.9893 | 226393.8409 | 0.10536 | 0.10484 | 0.10432 | 194796.2031 | 0 | 0 | 0 | 717.8459 | 1.0221 | 193220.2413 | 0 | 0 | 0 | 712.0383 | 1.0138 | 189459.2816 | 0 | 0 | 0 | 698.1788 | 0.99406 | 3895924.0627 | 3864404.8259 | 3789185.6318 | 0 | 0 | 0 | 0 | 0 | 0 | 0 | 0 | 0 | 14356.9184 | 14240.7665 | 13963.5753 | 194796.2031 | 2.0358 | 577475.726 | 0 | 0 | 0 | 0 | 0 | 0 | 0 | 0 | 0 | 717.8459 | 1429.8842 | 2128.063 | 1.0221 | 2.0358 | 3.0299
| 426 | Business | Food Service | Envelope | Electric | 02-299 | 02-299.03 | Insulation | [02-299]_Business_Envelope_Insulation - Attic/Roof _Flat Roof_ADD_Electric_per sf | Baseline R13.5 values | R30 | ENGINEER | 0.78871 | 0 | 0 | 0 | 1.517e-05 | 0 | 1.4 | 20 | 0.476 | 0.25758 | 0.40817 | 0.12932 | 0.20492 | 1 | 1 | Additions on Existing | 22.8272 | 0.088752 | 15.7743 | 0 | 0 | 0 | 0.06133 | 0.88036 | 0 | 0 | 0 | 0.049949 | 0 | 0 | 1.1164 | 0.58567 | 0.5307 | 1.9061 | 0.88336 | 0 | 0 | 0 | 0.050102 | 0 | 0 | 1.1202 | 0.58567 | 0.53448 | 1.9126 | 0.89021 | 0 | 0 | 0 | 0.050409 | 0 | 0 | 1.1287 | 0.58567 | 0.54307 | 1.9273 | per sf | 41.0721 | 65838.6145 | 0.005 | 7331.5726 | 0 | 0 | 0 | 27.0177 | 0.067121 | 7272.2579 | 0 | 0 | 0 | 0.066578 | 7130.7061 | 0 | 0 | 0 | 0.065282 | 7331.5726 | 14603.8305 | 21734.5366 | 0 | 0 | 0 | 0 | 0 | 0 | 0 | 0 | 0 | 27.0177 | 53.8168 | 80.0942 | 0.067121 | 0.1337 | 0.19898 | 7331.5726 | 0 | 0 | 0 | 27.0177 | 0.067121 | 7272.2579 | 0 | 0 | 0 | 0.066578 | 7130.7061 | 0 | 0 | 0 | 0.065282 | 7331.5726 | 0.1337 | 21734.5366 | 0 | 0 | 0 | 0 | 0 | 0 | 0 | 0 | 0 | 27.0177 | 53.8168 | 80.0942 | 0.067121 | 0.1337 | 0.19898 | 689.6278 | 1314.5338 | 689.6278 | 2703.6611 | 958.8797 | 696.4474 | 1332.0287 | 696.4474 | 2763.5672 | 968.3619 | 700.7306 | 1350.4963 | 700.7306 | 2829.5582 | 974.3174 | 1177.5054 | 1189.1495 | 1196.4628 | 0.017796 | 0.017707 | 0.017619 | 928.7141 | 0 | 0 | 0 | 3.4224 | 0.0085024 | 937.898 | 0 | 0 | 0 | 3.4563 | 0.0085865 | 943.6661 | 0 | 0 | 0 | 3.4775 | 0.0086393 | 18574.2823 | 18757.9599 | 18873.3229 | 0 | 0 | 0 | 0 | 0 | 0 | 0 | 0 | 0 | 68.4483 | 69.1252 | 69.5503 | 928.7141 | 0.017089 | 2810.2783 | 0 | 0 | 0 | 0 | 0 | 0 | 0 | 0 | 0 | 3.4224 | 6.8787 | 10.3562 | 0.0085024 | 0.017089 | 0.025728 | 1 | 1 | 1 | 1 | 1 | 1 | 1 | 1.05 | 0.066372 | 1.0632 | 1.05 | 0.070152 | 1.0668 | 1.05 | 0.078741 | 1.075 | 7331.5726 | 0 | 0 | 0 | 27.0177 | 0.067121 | 7272.2579 | 0 | 0 | 0 | 0.066578 | 7130.7061 | 0 | 0 | 0 | 0.065282 | 7331.5726 | 0.1337 | 21734.5366 | 0 | 0 | 0 | 0 | 0 | 0 | 0 | 0 | 0 | 27.0177 | 53.8168 | 80.0942 | 0.067121 | 0.1337 | 0.19898 | 4911.3692 | 5221.8231 | 4911.3692 | 10739.9596 | 1637.1231 | 4894.2817 | 5221.2777 | 4894.2817 | 10832.6134 | 1631.4272 | 4830.7546 | 5193.0182 | 4830.7546 | 10880.4058 | 1610.2515 | 4677.4945 | 4661.2207 | 4600.7186 | 0.070691 | 0.07034 | 0.06999 | 3689.202 | 0 | 0 | 0 | 13.5951 | 0.033775 | 3676.3667 | 0 | 0 | 0 | 13.5478 | 0.033657 | 3628.6479 | 0 | 0 | 0 | 13.372 | 0.03322 | 73784.0406 | 73527.3333 | 72572.9585 | 0 | 0 | 0 | 0 | 0 | 0 | 0 | 0 | 0 | 271.9025 | 270.9565 | 267.4395 | 3689.202 | 0.067432 | 10994.2166 | 0 | 0 | 0 | 0 | 0 | 0 | 0 | 0 | 0 | 13.5951 | 27.1429 | 40.5149 | 0.033775 | 0.067432 | 0.10065 | 1.4 | -0.28363 | 0.79741 | 1.4 | -0.27985 | 0.80011 | 1.4 | -0.27126 | 0.80624 | 7331.5726 | 0 | 0 | 0 | 27.0177 | 0.067121 | 7272.2579 | 0 | 0 | 0 | 0.066578 | 7130.7061 | 0 | 0 | 0 | 0.065282 | 7331.5726 | 0.1337 | 21734.5366 | 0 | 0 | 0 | 0 | 0 | 0 | 0 | 0 | 0 | 27.0177 | 53.8168 | 80.0942 | 0.067121 | 0.1337 | 0.19898 | 9760.3925 | 7783.0196 | 9760.3925 | 16007.6881 | 0 | 9681.4279 | 7746.1965 | 9681.4279 | 16071.0762 | 0 | 9492.9825 | 7653.6538 | 9492.9825 | 16035.9268 | 0 | 6971.7089 | 6915.3056 | 6780.7018 | 0.10536 | 0.10484 | 0.10432 | 5498.6794 | 0 | 0 | 0 | 20.2633 | 0.050341 | 5454.1934 | 0 | 0 | 0 | 20.0993 | 0.049933 | 5348.0296 | 0 | 0 | 0 | 19.7081 | 0.048962 | 109973.5889 | 109083.8684 | 106960.5917 | 0 | 0 | 0 | 0 | 0 | 0 | 0 | 0 | 0 | 405.265 | 401.9863 | 394.1618 | 5498.6794 | 0.10027 | 16300.9025 | 0 | 0 | 0 | 0 | 0 | 0 | 0 | 0 | 0 | 20.2633 | 40.3626 | 60.0707 | 0.050341 | 0.10027 | 0.14924
| 427 | Business | Healthcare/Hospitals | Envelope | Electric | 02-299 | 02-299.04 | Insulation | [02-299]_Business_Envelope_Insulation - Attic/Roof _Flat Roof_ADD_Electric_per sf | Baseline R13.5 values | R30 | ENGINEER | 0.78925 | 0 | 0 | 0 | 1.3466e-05 | 0 | 1.4 | 20 | 0.476 | 0.25758 | 0.40817 | 0.12932 | 0.20492 | 1 | 1 | Additions on Existing | 22.8116 | 0.088692 | 15.785 | 0 | 0 | 0 | 0.061372 | 0.88096 | 0 | 0 | 0 | 0.044338 | 0 | 0 | 0.9253 | 0.48139 | 0.44391 | 1.9222 | 0.88396 | 0 | 0 | 0 | 0.044474 | 0 | 0 | 0.92844 | 0.48139 | 0.44705 | 1.9287 | 0.89082 | 0 | 0 | 0 | 0.044746 | 0 | 0 | 0.93556 | 0.48139 | 0.45418 | 1.9435 | per sf | 452.2518 | 1228315.8491 | 0.005 | 136874.5144 | 0 | 0 | 0 | 504.398 | 1.1116 | 135767.157 | 0 | 0 | 0 | 1.1026 | 133124.5001 | 0 | 0 | 0 | 1.0811 | 136874.5144 | 272641.6715 | 405766.1716 | 0 | 0 | 0 | 0 | 0 | 0 | 0 | 0 | 0 | 504.398 | 1004.7152 | 1495.294 | 1.1116 | 2.2142 | 3.2953 | 136874.5144 | 0 | 0 | 0 | 504.398 | 1.1116 | 135767.157 | 0 | 0 | 0 | 1.1026 | 133124.5001 | 0 | 0 | 0 | 1.0811 | 136874.5144 | 2.2142 | 405766.1716 | 0 | 0 | 0 | 0 | 0 | 0 | 0 | 0 | 0 | 504.398 | 1004.7152 | 1495.294 | 1.1116 | 2.2142 | 3.2953 | 4379.8101 | 8418.679 | 4379.8101 | 17203.2078 | 8357.8452 | 4447.8664 | 8578.4633 | 4447.8664 | 17682.8034 | 8487.7147 | 4512.6802 | 8770.2793 | 4512.6802 | 18256.6584 | 8611.3967 | 9098.3252 | 9239.7007 | 9374.3406 | 0.0073703 | 0.0073336 | 0.0072971 | 7180.8639 | 0 | 0 | 0 | 26.4623 | 0.058317 | 7292.4447 | 0 | 0 | 0 | 26.8735 | 0.059223 | 7398.7093 | 0 | 0 | 0 | 27.2651 | 0.060086 | 143617.2778 | 145848.8931 | 147974.1864 | 0 | 0 | 0 | 0 | 0 | 0 | 0 | 0 | 0 | 529.2458 | 537.4696 | 545.3015 | 7180.8639 | 0.11754 | 21872.0179 | 0 | 0 | 0 | 0 | 0 | 0 | 0 | 0 | 0 | 26.4623 | 53.3358 | 80.6008 | 0.058317 | 0.11754 | 0.17763 | 1 | 1 | 1 | 1 | 1 | 1 | 1 | 1.05 | -0.1247 | 0.88124 | 1.05 | -0.12156 | 0.88422 | 1.05 | -0.11444 | 0.89101 | 136874.5144 | 0 | 0 | 0 | 504.398 | 1.1116 | 135767.157 | 0 | 0 | 0 | 1.1026 | 133124.5001 | 0 | 0 | 0 | 1.0811 | 136874.5144 | 2.2142 | 405766.1716 | 0 | 0 | 0 | 0 | 0 | 0 | 0 | 0 | 0 | 504.398 | 1004.7152 | 1495.294 | 1.1116 | 2.2142 | 3.2953 | 84422.3159 | 74396.1489 | 84422.3159 | 152025.325 | 28140.772 | 84206.6547 | 74457.5441 | 84206.6547 | 153479.4835 | 28068.8849 | 83219.8203 | 74149.8322 | 83219.8203 | 154354.0522 | 27739.9401 | 80402.2057 | 80196.814 | 79256.9717 | 0.065132 | 0.064808 | 0.064485 | 63457.5353 | 0 | 0 | 0 | 233.8482 | 0.51535 | 63295.4297 | 0 | 0 | 0 | 233.2508 | 0.51403 | 62553.658 | 0 | 0 | 0 | 230.5173 | 0.50801 | 1269150.7055 | 1265908.5942 | 1251073.1603 | 0 | 0 | 0 | 0 | 0 | 0 | 0 | 0 | 0 | 4676.9631 | 4665.0156 | 4610.3453 | 63457.5353 | 1.0294 | 189306.623 | 0 | 0 | 0 | 0 | 0 | 0 | 0 | 0 | 0 | 233.8482 | 467.0989 | 697.6162 | 0.51535 | 1.0294 | 1.5374 | 1.4 | -0.4747 | 0.66093 | 1.4 | -0.47156 | 0.66317 | 1.4 | -0.46444 | 0.66826 | 136874.5144 | 0 | 0 | 0 | 504.398 | 1.1116 | 135767.157 | 0 | 0 | 0 | 1.1026 | 133124.5001 | 0 | 0 | 0 | 1.0811 | 136874.5144 | 2.2142 | 405766.1716 | 0 | 0 | 0 | 0 | 0 | 0 | 0 | 0 | 0 | 504.398 | 1004.7152 | 1495.294 | 1.1116 | 2.2142 | 3.2953 | 182094.4266 | 120351.3899 | 182094.4266 | 245932.88 | 0 | 180621.2261 | 119782.2157 | 180621.2261 | 246907.3191 | 0 | 177105.5015 | 118352.3033 | 177105.5015 | 246368.1585 | 0 | 130067.4476 | 129015.1615 | 126503.9296 | 0.10536 | 0.10484 | 0.10432 | 102655.8858 | 0 | 0 | 0 | 378.2985 | 0.83369 | 101825.3678 | 0 | 0 | 0 | 375.2379 | 0.82694 | 99843.3751 | 0 | 0 | 0 | 367.9341 | 0.81085 | 2053117.7164 | 2036507.3557 | 1996867.502 | 0 | 0 | 0 | 0 | 0 | 0 | 0 | 0 | 0 | 7565.9698 | 7504.7587 | 7358.6814 | 102655.8858 | 1.6606 | 304324.6287 | 0 | 0 | 0 | 0 | 0 | 0 | 0 | 0 | 0 | 378.2985 | 753.5364 | 1121.4705 | 0.83369 | 1.6606 | 2.4715
| 428 | Business | Campus/Education | Envelope | Electric | 02-299 | 02-299.05 | Insulation | [02-299]_Business_Envelope_Insulation - Attic/Roof _Flat Roof_ADD_Electric_per sf | Baseline R13.5 values | R30 | ENGINEER | 0.8329 | 0 | 0 | 0 | 1.0983e-05 | 0 | 1.4 | 20 | 0.476 | 0.25758 | 0.40817 | 0.12932 | 0.20492 | 1 | 1 | Additions on Existing | 21.6162 | 0.084044 | 16.658 | 0 | 0 | 0 | 0.064766 | 0.92968 | 0 | 0 | 0 | 0.036165 | 0 | 0 | 0.96585 | 0.48139 | 0.48446 | 2.0064 | 0.93285 | 0 | 0 | 0 | 0.036276 | 0 | 0 | 0.96912 | 0.48139 | 0.48774 | 2.0132 | 0.94008 | 0 | 0 | 0 | 0.036498 | 0 | 0 | 0.97658 | 0.48139 | 0.49519 | 2.0287 | per sf | 565.0843 | 1283306.396 | 0.005 | 150910.531 | 0 | 0 | 0 | 556.1223 | 0.94727 | 149689.6179 | 0 | 0 | 0 | 0.9396 | 146775.9655 | 0 | 0 | 0 | 0.92131 | 150910.531 | 300600.1489 | 447376.1144 | 0 | 0 | 0 | 0 | 0 | 0 | 0 | 0 | 0 | 556.1223 | 1107.7454 | 1648.6313 | 0.94727 | 1.8869 | 2.8082 | 150910.531 | 0 | 0 | 0 | 556.1223 | 0.94727 | 149689.6179 | 0 | 0 | 0 | 0.9396 | 146775.9655 | 0 | 0 | 0 | 0.92131 | 150910.531 | 1.8869 | 447376.1144 | 0 | 0 | 0 | 0 | 0 | 0 | 0 | 0 | 0 | 556.1223 | 1107.7454 | 1648.6313 | 0.94727 | 1.8869 | 2.8082 | 5069.6159 | 10171.5888 | 5069.6159 | 20988.5071 | 9674.1785 | 5144.1574 | 10356.1566 | 5144.1574 | 21556.2249 | 9816.4235 | 5215.1795 | 10579.9136 | 5215.1795 | 22239.4999 | 9951.9527 | 10531.2817 | 10686.1292 | 10833.6659 | 0.0081655 | 0.0081249 | 0.0080845 | 8771.4849 | 0 | 0 | 0 | 32.3239 | 0.055059 | 8900.457 | 0 | 0 | 0 | 32.7992 | 0.055868 | 9023.3401 | 0 | 0 | 0 | 33.252 | 0.05664 | 175429.6984 | 178009.1409 | 180466.8026 | 0 | 0 | 0 | 0 | 0 | 0 | 0 | 0 | 0 | 646.4782 | 655.9837 | 665.0405 | 8771.4849 | 0.11093 | 26695.2821 | 0 | 0 | 0 | 0 | 0 | 0 | 0 | 0 | 0 | 32.3239 | 65.1231 | 98.3751 | 0.055059 | 0.11093 | 0.16757 | 1 | 1 | 1 | 1 | 1 | 1 | 1 | 1.05 | -0.084155 | 0.91985 | 1.05 | -0.080879 | 0.92297 | 1.05 | -0.073423 | 0.93007 | 150910.531 | 0 | 0 | 0 | 556.1223 | 0.94727 | 149689.6179 | 0 | 0 | 0 | 0.9396 | 146775.9655 | 0 | 0 | 0 | 0.92131 | 150910.531 | 1.8869 | 447376.1144 | 0 | 0 | 0 | 0 | 0 | 0 | 0 | 0 | 0 | 556.1223 | 1107.7454 | 1648.6313 | 0.94727 | 1.8869 | 2.8082 | 90315.4416 | 83076.898 | 90315.4416 | 171424.5536 | 30105.1472 | 90057.0307 | 83120.1877 | 90057.0307 | 173013.7468 | 30019.0102 | 88973.683 | 82752.0864 | 88973.683 | 173948.9643 | 29657.8943 | 86014.7062 | 85768.6007 | 84736.8409 | 0.066692 | 0.066361 | 0.06603 | 71641.4884 | 0 | 0 | 0 | 264.0069 | 0.44969 | 71436.5076 | 0 | 0 | 0 | 263.2516 | 0.44841 | 70577.1568 | 0 | 0 | 0 | 260.0848 | 0.44301 | 1432829.7685 | 1428730.1517 | 1411543.1353 | 0 | 0 | 0 | 0 | 0 | 0 | 0 | 0 | 0 | 5280.1389 | 5265.0313 | 5201.6952 | 71641.4884 | 0.8981 | 213655.1528 | 0 | 0 | 0 | 0 | 0 | 0 | 0 | 0 | 0 | 264.0069 | 527.2585 | 787.3433 | 0.44969 | 0.8981 | 1.3411 | 1.4 | -0.43415 | 0.68989 | 1.4 | -0.43088 | 0.69223 | 1.4 | -0.42342 | 0.69756 | 150910.531 | 0 | 0 | 0 | 556.1223 | 0.94727 | 149689.6179 | 0 | 0 | 0 | 0.9396 | 146775.9655 | 0 | 0 | 0 | 0.92131 | 150910.531 | 1.8869 | 447376.1144 | 0 | 0 | 0 | 0 | 0 | 0 | 0 | 0 | 0 | 556.1223 | 1107.7454 | 1648.6313 | 0.94727 | 1.8869 | 2.8082 | 190246.6231 | 131249.1449 | 190246.6231 | 270825.3029 | 0 | 188707.4687 | 130628.8922 | 188707.4687 | 271902.5873 | 0 | 185034.3485 | 129071.692 | 185034.3485 | 271315.0581 | 0 | 135890.4451 | 134791.0491 | 132167.3918 | 0.10536 | 0.10484 | 0.10432 | 113182.8983 | 0 | 0 | 0 | 417.0917 | 0.71045 | 112267.2134 | 0 | 0 | 0 | 413.7173 | 0.7047 | 110081.9741 | 0 | 0 | 0 | 405.6645 | 0.69099 | 2263657.9653 | 2245344.2686 | 2201639.4825 | 0 | 0 | 0 | 0 | 0 | 0 | 0 | 0 | 0 | 8341.8343 | 8274.3462 | 8113.2892 | 113182.8983 | 1.4152 | 335532.0858 | 0 | 0 | 0 | 0 | 0 | 0 | 0 | 0 | 0 | 417.0917 | 830.809 | 1236.4735 | 0.71045 | 1.4152 | 2.1061
| 429 | Business | Warehouse | Envelope | Electric | 02-299 | 02-299.06 | Insulation | [02-299]_Business_Envelope_Insulation - Attic/Roof _Flat Roof_ADD_Electric_per sf | Baseline R13.5 values | R30 | ENGINEER | 1.1274 | 0 | 0 | 0 | 7.5846e-06 | 0 | 1.4 | 20 | 0.476 | 0.25758 | 0.40817 | 0.12932 | 0.20492 | 1 | 1 | Additions on Existing | 15.9689 | 0.062087 | 22.549 | 0 | 0 | 0 | 0.08767 | 1.2585 | 0 | 0 | 0 | 0.024974 | 0 | 0 | 1.2834 | 0.58567 | 0.69776 | 2.1914 | 1.2627 | 0 | 0 | 0 | 0.02505 | 0 | 0 | 1.2878 | 0.58567 | 0.70212 | 2.1988 | 1.2725 | 0 | 0 | 0 | 0.025204 | 0 | 0 | 1.2977 | 0.58567 | 0.71207 | 2.2158 | per sf | 897.6061 | 1863430.2723 | 0.005 | 296624.6128 | 0 | 0 | 0 | 1093.0951 | 0.94984 | 294224.8275 | 0 | 0 | 0 | 0.94216 | 288497.8513 | 0 | 0 | 0 | 0.92382 | 296624.6128 | 590849.4403 | 879347.2916 | 0 | 0 | 0 | 0 | 0 | 0 | 0 | 0 | 0 | 1093.0951 | 2177.3467 | 3240.4937 | 0.94984 | 1.892 | 2.8158 | 296624.6128 | 0 | 0 | 0 | 1093.0951 | 0.94984 | 294224.8275 | 0 | 0 | 0 | 0.94216 | 288497.8513 | 0 | 0 | 0 | 0.92382 | 296624.6128 | 1.892 | 879347.2916 | 0 | 0 | 0 | 0 | 0 | 0 | 0 | 0 | 0 | 1093.0951 | 2177.3467 | 3240.4937 | 0.94984 | 1.892 | 2.8158 | 47582.8271 | 104272.7621 | 47582.8271 | 219801.1985 | 66160.6264 | 47675.4719 | 104830.798 | 47675.4719 | 222913.0424 | 66289.4427 | 47410.9801 | 105054.3409 | 47410.9801 | 225595.0372 | 65921.6852 | 81245.3239 | 81403.5104 | 80951.9038 | 0.043383 | 0.043167 | 0.042952 | 91599.924 | 0 | 0 | 0 | 337.556 | 0.29332 | 91778.2712 | 0 | 0 | 0 | 338.2133 | 0.29389 | 91269.1079 | 0 | 0 | 0 | 336.3369 | 0.29226 | 1831998.4803 | 1835565.4235 | 1825382.1586 | 0 | 0 | 0 | 0 | 0 | 0 | 0 | 0 | 0 | 6751.1205 | 6764.2651 | 6726.7386 | 91599.924 | 0.58721 | 274647.3031 | 0 | 0 | 0 | 0 | 0 | 0 | 0 | 0 | 0 | 337.556 | 675.7693 | 1012.1062 | 0.29332 | 0.58721 | 0.87947 | 1 | 1 | 1 | 1 | 1 | 1 | 1 | 1.05 | 0.23343 | 1.2223 | 1.05 | 0.23779 | 1.2265 | 1.05 | 0.24774 | 1.2359 | 296624.6128 | 0 | 0 | 0 | 1093.0951 | 0.94984 | 294224.8275 | 0 | 0 | 0 | 0.94216 | 288497.8513 | 0 | 0 | 0 | 0.92382 | 296624.6128 | 1.892 | 879347.2916 | 0 | 0 | 0 | 0 | 0 | 0 | 0 | 0 | 0 | 1093.0951 | 2177.3467 | 3240.4937 | 0.94984 | 1.892 | 2.8158 | 173917.8751 | 212582.4584 | 173917.8751 | 448112.0302 | 57972.625 | 172971.0554 | 212143.5805 | 172971.0554 | 451103.7963 | 57657.0185 | 170250.8583 | 210419.9662 | 170250.8583 | 451858.5306 | 56750.2861 | 165636.0715 | 164734.3385 | 162143.6746 | 0.088445 | 0.088005 | 0.087568 | 186746.1515 | 0 | 0 | 0 | 688.1806 | 0.59799 | 185729.4939 | 0 | 0 | 0 | 684.4341 | 0.59474 | 182808.6536 | 0 | 0 | 0 | 673.6705 | 0.58538 | 3734923.03 | 3714589.8781 | 3656173.0713 | 0 | 0 | 0 | 0 | 0 | 0 | 0 | 0 | 0 | 13763.6115 | 13688.6816 | 13473.4091 | 186746.1515 | 1.1927 | 555284.299 | 0 | 0 | 0 | 0 | 0 | 0 | 0 | 0 | 0 | 688.1806 | 1372.6147 | 2046.2851 | 0.59799 | 1.1927 | 1.7781 | 1.4 | -0.11657 | 0.91674 | 1.4 | -0.11221 | 0.91985 | 1.4 | -0.10226 | 0.92696 | 296624.6128 | 0 | 0 | 0 | 1093.0951 | 0.94984 | 294224.8275 | 0 | 0 | 0 | 0.94216 | 288497.8513 | 0 | 0 | 0 | 0.92382 | 296624.6128 | 1.892 | 879347.2916 | 0 | 0 | 0 | 0 | 0 | 0 | 0 | 0 | 0 | 1093.0951 | 2177.3467 | 3240.4937 | 0.94984 | 1.892 | 2.8158 | 294664.9418 | 270130.0729 | 294664.9418 | 569419.2096 | 0 | 292281.0108 | 268855.1271 | 292281.0108 | 571695.68 | 0 | 286591.8702 | 265657.9191 | 286591.8702 | 570477.2181 | 0 | 210474.9584 | 208772.1505 | 204708.4787 | 0.11239 | 0.11183 | 0.11127 | 237299.6903 | 0 | 0 | 0 | 874.4761 | 0.75987 | 235379.862 | 0 | 0 | 0 | 867.4013 | 0.75373 | 230798.281 | 0 | 0 | 0 | 850.5176 | 0.73905 | 4745993.8053 | 4707597.2399 | 4615965.621 | 0 | 0 | 0 | 0 | 0 | 0 | 0 | 0 | 0 | 17489.5211 | 17348.0254 | 17010.3526 | 237299.6903 | 1.5136 | 703477.8333 | 0 | 0 | 0 | 0 | 0 | 0 | 0 | 0 | 0 | 874.4761 | 1741.8773 | 2592.395 | 0.75987 | 1.5136 | 2.2527
| 430 | Business | Lodging | Envelope | Electric | 02-299 | 02-299.07 | Insulation | [02-299]_Business_Envelope_Insulation - Attic/Roof _Flat Roof_ADD_Electric_per sf | Baseline R13.5 values | R30 | ENGINEER | 0.36035 | 0 | 0 | 0 | 1.0341e-05 | 0 | 1.4 | 20 | 0.476 | 0.25758 | 0.40817 | 0.12932 | 0.20492 | 1 | 1 | Additions on Existing | 49.9635 | 0.19426 | 7.2069 | 0 | 0 | 0 | 0.02802 | 0.40222 | 0 | 0 | 0 | 0.03405 | 0 | 0 | 0.43627 | 0.48139 | -0.045119 | 0.90627 | 0.40359 | 0 | 0 | 0 | 0.034154 | 0 | 0 | 0.43774 | 0.48139 | -0.043645 | 0.90933 | 0.40672 | 0 | 0 | 0 | 0.034363 | 0 | 0 | 0.44108 | 0.48139 | -0.040306 | 0.91627 | per sf | 416.9306 | 1195339.9896 | 0.005 | 60814.6296 | 0 | 0 | 0 | 224.1088 | 0.83073 | 60322.6203 | 0 | 0 | 0 | 0.82401 | 59148.4631 | 0 | 0 | 0 | 0.80797 | 60814.6296 | 121137.2499 | 180285.7129 | 0 | 0 | 0 | 0 | 0 | 0 | 0 | 0 | 0 | 224.1088 | 446.4044 | 664.3731 | 0.83073 | 1.6547 | 2.4627 | 60814.6296 | 0 | 0 | 0 | 224.1088 | 0.83073 | 60322.6203 | 0 | 0 | 0 | 0.82401 | 59148.4631 | 0 | 0 | 0 | 0.80797 | 60814.6296 | 1.6547 | 180285.7129 | 0 | 0 | 0 | 0 | 0 | 0 | 0 | 0 | 0 | 224.1088 | 446.4044 | 664.3731 | 0.83073 | 1.6547 | 2.4627 | 3110.8975 | 2819.3222 | 3110.8975 | 5634.4581 | 5936.4217 | 3166.7032 | 2879.5928 | 3166.7032 | 5805.0609 | 6042.9138 | 3218.7487 | 2949.2436 | 3218.7487 | 6004.2078 | 6142.2306 | 6462.3708 | 6578.2979 | 6686.4138 | 0.0053794 | 0.0053526 | 0.005326 | 2328.6874 | 0 | 0 | 0 | 8.5815 | 0.03181 | 2370.4612 | 0 | 0 | 0 | 8.7354 | 0.032381 | 2409.4203 | 0 | 0 | 0 | 8.879 | 0.032913 | 46573.7481 | 47409.2243 | 48188.4061 | 0 | 0 | 0 | 0 | 0 | 0 | 0 | 0 | 0 | 171.6295 | 174.7083 | 177.5797 | 2328.6874 | 0.064191 | 7108.5689 | 0 | 0 | 0 | 0 | 0 | 0 | 0 | 0 | 0 | 8.5815 | 17.3169 | 26.1959 | 0.03181 | 0.064191 | 0.097103 | 1 | 1 | 1 | 1 | 1 | 1 | 1 | 1.05 | -0.61373 | 0.41549 | 1.05 | -0.61226 | 0.4169 | 1.05 | -0.60892 | 0.42008 | 60814.6296 | 0 | 0 | 0 | 224.1088 | 0.83073 | 60322.6203 | 0 | 0 | 0 | 0.82401 | 59148.4631 | 0 | 0 | 0 | 0.80797 | 60814.6296 | 1.6547 | 180285.7129 | 0 | 0 | 0 | 0 | 0 | 0 | 0 | 0 | 0 | 224.1088 | 446.4044 | 664.3731 | 0.83073 | 1.6547 | 2.4627 | 73817.1683 | 30670.5045 | 73817.1683 | 61295.4672 | 24605.7228 | 73700.9749 | 30725.6778 | 73700.9749 | 61940.8521 | 24566.9916 | 72961.3053 | 30649.3091 | 72961.3053 | 62397.2951 | 24320.4351 | 70302.0651 | 70191.4046 | 69486.9574 | 0.058521 | 0.05823 | 0.05794 | 25333.0453 | 0 | 0 | 0 | 93.3551 | 0.34605 | 25293.1693 | 0 | 0 | 0 | 93.2082 | 0.34551 | 25039.3248 | 0 | 0 | 0 | 92.2727 | 0.34204 | 506660.9066 | 505863.3864 | 500786.4962 | 0 | 0 | 0 | 0 | 0 | 0 | 0 | 0 | 0 | 1867.1024 | 1864.1635 | 1845.4546 | 25333.0453 | 0.69156 | 75665.5395 | 0 | 0 | 0 | 0 | 0 | 0 | 0 | 0 | 0 | 93.3551 | 186.5633 | 278.836 | 0.34605 | 0.69156 | 1.0336 | 1.4 | -0.96373 | 0.31162 | 1.4 | -0.96226 | 0.31267 | 1.4 | -0.95892 | 0.31506 | 60814.6296 | 0 | 0 | 0 | 224.1088 | 0.83073 | 60322.6203 | 0 | 0 | 0 | 0.82401 | 59148.4631 | 0 | 0 | 0 | 0.80797 | 60814.6296 | 1.6547 | 180285.7129 | 0 | 0 | 0 | 0 | 0 | 0 | 0 | 0 | 0 | 224.1088 | 446.4044 | 664.3731 | 0.83073 | 1.6547 | 2.4627 | 189019.5698 | 58902.2076 | 189019.5698 | 117716.953 | 0 | 187490.3427 | 58623.0494 | 187490.3427 | 118180.0336 | 0 | 183840.9133 | 57920.3965 | 183840.9133 | 117917.0487 | 0 | 135013.9784 | 133921.6734 | 131314.9381 | 0.11239 | 0.11183 | 0.11127 | 48651.7036 | 0 | 0 | 0 | 179.287 | 0.66458 | 48258.0962 | 0 | 0 | 0 | 177.8365 | 0.65921 | 47318.7705 | 0 | 0 | 0 | 174.375 | 0.64638 | 973034.073 | 965161.9248 | 946375.4091 | 0 | 0 | 0 | 0 | 0 | 0 | 0 | 0 | 0 | 3585.74 | 3556.7303 | 3487.4998 | 48651.7036 | 1.3238 | 144228.5703 | 0 | 0 | 0 | 0 | 0 | 0 | 0 | 0 | 0 | 179.287 | 357.1235 | 531.4985 | 0.66458 | 1.3238 | 1.9702
| 431 | Business | Other Commercial | Envelope | Electric | 02-299 | 02-299.08 | Insulation | [02-299]_Business_Envelope_Insulation - Attic/Roof _Flat Roof_ADD_Electric_per sf | Baseline R13.5 values | R30 | ENGINEER | 0.85922 | 0 | 0 | 0 | 8.8281e-06 | 0 | 1.4 | 20 | 0.476 | 0.25758 | 0.40817 | 0.12932 | 0.20492 | 1 | 1 | Additions on Existing | 20.954 | 0.081469 | 17.1844 | 0 | 0 | 0 | 0.066813 | 0.95906 | 0 | 0 | 0 | 0.029068 | 0 | 0 | 0.98813 | 0.58567 | 0.40246 | 1.6872 | 0.96233 | 0 | 0 | 0 | 0.029157 | 0 | 0 | 0.99148 | 0.58567 | 0.40582 | 1.6929 | 0.96979 | 0 | 0 | 0 | 0.029336 | 0 | 0 | 0.99912 | 0.58567 | 0.41346 | 1.706 | per sf | 244.5612 | 929332.3815 | 0.005 | 112738.6678 | 0 | 0 | 0 | 415.4547 | 0.55137 | 111826.5769 | 0 | 0 | 0 | 0.54691 | 109649.9145 | 0 | 0 | 0 | 0.53626 | 112738.6678 | 224565.2447 | 334215.1592 | 0 | 0 | 0 | 0 | 0 | 0 | 0 | 0 | 0 | 415.4547 | 827.5482 | 1231.6205 | 0.55137 | 1.0983 | 1.6345 | 112738.6678 | 0 | 0 | 0 | 415.4547 | 0.55137 | 111826.5769 | 0 | 0 | 0 | 0.54691 | 109649.9145 | 0 | 0 | 0 | 0.53626 | 112738.6678 | 1.0983 | 334215.1592 | 0 | 0 | 0 | 0 | 0 | 0 | 0 | 0 | 0 | 415.4547 | 827.5482 | 1231.6205 | 0.55137 | 1.0983 | 1.6345 | 18544.3083 | 31287.6155 | 18544.3083 | 65613.5227 | 25784.5767 | 18624.2635 | 31529.1844 | 18624.2635 | 66698.77 | 25895.7488 | 18585.3102 | 31705.7184 | 18585.3102 | 67734.7882 | 25841.5871 | 31663.4892 | 31800.0088 | 31733.4981 | 0.033902 | 0.033733 | 0.033565 | 27205.9128 | 0 | 0 | 0 | 100.2568 | 0.13306 | 27323.2132 | 0 | 0 | 0 | 100.6891 | 0.13363 | 27266.0658 | 0 | 0 | 0 | 100.4785 | 0.13335 | 544118.2555 | 546464.2631 | 545321.3157 | 0 | 0 | 0 | 0 | 0 | 0 | 0 | 0 | 0 | 2005.137 | 2013.7823 | 2009.5704 | 27205.9128 | 0.26668 | 81795.1917 | 0 | 0 | 0 | 0 | 0 | 0 | 0 | 0 | 0 | 100.2568 | 200.946 | 301.4245 | 0.13306 | 0.26668 | 0.40003 | 1 | 1 | 1 | 1 | 1 | 1 | 1 | 1.05 | -0.061871 | 0.94108 | 1.05 | -0.058516 | 0.94427 | 1.05 | -0.050875 | 0.95155 | 112738.6678 | 0 | 0 | 0 | 415.4547 | 0.55137 | 111826.5769 | 0 | 0 | 0 | 0.54691 | 109649.9145 | 0 | 0 | 0 | 0.53626 | 112738.6678 | 1.0983 | 334215.1592 | 0 | 0 | 0 | 0 | 0 | 0 | 0 | 0 | 0 | 415.4547 | 827.5482 | 1231.6205 | 0.55137 | 1.0983 | 1.6345 | 81172.7298 | 76389.6548 | 81172.7298 | 160197.3901 | 27057.5766 | 80785.2329 | 76283.0727 | 80785.2329 | 161373.8897 | 26928.411 | 79592.541 | 75736.0621 | 79592.541 | 161799.3974 | 26530.847 | 77307.3618 | 76938.3171 | 75802.42 | 0.082772 | 0.08236 | 0.08195 | 66424.0547 | 0 | 0 | 0 | 244.7801 | 0.32486 | 66106.964 | 0 | 0 | 0 | 243.6116 | 0.32331 | 65130.9782 | 0 | 0 | 0 | 240.015 | 0.31853 | 1328481.0935 | 1322139.2797 | 1302619.5637 | 0 | 0 | 0 | 0 | 0 | 0 | 0 | 0 | 0 | 4895.6023 | 4872.232 | 4800.2996 | 66424.0547 | 0.64817 | 197661.9968 | 0 | 0 | 0 | 0 | 0 | 0 | 0 | 0 | 0 | 244.7801 | 488.3917 | 728.4067 | 0.32486 | 0.64817 | 0.9667 | 1.4 | -0.41187 | 0.70581 | 1.4 | -0.40852 | 0.7082 | 1.4 | -0.40088 | 0.71366 | 112738.6678 | 0 | 0 | 0 | 415.4547 | 0.55137 | 111826.5769 | 0 | 0 | 0 | 0.54691 | 109649.9145 | 0 | 0 | 0 | 0.53626 | 112738.6678 | 1.0983 | 334215.1592 | 0 | 0 | 0 | 0 | 0 | 0 | 0 | 0 | 0 | 415.4547 | 827.5482 | 1231.6205 | 0.55137 | 1.0983 | 1.6345 | 146955.685 | 103722.279 | 146955.685 | 217516.8671 | 0 | 145766.7678 | 103232.3904 | 145766.7678 | 218384.1291 | 0 | 142929.4722 | 102003.1078 | 142929.4722 | 217915.2296 | 0 | 104968.3464 | 104119.1198 | 102092.4801 | 0.11239 | 0.11183 | 0.11127 | 90190.9342 | 0 | 0 | 0 | 332.3637 | 0.44109 | 89461.2615 | 0 | 0 | 0 | 329.6748 | 0.43753 | 87719.9316 | 0 | 0 | 0 | 323.2578 | 0.42901 | 1803818.6849 | 1789225.231 | 1754398.6313 | 0 | 0 | 0 | 0 | 0 | 0 | 0 | 0 | 0 | 6647.2748 | 6593.4963 | 6465.1563 | 90190.9342 | 0.87862 | 267372.1274 | 0 | 0 | 0 | 0 | 0 | 0 | 0 | 0 | 0 | 332.3637 | 662.0386 | 985.2964 | 0.44109 | 0.87862 | 1.3076
| 432 | Business | Food Sales | Envelope | Electric | 02-299 | 02-299.09 | Insulation | [02-299]_Business_Envelope_Insulation - Attic/Roof _Flat Roof_ADD_Electric_per sf | Baseline R13.5 values | R30 | ENGINEER | 0.48003 | 0 | 0 | 0 | 1.4241e-05 | 0 | 1.4 | 20 | 0.476 | 0.25758 | 0.40817 | 0.12932 | 0.20492 | 1 | 1 | Additions on Existing | 37.5059 | 0.14582 | 9.6007 | 0 | 0 | 0 | 0.037327 | 0.53581 | 0 | 0 | 0 | 0.046893 | 0 | 0 | 0.58271 | 0.48139 | 0.10132 | 1.2105 | 0.53764 | 0 | 0 | 0 | 0.047037 | 0 | 0 | 0.58468 | 0.48139 | 0.10329 | 1.2146 | 0.54181 | 0 | 0 | 0 | 0.047324 | 0 | 0 | 0.58913 | 0.48139 | 0.10775 | 1.2238 | per sf | 117.118 | 210343.8763 | 0.005 | 14256.0644 | 0 | 0 | 0 | 52.5352 | 0.20132 | 14140.7284 | 0 | 0 | 0 | 0.19969 | 13865.4844 | 0 | 0 | 0 | 0.19581 | 14256.0644 | 28396.7928 | 42262.2772 | 0 | 0 | 0 | 0 | 0 | 0 | 0 | 0 | 0 | 52.5352 | 104.6454 | 155.7412 | 0.20132 | 0.40101 | 0.59682 | 14256.0644 | 0 | 0 | 0 | 52.5352 | 0.20132 | 14140.7284 | 0 | 0 | 0 | 0.19969 | 13865.4844 | 0 | 0 | 0 | 0.19581 | 14256.0644 | 0.40101 | 42262.2772 | 0 | 0 | 0 | 0 | 0 | 0 | 0 | 0 | 0 | 52.5352 | 104.6454 | 155.7412 | 0.20132 | 0.40101 | 0.59682 | 266.9579 | 323.1463 | 266.9579 | 644.4316 | 509.4269 | 271.9656 | 330.3199 | 271.9656 | 664.4754 | 518.9829 | 277.6142 | 339.7509 | 277.6142 | 690.1967 | 529.762 | 554.5606 | 564.9632 | 576.6973 | 0.0026233 | 0.0026103 | 0.0025973 | 266.2082 | 0 | 0 | 0 | 0.98101 | 0.0037593 | 271.2018 | 0 | 0 | 0 | 0.99941 | 0.0038299 | 276.8346 | 0 | 0 | 0 | 1.0202 | 0.0039094 | 5324.1643 | 5424.0367 | 5536.6922 | 0 | 0 | 0 | 0 | 0 | 0 | 0 | 0 | 0 | 19.6201 | 19.9882 | 20.4033 | 266.2082 | 0.0075892 | 814.2447 | 0 | 0 | 0 | 0 | 0 | 0 | 0 | 0 | 0 | 0.98101 | 1.9804 | 3.0006 | 0.0037593 | 0.0075892 | 0.011499 | 1 | 1 | 1 | 1 | 1 | 1 | 1 | 1.05 | -0.46729 | 0.55496 | 1.05 | -0.46532 | 0.55683 | 1.05 | -0.46087 | 0.56108 | 14256.0644 | 0 | 0 | 0 | 52.5352 | 0.20132 | 14140.7284 | 0 | 0 | 0 | 0.19969 | 13865.4844 | 0 | 0 | 0 | 0.19581 | 14256.0644 | 0.40101 | 42262.2772 | 0 | 0 | 0 | 0 | 0 | 0 | 0 | 0 | 0 | 52.5352 | 104.6454 | 155.7412 | 0.20132 | 0.40101 | 0.59682 | 10898.6928 | 6048.3279 | 10898.6928 | 12061.8227 | 3632.8976 | 10903.239 | 6071.2875 | 10903.239 | 12213.0738 | 3634.413 | 10822.8081 | 6072.4419 | 10822.8081 | 12336.0356 | 3607.6027 | 10379.7074 | 10384.0372 | 10307.4363 | 0.049101 | 0.048857 | 0.048614 | 4982.6179 | 0 | 0 | 0 | 18.3615 | 0.070363 | 4984.6964 | 0 | 0 | 0 | 18.3692 | 0.070393 | 4947.9253 | 0 | 0 | 0 | 18.2337 | 0.069873 | 99652.3586 | 99693.9275 | 98958.5061 | 0 | 0 | 0 | 0 | 0 | 0 | 0 | 0 | 0 | 367.2302 | 367.3833 | 364.6732 | 4982.6179 | 0.14076 | 14915.2396 | 0 | 0 | 0 | 0 | 0 | 0 | 0 | 0 | 0 | 18.3615 | 36.7307 | 54.9643 | 0.070363 | 0.14076 | 0.21063 | 1.4 | -0.81729 | 0.41622 | 1.4 | -0.81532 | 0.41763 | 1.4 | -0.81087 | 0.42081 | 14256.0644 | 0 | 0 | 0 | 52.5352 | 0.20132 | 14140.7284 | 0 | 0 | 0 | 0.19969 | 13865.4844 | 0 | 0 | 0 | 0.19581 | 14256.0644 | 0.40101 | 42262.2772 | 0 | 0 | 0 | 0 | 0 | 0 | 0 | 0 | 0 | 52.5352 | 104.6454 | 155.7412 | 0.20132 | 0.40101 | 0.59682 | 31182.8978 | 12978.9229 | 31182.8978 | 25883.0984 | 0 | 30930.6184 | 12917.4007 | 30930.6184 | 25984.7963 | 0 | 30328.5655 | 12762.5231 | 30328.5655 | 25926.7923 | 0 | 22273.4984 | 22093.2989 | 21663.2611 | 0.10536 | 0.10484 | 0.10432 | 10692.0483 | 0 | 0 | 0 | 39.4014 | 0.15099 | 10605.5463 | 0 | 0 | 0 | 39.0826 | 0.14977 | 10399.1133 | 0 | 0 | 0 | 38.3219 | 0.14685 | 213840.9657 | 212110.9258 | 207982.266 | 0 | 0 | 0 | 0 | 0 | 0 | 0 | 0 | 0 | 788.028 | 781.6526 | 766.438 | 10692.0483 | 0.30076 | 31696.7079 | 0 | 0 | 0 | 0 | 0 | 0 | 0 | 0 | 0 | 39.4014 | 78.484 | 116.8059 | 0.15099 | 0.30076 | 0.44761
| 433 | Business | Manufacturing/Industrial | Envelope | Electric | 02-299 | 02-299.10 | Insulation | [02-299]_Business_Envelope_Insulation - Attic/Roof _Flat Roof_ADD_Electric_per sf | Baseline R13.5 values | R30 | ENGINEER | 0.58287 | 0 | 0 | 0 | 1.2592e-05 | 0 | 1.4 | 20 | 0.476 | 0.25758 | 0.40817 | 0.12932 | 0.20492 | 1 | 1 | Additions on Existing | 30.8887 | 0.1201 | 11.6574 | 0 | 0 | 0 | 0.045324 | 0.6506 | 0 | 0 | 0 | 0.041461 | 0 | 0 | 0.69206 | 0.48139 | 0.21067 | 1.4376 | 0.65281 | 0 | 0 | 0 | 0.041588 | 0 | 0 | 0.6944 | 0.48139 | 0.21302 | 1.4425 | 0.65788 | 0 | 0 | 0 | 0.041842 | 0 | 0 | 0.69972 | 0.48139 | 0.21833 | 1.4535 | per sf | 863.0593 | 3575654.6845 | 0.005 | 294255.6176 | 0 | 0 | 0 | 1084.3651 | 3.0258 | 291874.9981 | 0 | 0 | 0 | 3.0013 | 286193.7605 | 0 | 0 | 0 | 2.9429 | 294255.6176 | 586130.6157 | 872324.3762 | 0 | 0 | 0 | 0 | 0 | 0 | 0 | 0 | 0 | 1084.3651 | 2159.9573 | 3214.6135 | 3.0258 | 6.0272 | 8.9701 | 294255.6176 | 0 | 0 | 0 | 1084.3651 | 3.0258 | 291874.9981 | 0 | 0 | 0 | 3.0013 | 286193.7605 | 0 | 0 | 0 | 2.9429 | 294255.6176 | 6.0272 | 872324.3762 | 0 | 0 | 0 | 0 | 0 | 0 | 0 | 0 | 0 | 1084.3651 | 2159.9573 | 3214.6135 | 3.0258 | 6.0272 | 8.9701 | 22610.9497 | 32506.3839 | 22610.9497 | 65649.6451 | 43147.7193 | 22873.0869 | 32994.5329 | 22873.0869 | 67216.9846 | 43647.9468 | 23083.5559 | 33553.0933 | 23083.5559 | 69029.9501 | 44049.5778 | 46970.4779 | 47515.0241 | 47952.2384 | 0.013071 | 0.013006 | 0.012941 | 27377.6944 | 0 | 0 | 0 | 100.8899 | 0.28152 | 27695.0942 | 0 | 0 | 0 | 102.0595 | 0.28479 | 27949.9334 | 0 | 0 | 0 | 102.9986 | 0.28741 | 547553.8885 | 553901.8843 | 558998.6685 | 0 | 0 | 0 | 0 | 0 | 0 | 0 | 0 | 0 | 2017.7977 | 2041.1908 | 2059.973 | 27377.6944 | 0.56631 | 83022.7221 | 0 | 0 | 0 | 0 | 0 | 0 | 0 | 0 | 0 | 100.8899 | 202.9494 | 305.9481 | 0.28152 | 0.56631 | 0.85372 | 1 | 1 | 1 | 1 | 1 | 1 | 1 | 1.05 | -0.35794 | 0.6591 | 1.05 | -0.3556 | 0.66134 | 1.05 | -0.35028 | 0.6664 | 294255.6176 | 0 | 0 | 0 | 1084.3651 | 3.0258 | 291874.9981 | 0 | 0 | 0 | 3.0013 | 286193.7605 | 0 | 0 | 0 | 2.9429 | 294255.6176 | 6.0272 | 872324.3762 | 0 | 0 | 0 | 0 | 0 | 0 | 0 | 0 | 0 | 1084.3651 | 2159.9573 | 3214.6135 | 3.0258 | 6.0272 | 8.9701 | 274516.6859 | 180935.2271 | 274516.6859 | 365415.4051 | 91505.562 | 273561.3473 | 180915.787 | 273561.3473 | 368564.5046 | 91187.1158 | 269997.4226 | 179926.0305 | 269997.4226 | 370168.1036 | 89999.1409 | 261444.4628 | 260534.6165 | 257140.4025 | 0.072754 | 0.072392 | 0.072032 | 152388.2008 | 0 | 0 | 0 | 561.5677 | 1.567 | 151857.8784 | 0 | 0 | 0 | 559.6134 | 1.5616 | 149879.4921 | 0 | 0 | 0 | 552.3228 | 1.5412 | 3047764.0153 | 3037157.5684 | 2997589.8412 | 0 | 0 | 0 | 0 | 0 | 0 | 0 | 0 | 0 | 11231.3533 | 11192.2673 | 11046.4558 | 152388.2008 | 3.1286 | 454125.5712 | 0 | 0 | 0 | 0 | 0 | 0 | 0 | 0 | 0 | 561.5677 | 1121.181 | 1673.5038 | 1.567 | 3.1286 | 4.6698 | 1.4 | -0.70794 | 0.49433 | 1.4 | -0.7056 | 0.496 | 1.4 | -0.70028 | 0.4998 | 294255.6176 | 0 | 0 | 0 | 1084.3651 | 3.0258 | 291874.9981 | 0 | 0 | 0 | 3.0013 | 286193.7605 | 0 | 0 | 0 | 2.9429 | 294255.6176 | 6.0272 | 872324.3762 | 0 | 0 | 0 | 0 | 0 | 0 | 0 | 0 | 0 | 1084.3651 | 2159.9573 | 3214.6135 | 3.0258 | 6.0272 | 8.9701 | 565419.643 | 279503.0414 | 565419.643 | 564482.2114 | 0 | 560845.2223 | 278180.0748 | 560845.2223 | 566712.8513 | 0 | 549928.5799 | 274853.9193 | 549928.5799 | 565466.5632 | 0 | 403871.1736 | 400603.7302 | 392806.1285 | 0.11239 | 0.11183 | 0.11127 | 235404.4941 | 0 | 0 | 0 | 867.492 | 2.4207 | 233499.9985 | 0 | 0 | 0 | 860.4738 | 2.4011 | 228955.0084 | 0 | 0 | 0 | 843.725 | 2.3543 | 4708089.881 | 4669999.9702 | 4579100.168 | 0 | 0 | 0 | 0 | 0 | 0 | 0 | 0 | 0 | 17349.8409 | 17209.4752 | 16874.4992 | 235404.4941 | 4.8217 | 697859.501 | 0 | 0 | 0 | 0 | 0 | 0 | 0 | 0 | 0 | 867.492 | 1727.9658 | 2571.6908 | 2.4207 | 4.8217 | 7.1761
| 434 | Business | Office | Envelope | Gas | 02-302 | 02-302.01 | Insulation | [02-302]_Business_Envelope_Insulation - Attic/Roof _Flat Roof_ADD_Gas_per sf | R13.5 | R30 | ENGINEER | 0.035185 | 0.0038234 | 0 | 0 | 0 | 0 | 1.4 | 20 | 0.476 | 0.25758 | 0.40817 | 0.12932 | 0.20492 | 1 | 1 | Additions on Existing | 16.7836 | 1.9895 | 0.7037 | 0.080679 | 0 | 0 | 0.083415 | 0.039273 | 0.55175 | 0 | 0 | 0 | 0.0040339 | 0 | 0.59506 | 0.51507 | 0.079994 | 1.1553 | 0.039407 | 0.55859 | 0 | 0 | 0 | 0.0040339 | 0 | 0.60203 | 0.51507 | 0.086966 | 1.1688 | 0.039713 | 0.56616 | 0 | 0 | 0 | 0.0040339 | 0 | 0.60991 | 0.51507 | 0.094845 | 1.1841 | per sf | 331.9332 | 8155599.3559 | 0.005 | 40514.3398 | 4402.5684 | 0 | 0 | 4551.8683 | 0 | 40186.5662 | 4366.9503 | 0 | 0 | 0 | 39404.3497 | 4281.9492 | 0 | 0 | 0 | 40514.3398 | 80700.906 | 120105.2558 | 4402.5684 | 8769.5187 | 13051.4679 | 0 | 0 | 0 | 0 | 0 | 0 | 4551.8683 | 9066.9106 | 13494.0693 | 0 | 0 | 0 | 40514.3398 | 4402.5684 | 0 | 0 | 4551.8683 | 0 | 40186.5662 | 4366.9503 | 0 | 0 | 0 | 39404.3497 | 4281.9492 | 0 | 0 | 0 | 40514.3398 | 0 | 120105.2558 | 4402.5684 | 8769.5187 | 13051.4679 | 0 | 0 | 0 | 0 | 0 | 0 | 4551.8683 | 9066.9106 | 13494.0693 | 0 | 0 | 0 | 8611.983 | 9949.4962 | 8611.983 | 8470.7862 | 14796.2438 | 8681.6769 | 10147.5252 | 8681.6769 | 8590.4704 | 14915.9848 | 8650.4112 | 10243.3067 | 8650.4112 | 8625.4358 | 14862.2672 | 16720.162 | 16855.4726 | 16794.7702 | 0.0020399 | 0.0020298 | 0.0020197 | 588.2962 | 63.9283 | 0 | 0 | 66.0963 | 0 | 593.0571 | 64.4457 | 0 | 0 | 66.6312 | 0 | 590.9213 | 64.2136 | 0 | 0 | 66.3912 | 0 | 11765.9246 | 11861.1423 | 11818.4262 | 1278.5668 | 1288.9138 | 1284.2719 | 0 | 0 | 0 | 0 | 0 | 0 | 1321.9255 | 1332.6234 | 1327.8242 | 588.2962 | 0 | 1772.2747 | 63.9283 | 128.374 | 192.5876 | 0 | 0 | 0 | 0 | 0 | 0 | 66.0963 | 132.7274 | 199.1187 | 0 | 0 | 0 | 1 | 1 | 1 | 1 | 1 | 1 | 1 | 1.05 | -0.45494 | 0.56672 | 1.05 | -0.44797 | 0.57336 | 1.05 | -0.44009 | 0.58087 | 40514.3398 | 4402.5684 | 0 | 0 | 4551.8683 | 0 | 40186.5662 | 4366.9503 | 0 | 0 | 0 | 39404.3497 | 4281.9492 | 0 | 0 | 0 | 40514.3398 | 0 | 120105.2558 | 4402.5684 | 8769.5187 | 13051.4679 | 0 | 0 | 0 | 0 | 0 | 0 | 4551.8683 | 9066.9106 | 13494.0693 | 0 | 0 | 0 | 348755.3896 | 197647.9141 | 348755.3896 | 168273.1665 | 116251.7965 | 347693.2838 | 199354.5747 | 347693.2838 | 168765.2437 | 115897.7613 | 343021.0205 | 199249.6395 | 343021.0205 | 167779.315 | 114340.3402 | 332147.9901 | 331136.4608 | 326686.6862 | 0.040524 | 0.040322 | 0.040122 | 11686.574 | 1269.944 | 0 | 0 | 1313.0103 | 0 | 11650.9835 | 1266.0765 | 0 | 0 | 1309.0116 | 0 | 11494.4189 | 1249.0631 | 0 | 0 | 1291.4213 | 0 | 233731.4801 | 233019.6702 | 229888.378 | 25398.8794 | 25321.5292 | 24981.2613 | 0 | 0 | 0 | 0 | 0 | 0 | 26260.2062 | 26180.2329 | 25828.4259 | 11686.574 | 0 | 34831.9764 | 1269.944 | 2536.0204 | 3785.0835 | 0 | 0 | 0 | 0 | 0 | 0 | 1313.0103 | 2622.022 | 3913.4432 | 0 | 0 | 0 | 1.4 | -0.80494 | 0.42504 | 1.4 | -0.79797 | 0.43002 | 1.4 | -0.79009 | 0.43565 | 40514.3398 | 4402.5684 | 0 | 0 | 4551.8683 | 0 | 40186.5662 | 4366.9503 | 0 | 0 | 0 | 39404.3497 | 4281.9492 | 0 | 0 | 0 | 40514.3398 | 0 | 120105.2558 | 4402.5684 | 8769.5187 | 13051.4679 | 0 | 0 | 0 | 0 | 0 | 0 | 4551.8683 | 9066.9106 | 13494.0693 | 0 | 0 | 0 | 1289648.0458 | 548155.4992 | 1289648.0458 | 466687.7563 | 0 | 1279214.3921 | 550090.9558 | 1279214.3921 | 465683.9922 | 0 | 1254314.9626 | 546442.7596 | 1254314.9626 | 460135.2962 | 0 | 921177.1755 | 913724.5658 | 895939.259 | 0.11239 | 0.11183 | 0.11127 | 32411.4719 | 3522.0547 | 0 | 0 | 3641.4946 | 0 | 32149.253 | 3493.5602 | 0 | 0 | 3612.0338 | 0 | 31523.4798 | 3425.5594 | 0 | 0 | 3541.7269 | 0 | 648229.4372 | 642985.0596 | 630469.5959 | 70441.0946 | 69871.2042 | 68511.1874 | 0 | 0 | 0 | 0 | 0 | 0 | 72829.893 | 72240.6765 | 70834.5388 | 32411.4719 | 0 | 96084.2046 | 3522.0547 | 7015.6149 | 10441.1743 | 0 | 0 | 0 | 0 | 0 | 0 | 3641.4946 | 7253.5285 | 10795.2554 | 0 | 0 | 0
| 435 | Business | Retail | Envelope | Gas | 02-302 | 02-302.02 | Insulation | [02-302]_Business_Envelope_Insulation - Attic/Roof _Flat Roof_ADD_Gas_per sf | R13.5 | R30 | ENGINEER | 0.035185 | 0.0038234 | 0 | 0 | 0 | 0 | 1.4 | 20 | 0.476 | 0.25758 | 0.40817 | 0.12932 | 0.20492 | 1 | 1 | Additions on Existing | 16.7836 | 1.9895 | 0.7037 | 0.080679 | 0 | 0 | 0.083415 | 0.039273 | 0.55175 | 0 | 0 | 0 | 0.0040339 | 0 | 0.59506 | 0.51507 | 0.079994 | 1.1553 | 0.039407 | 0.55859 | 0 | 0 | 0 | 0.0040339 | 0 | 0.60203 | 0.51507 | 0.086966 | 1.1688 | 0.039713 | 0.56616 | 0 | 0 | 0 | 0.0040339 | 0 | 0.60991 | 0.51507 | 0.094845 | 1.1841 | per sf | 526.9037 | 4515037.8272 | 0.005 | 22429.2255 | 2437.3148 | 0 | 0 | 2519.969 | 0 | 22247.7661 | 2417.5962 | 0 | 0 | 0 | 21814.7216 | 2370.5385 | 0 | 0 | 0 | 22429.2255 | 44676.9915 | 66491.7132 | 2437.3148 | 4854.9109 | 7225.4495 | 0 | 0 | 0 | 0 | 0 | 0 | 2519.969 | 5019.5507 | 7470.4789 | 0 | 0 | 0 | 22429.2255 | 2437.3148 | 0 | 0 | 2519.969 | 0 | 22247.7661 | 2417.5962 | 0 | 0 | 0 | 21814.7216 | 2370.5385 | 0 | 0 | 0 | 22429.2255 | 0 | 66491.7132 | 2437.3148 | 4854.9109 | 7225.4495 | 0 | 0 | 0 | 0 | 0 | 0 | 2519.969 | 5019.5507 | 7470.4789 | 0 | 0 | 0 | 1069.1408 | 1235.1873 | 1069.1408 | 1054.3264 | 1836.8903 | 1074.519 | 1255.945 | 1074.519 | 1065.9735 | 1846.1305 | 1076.7571 | 1275.0323 | 1076.7571 | 1076.4157 | 1849.9759 | 2075.7365 | 2086.1782 | 2090.5236 | 0.00045745 | 0.00045518 | 0.00045291 | 73.0345 | 7.9364 | 0 | 0 | 8.2056 | 0 | 73.4018 | 7.9764 | 0 | 0 | 8.2468 | 0 | 73.5547 | 7.993 | 0 | 0 | 8.264 | 0 | 1460.6891 | 1468.0369 | 1471.0948 | 158.7286 | 159.527 | 159.8593 | 0 | 0 | 0 | 0 | 0 | 0 | 164.1114 | 164.9369 | 165.2805 | 73.0345 | 0 | 219.991 | 7.9364 | 15.9128 | 23.9057 | 0 | 0 | 0 | 0 | 0 | 0 | 8.2056 | 16.4524 | 24.7164 | 0 | 0 | 0 | 1 | 1 | 1 | 1 | 1 | 1 | 1 | 1.05 | -0.45494 | 0.56672 | 1.05 | -0.44797 | 0.57336 | 1.05 | -0.44009 | 0.58087 | 22429.2255 | 2437.3148 | 0 | 0 | 2519.969 | 0 | 22247.7661 | 2417.5962 | 0 | 0 | 0 | 21814.7216 | 2370.5385 | 0 | 0 | 0 | 22429.2255 | 0 | 66491.7132 | 2437.3148 | 4854.9109 | 7225.4495 | 0 | 0 | 0 | 0 | 0 | 0 | 2519.969 | 5019.5507 | 7470.4789 | 0 | 0 | 0 | 99600.2355 | 56445.8053 | 99600.2355 | 48180.7935 | 33200.0785 | 99645.7308 | 57133.2068 | 99645.7308 | 48491.3643 | 33215.2436 | 98724.3293 | 57345.7189 | 98724.3293 | 48412.7585 | 32908.1098 | 94857.3672 | 94900.696 | 94023.1708 | 0.020905 | 0.020801 | 0.020697 | 3337.5413 | 362.6803 | 0 | 0 | 374.9795 | 0 | 3339.0658 | 362.846 | 0 | 0 | 375.1508 | 0 | 3308.1903 | 359.4908 | 0 | 0 | 371.6819 | 0 | 66750.8264 | 66781.3167 | 66163.8051 | 7253.6065 | 7256.9198 | 7189.8167 | 0 | 0 | 0 | 0 | 0 | 0 | 7499.5908 | 7503.0165 | 7433.6378 | 3337.5413 | 0 | 9984.7974 | 362.6803 | 725.5263 | 1085.0172 | 0 | 0 | 0 | 0 | 0 | 0 | 374.9795 | 750.1304 | 1121.8123 | 0 | 0 | 0 | 1.4 | -0.80494 | 0.42504 | 1.4 | -0.79797 | 0.43002 | 1.4 | -0.79009 | 0.43565 | 22429.2255 | 2437.3148 | 0 | 0 | 2519.969 | 0 | 22247.7661 | 2417.5962 | 0 | 0 | 0 | 21814.7216 | 2370.5385 | 0 | 0 | 0 | 22429.2255 | 0 | 66491.7132 | 2437.3148 | 4854.9109 | 7225.4495 | 0 | 0 | 0 | 0 | 0 | 0 | 2519.969 | 5019.5507 | 7470.4789 | 0 | 0 | 0 | 669341.8675 | 284498.8807 | 669341.8675 | 242841.4612 | 0 | 663926.6837 | 285503.4045 | 663926.6837 | 242318.7913 | 0 | 651003.5992 | 283609.9495 | 651003.5992 | 239430.9504 | 0 | 478101.3339 | 474233.3455 | 465002.5709 | 0.10536 | 0.10484 | 0.10432 | 16821.9191 | 1827.9861 | 0 | 0 | 1889.9768 | 0 | 16685.8246 | 1813.1971 | 0 | 0 | 1874.6863 | 0 | 16361.0412 | 1777.9039 | 0 | 0 | 1838.1962 | 0 | 336438.3822 | 333716.4911 | 327220.8244 | 36559.7218 | 36263.9423 | 35558.0782 | 0 | 0 | 0 | 0 | 0 | 0 | 37799.5351 | 37493.7251 | 36763.9238 | 16821.9191 | 0 | 49868.7849 | 1827.9861 | 3641.1832 | 5419.0871 | 0 | 0 | 0 | 0 | 0 | 0 | 1889.9768 | 3764.663 | 5602.8592 | 0 | 0 | 0
| 436 | Business | Food Service | Envelope | Gas | 02-302 | 02-302.03 | Insulation | [02-302]_Business_Envelope_Insulation - Attic/Roof _Flat Roof_ADD_Gas_per sf | R13.5 | R30 | ENGINEER | 0.035185 | 0.0038234 | 0 | 0 | 0 | 0 | 1.4 | 20 | 0.476 | 0.25758 | 0.40817 | 0.12932 | 0.20492 | 1 | 1 | Additions on Existing | 16.7836 | 1.9895 | 0.7037 | 0.080679 | 0 | 0 | 0.083415 | 0.039273 | 0.55175 | 0 | 0 | 0 | 0.0040339 | 0 | 0.71407 | 0.51507 | 0.19901 | 1.3864 | 0.039407 | 0.55859 | 0 | 0 | 0 | 0.0040339 | 0 | 0.72244 | 0.51507 | 0.20737 | 1.4026 | 0.039713 | 0.56616 | 0 | 0 | 0 | 0.0040339 | 0 | 0.73189 | 0.51507 | 0.21683 | 1.421 | per sf | 328.6337 | 526799.8638 | 0.005 | 2616.9688 | 284.3779 | 0 | 0 | 294.0218 | 0 | 2595.7967 | 282.0772 | 0 | 0 | 0 | 2545.2705 | 276.5867 | 0 | 0 | 0 | 2616.9688 | 5212.7654 | 7758.0359 | 284.3779 | 566.4551 | 843.0418 | 0 | 0 | 0 | 0 | 0 | 0 | 294.0218 | 585.6648 | 871.6311 | 0 | 0 | 0 | 2616.9688 | 284.3779 | 0 | 0 | 294.0218 | 0 | 2595.7967 | 282.0772 | 0 | 0 | 0 | 2545.2705 | 276.5867 | 0 | 0 | 0 | 2616.9688 | 0 | 7758.0359 | 284.3779 | 566.4551 | 843.0418 | 0 | 0 | 0 | 0 | 0 | 0 | 294.0218 | 585.6648 | 871.6311 | 0 | 0 | 0 | 184.3994 | 255.6458 | 184.3994 | 212.646 | 316.8165 | 185.6267 | 260.3624 | 185.6267 | 215.351 | 318.9251 | 185.377 | 263.415 | 185.377 | 216.73 | 318.4961 | 358.0113 | 360.3942 | 359.9094 | 0.00067622 | 0.00067285 | 0.0006695 | 12.5966 | 1.3688 | 0 | 0 | 1.4153 | 0 | 12.6804 | 1.3779 | 0 | 0 | 1.4247 | 0 | 12.6634 | 1.3761 | 0 | 0 | 1.4228 | 0 | 251.9314 | 253.6082 | 253.2671 | 27.3766 | 27.5588 | 27.5218 | 0 | 0 | 0 | 0 | 0 | 0 | 28.305 | 28.4934 | 28.4551 | 12.5966 | 0 | 37.9403 | 1.3688 | 2.7468 | 4.1229 | 0 | 0 | 0 | 0 | 0 | 0 | 1.4153 | 2.8399 | 4.2627 | 0 | 0 | 0 | 1 | 1 | 1 | 1 | 1 | 1 | 1 | 1.05 | -0.33593 | 0.68007 | 1.05 | -0.32756 | 0.68804 | 1.05 | -0.31811 | 0.69704 | 2616.9688 | 284.3779 | 0 | 0 | 294.0218 | 0 | 2595.7967 | 282.0772 | 0 | 0 | 0 | 2545.2705 | 276.5867 | 0 | 0 | 0 | 2616.9688 | 0 | 7758.0359 | 284.3779 | 566.4551 | 843.0418 | 0 | 0 | 0 | 0 | 0 | 0 | 294.0218 | 585.6648 | 871.6311 | 0 | 0 | 0 | 14283.9573 | 9714.067 | 14283.9573 | 8080.1533 | 4761.3191 | 14272.1973 | 9819.7853 | 14272.1973 | 8122.1436 | 4757.3991 | 14136.3915 | 9853.6384 | 14136.3915 | 8107.2806 | 4712.1305 | 13603.7688 | 13592.5688 | 13463.23 | 0.025695 | 0.025567 | 0.02544 | 478.6464 | 52.013 | 0 | 0 | 53.7769 | 0 | 478.2524 | 51.9702 | 0 | 0 | 53.7326 | 0 | 473.7016 | 51.4757 | 0 | 0 | 53.2213 | 0 | 9572.9287 | 9565.0473 | 9474.032 | 1040.2606 | 1039.4042 | 1029.5138 | 0 | 0 | 0 | 0 | 0 | 0 | 1075.538 | 1074.6525 | 1064.4267 | 478.6464 | 0 | 1430.6004 | 52.013 | 103.9832 | 155.4589 | 0 | 0 | 0 | 0 | 0 | 0 | 53.7769 | 107.5095 | 160.7309 | 0 | 0 | 0 | 1.4 | -0.68593 | 0.51005 | 1.4 | -0.67756 | 0.51603 | 1.4 | -0.66811 | 0.52278 | 2616.9688 | 284.3779 | 0 | 0 | 294.0218 | 0 | 2595.7967 | 282.0772 | 0 | 0 | 0 | 2545.2705 | 276.5867 | 0 | 0 | 0 | 2616.9688 | 0 | 7758.0359 | 284.3779 | 566.4551 | 843.0418 | 0 | 0 | 0 | 0 | 0 | 0 | 294.0218 | 585.6648 | 871.6311 | 0 | 0 | 0 | 78096.6225 | 39833.28 | 78096.6225 | 33133.291 | 0 | 77464.7965 | 39973.9254 | 77464.7965 | 33063.2445 | 0 | 75956.9732 | 39708.8189 | 75956.9732 | 32671.2352 | 0 | 55783.3018 | 55331.9975 | 54254.9809 | 0.10536 | 0.10484 | 0.10432 | 1962.7266 | 213.2834 | 0 | 0 | 220.5163 | 0 | 1946.8475 | 211.5579 | 0 | 0 | 218.7323 | 0 | 1908.9528 | 207.44 | 0 | 0 | 214.4747 | 0 | 39254.5313 | 38936.95 | 38179.0568 | 4265.6689 | 4231.1583 | 4148.8004 | 0 | 0 | 0 | 0 | 0 | 0 | 4410.3263 | 4374.6454 | 4289.4945 | 1962.7266 | 0 | 5818.5269 | 213.2834 | 424.8414 | 632.2814 | 0 | 0 | 0 | 0 | 0 | 0 | 220.5163 | 439.2486 | 653.7233 | 0 | 0 | 0
| 437 | Business | Healthcare/Hospitals | Envelope | Gas | 02-302 | 02-302.04 | Insulation | [02-302]_Business_Envelope_Insulation - Attic/Roof _Flat Roof_ADD_Gas_per sf | R13.5 | R30 | ENGINEER | 0.035185 | 0.0038234 | 0 | 0 | 0 | 0 | 1.4 | 20 | 0.476 | 0.25758 | 0.40817 | 0.12932 | 0.20492 | 1 | 1 | Additions on Existing | 16.7836 | 1.9895 | 0.7037 | 0.080679 | 0 | 0 | 0.083415 | 0.039273 | 0.55175 | 0 | 0 | 0 | 0.0040339 | 0 | 0.59506 | 0.59015 | 0.0049119 | 1.0083 | 0.039407 | 0.55859 | 0 | 0 | 0 | 0.0040339 | 0 | 0.60203 | 0.59015 | 0.011884 | 1.0201 | 0.039713 | 0.56616 | 0 | 0 | 0 | 0.0040339 | 0 | 0.60991 | 0.59015 | 0.019763 | 1.0335 | per sf | 796.4427 | 2163138.3762 | 0.005 | 10745.7612 | 1167.7087 | 0 | 0 | 1207.3081 | 0 | 10658.8247 | 1158.2616 | 0 | 0 | 0 | 10451.3546 | 1135.7165 | 0 | 0 | 0 | 10745.7612 | 21404.5859 | 31855.9405 | 1167.7087 | 2325.9704 | 3461.6869 | 0 | 0 | 0 | 0 | 0 | 0 | 1207.3081 | 2404.8487 | 3579.0796 | 0 | 0 | 0 | 10745.7612 | 1167.7087 | 0 | 0 | 1207.3081 | 0 | 10658.8247 | 1158.2616 | 0 | 0 | 0 | 10451.3546 | 1135.7165 | 0 | 0 | 0 | 10745.7612 | 0 | 31855.9405 | 1167.7087 | 2325.9704 | 3461.6869 | 0 | 0 | 0 | 0 | 0 | 0 | 1207.3081 | 2404.8487 | 3579.0796 | 0 | 0 | 0 | 1210.4552 | 1220.5301 | 1210.4552 | 1116.607 | 1661.0916 | 1218.2014 | 1242.7319 | 1218.2014 | 1130.3782 | 1671.7216 | 1216.1755 | 1256.9022 | 1216.1755 | 1137.0187 | 1668.9415 | 2051.1049 | 2064.2308 | 2060.7978 | 0.00094349 | 0.0009388 | 0.00093413 | 72.1678 | 7.8423 | 0 | 0 | 8.1082 | 0 | 72.6296 | 7.8924 | 0 | 0 | 8.1601 | 0 | 72.5088 | 7.8793 | 0 | 0 | 8.1465 | 0 | 1443.356 | 1452.5926 | 1450.1768 | 156.845 | 157.8488 | 157.5862 | 0 | 0 | 0 | 0 | 0 | 0 | 162.164 | 163.2017 | 162.9303 | 72.1678 | 0 | 217.3063 | 7.8423 | 15.7347 | 23.614 | 0 | 0 | 0 | 0 | 0 | 0 | 8.1082 | 16.2683 | 24.4148 | 0 | 0 | 0 | 1 | 1 | 1 | 1 | 1 | 1 | 1 | 1.05 | -0.45494 | 0.56672 | 1.05 | -0.44797 | 0.57336 | 1.05 | -0.44009 | 0.58087 | 10745.7612 | 1167.7087 | 0 | 0 | 1207.3081 | 0 | 10658.8247 | 1158.2616 | 0 | 0 | 0 | 10451.3546 | 1135.7165 | 0 | 0 | 0 | 10745.7612 | 0 | 31855.9405 | 1167.7087 | 2325.9704 | 3461.6869 | 0 | 0 | 0 | 0 | 0 | 0 | 1207.3081 | 2404.8487 | 3579.0796 | 0 | 0 | 0 | 52421.5393 | 29708.5241 | 52421.5393 | 27178.9675 | 17473.8464 | 52440.194 | 30067.2836 | 52440.194 | 27348.9402 | 17480.0647 | 51895.7907 | 30144.5596 | 51895.7907 | 27269.3678 | 17298.5969 | 49925.2755 | 49943.0419 | 49424.5626 | 0.022965 | 0.022851 | 0.022737 | 1756.6128 | 190.8857 | 0 | 0 | 197.359 | 0 | 1757.238 | 190.9536 | 0 | 0 | 197.4293 | 0 | 1738.9953 | 188.9713 | 0 | 0 | 195.3797 | 0 | 35132.257 | 35144.7591 | 34779.9069 | 3817.7141 | 3819.0726 | 3779.4253 | 0 | 0 | 0 | 0 | 0 | 0 | 3947.1804 | 3948.585 | 3907.5931 | 1756.6128 | 0 | 5252.8461 | 190.8857 | 381.8393 | 570.8106 | 0 | 0 | 0 | 0 | 0 | 0 | 197.359 | 394.7883 | 590.1679 | 0 | 0 | 0 | 1.4 | -0.80494 | 0.42504 | 1.4 | -0.79797 | 0.43002 | 1.4 | -0.79009 | 0.43565 | 10745.7612 | 1167.7087 | 0 | 0 | 1207.3081 | 0 | 10658.8247 | 1158.2616 | 0 | 0 | 0 | 10451.3546 | 1135.7165 | 0 | 0 | 0 | 10745.7612 | 0 | 31855.9405 | 1167.7087 | 2325.9704 | 3461.6869 | 0 | 0 | 0 | 0 | 0 | 0 | 1207.3081 | 2404.8487 | 3579.0796 | 0 | 0 | 0 | 320679.2802 | 136302.39 | 320679.2802 | 124696.8115 | 0 | 318084.8851 | 136783.6537 | 318084.8851 | 124417.2243 | 0 | 311893.4818 | 135876.5063 | 311893.4818 | 122916.5888 | 0 | 229056.6287 | 227203.4894 | 222781.0585 | 0.10536 | 0.10484 | 0.10432 | 8059.3209 | 875.7816 | 0 | 0 | 905.4811 | 0 | 7994.1185 | 868.6962 | 0 | 0 | 898.1554 | 0 | 7838.516 | 851.7874 | 0 | 0 | 880.6732 | 0 | 161186.4183 | 159882.37 | 156770.3195 | 17515.6312 | 17373.9243 | 17035.7473 | 0 | 0 | 0 | 0 | 0 | 0 | 18109.6213 | 17963.1088 | 17613.4636 | 8059.3209 | 0 | 23891.9554 | 875.7816 | 1744.4778 | 2596.2651 | 0 | 0 | 0 | 0 | 0 | 0 | 905.4811 | 1803.6365 | 2684.3097 | 0 | 0 | 0
| 438 | Business | Campus/Education | Envelope | Gas | 02-302 | 02-302.05 | Insulation | [02-302]_Business_Envelope_Insulation - Attic/Roof _Flat Roof_ADD_Gas_per sf | R13.5 | R30 | ENGINEER | 0.035185 | 0.0038234 | 0 | 0 | 0 | 0 | 1.4 | 20 | 0.476 | 0.25758 | 0.40817 | 0.12932 | 0.20492 | 1 | 1 | Additions on Existing | 16.7836 | 1.9895 | 0.7037 | 0.080679 | 0 | 0 | 0.083415 | 0.039273 | 0.55175 | 0 | 0 | 0 | 0.0040339 | 0 | 0.59506 | 0.59015 | 0.0049119 | 1.0083 | 0.039407 | 0.55859 | 0 | 0 | 0 | 0.0040339 | 0 | 0.60203 | 0.59015 | 0.011884 | 1.0201 | 0.039713 | 0.56616 | 0 | 0 | 0 | 0.0040339 | 0 | 0.60991 | 0.59015 | 0.019763 | 1.0335 | per sf | 1086.6874 | 2467867.1518 | 0.005 | 12259.5537 | 1332.2079 | 0 | 0 | 1377.3857 | 0 | 12160.3701 | 1321.4299 | 0 | 0 | 0 | 11923.6731 | 1295.7088 | 0 | 0 | 0 | 12259.5537 | 24419.9238 | 36343.5969 | 1332.2079 | 2653.6378 | 3949.3466 | 0 | 0 | 0 | 0 | 0 | 0 | 1377.3857 | 2743.628 | 4083.2769 | 0 | 0 | 0 | 12259.5537 | 1332.2079 | 0 | 0 | 1377.3857 | 0 | 12160.3701 | 1321.4299 | 0 | 0 | 0 | 11923.6731 | 1295.7088 | 0 | 0 | 0 | 12259.5537 | 0 | 36343.5969 | 1332.2079 | 2653.6378 | 3949.3466 | 0 | 0 | 0 | 0 | 0 | 0 | 1377.3857 | 2743.628 | 4083.2769 | 0 | 0 | 0 | 1263.2449 | 1273.7591 | 1263.2449 | 1123.5087 | 1733.5342 | 1272.0973 | 1297.713 | 1272.0973 | 1138.103 | 1745.6822 | 1270.9284 | 1313.4886 | 1270.9284 | 1145.7249 | 1744.0781 | 2140.5565 | 2155.5567 | 2153.5761 | 0.00086306 | 0.00085876 | 0.00085449 | 75.3151 | 8.1843 | 0 | 0 | 8.4618 | 0 | 75.8429 | 8.2416 | 0 | 0 | 8.5211 | 0 | 75.7732 | 8.234 | 0 | 0 | 8.5133 | 0 | 1506.3028 | 1516.8584 | 1515.4646 | 163.6853 | 164.8323 | 164.6809 | 0 | 0 | 0 | 0 | 0 | 0 | 169.2362 | 170.4221 | 170.2655 | 75.3151 | 0 | 226.9313 | 8.1843 | 16.4259 | 24.6599 | 0 | 0 | 0 | 0 | 0 | 0 | 8.4618 | 16.9829 | 25.4962 | 0 | 0 | 0 | 1 | 1 | 1 | 1 | 1 | 1 | 1 | 1.05 | -0.45494 | 0.56672 | 1.05 | -0.44797 | 0.57336 | 1.05 | -0.44009 | 0.58087 | 12259.5537 | 1332.2079 | 0 | 0 | 1377.3857 | 0 | 12160.3701 | 1321.4299 | 0 | 0 | 0 | 11923.6731 | 1295.7088 | 0 | 0 | 0 | 12259.5537 | 0 | 36343.5969 | 1332.2079 | 2653.6378 | 3949.3466 | 0 | 0 | 0 | 0 | 0 | 0 | 1377.3857 | 2743.628 | 4083.2769 | 0 | 0 | 0 | 56983.8487 | 32294.0926 | 56983.8487 | 28484.7363 | 18994.6162 | 56983.3688 | 32672.1734 | 56983.3688 | 28653.7145 | 18994.4563 | 56424.8985 | 32775.3695 | 56424.8985 | 28589.1744 | 18808.2995 | 54270.3321 | 54269.8751 | 53737.9986 | 0.021881 | 0.021773 | 0.021664 | 1909.493 | 207.4987 | 0 | 0 | 214.5354 | 0 | 1909.4769 | 207.497 | 0 | 0 | 214.5336 | 0 | 1890.7629 | 205.4634 | 0 | 0 | 212.431 | 0 | 38189.8594 | 38189.5378 | 37815.258 | 4149.9743 | 4149.9393 | 4109.2675 | 0 | 0 | 0 | 0 | 0 | 0 | 4290.7082 | 4290.6721 | 4248.621 | 1909.493 | 0 | 5709.7328 | 207.4987 | 414.9957 | 620.4591 | 0 | 0 | 0 | 0 | 0 | 0 | 214.5354 | 429.069 | 641.5001 | 0 | 0 | 0 | 1.4 | -0.80494 | 0.42504 | 1.4 | -0.79797 | 0.43002 | 1.4 | -0.79009 | 0.43565 | 12259.5537 | 1332.2079 | 0 | 0 | 1377.3857 | 0 | 12160.3701 | 1321.4299 | 0 | 0 | 0 | 11923.6731 | 1295.7088 | 0 | 0 | 0 | 12259.5537 | 0 | 36343.5969 | 1332.2079 | 2653.6378 | 3949.3466 | 0 | 0 | 0 | 0 | 0 | 0 | 1377.3857 | 2743.628 | 4083.2769 | 0 | 0 | 0 | 365854.4782 | 155503.7785 | 365854.4782 | 137160.8169 | 0 | 362894.6017 | 156052.8396 | 362894.6017 | 136859.3836 | 0 | 355830.994 | 155017.8991 | 355830.994 | 135218.4225 | 0 | 261324.6273 | 259210.4298 | 254164.9957 | 0.10536 | 0.10484 | 0.10432 | 9194.6653 | 999.1559 | 0 | 0 | 1033.0393 | 0 | 9120.2776 | 991.0724 | 0 | 0 | 1024.6817 | 0 | 8942.7548 | 971.7816 | 0 | 0 | 1004.7367 | 0 | 183893.3058 | 182405.5518 | 178855.096 | 19983.1186 | 19821.449 | 19435.6319 | 0 | 0 | 0 | 0 | 0 | 0 | 20660.7862 | 20493.634 | 20094.7331 | 9194.6653 | 0 | 27257.6977 | 999.1559 | 1990.2284 | 2962.01 | 0 | 0 | 0 | 0 | 0 | 0 | 1033.0393 | 2057.721 | 3062.4577 | 0 | 0 | 0
| 439 | Business | Warehouse | Envelope | Gas | 02-302 | 02-302.06 | Insulation | [02-302]_Business_Envelope_Insulation - Attic/Roof _Flat Roof_ADD_Gas_per sf | R13.5 | R30 | ENGINEER | 0.043181 | 0.0046924 | 0 | 0 | 0 | 0 | 1.4 | 20 | 0.476 | 0.25758 | 0.40817 | 0.12932 | 0.20492 | 1 | 1 | Additions on Existing | 13.6756 | 1.6211 | 0.86363 | 0.099015 | 0 | 0 | 0.10237 | 0.048199 | 0.67715 | 0 | 0 | 0 | 0.0049507 | 0 | 0.7303 | 0.59015 | 0.14015 | 1.2375 | 0.048363 | 0.68554 | 0 | 0 | 0 | 0.0049507 | 0 | 0.73886 | 0.59015 | 0.14871 | 1.252 | 0.048738 | 0.69484 | 0 | 0 | 0 | 0.0049507 | 0 | 0.74853 | 0.59015 | 0.15838 | 1.2684 | per sf | 1102.3398 | 2288457.3839 | 0.005 | 13952.0106 | 1516.122 | 0 | 0 | 1567.5367 | 0 | 13839.1345 | 1503.8561 | 0 | 0 | 0 | 13569.7609 | 1474.5841 | 0 | 0 | 0 | 13952.0106 | 27791.145 | 41360.9059 | 1516.122 | 3019.9781 | 4494.5621 | 0 | 0 | 0 | 0 | 0 | 0 | 1567.5367 | 3122.3916 | 4646.9817 | 0 | 0 | 0 | 13952.0106 | 1516.122 | 0 | 0 | 1567.5367 | 0 | 13839.1345 | 1503.8561 | 0 | 0 | 0 | 13569.7609 | 1474.5841 | 0 | 0 | 0 | 13952.0106 | 0 | 41360.9059 | 1516.122 | 3019.9781 | 4494.5621 | 0 | 0 | 0 | 0 | 0 | 0 | 1567.5367 | 3122.3916 | 4646.9817 | 0 | 0 | 0 | 7712.5874 | 9544.2308 | 7712.5874 | 8447.3763 | 10583.8813 | 7748.5122 | 9701.0278 | 7748.5122 | 8537.1767 | 10633.1804 | 7713.9244 | 9784.1187 | 7713.9244 | 8563.9141 | 10585.716 | 13068.9062 | 13129.7804 | 13071.1717 | 0.0056824 | 0.0056541 | 0.005626 | 564.3336 | 61.3244 | 0 | 0 | 63.404 | 0 | 566.9622 | 61.61 | 0 | 0 | 63.6994 | 0 | 564.4314 | 61.335 | 0 | 0 | 63.415 | 0 | 11286.672 | 11339.2447 | 11288.6286 | 1226.4879 | 1232.2008 | 1226.7005 | 0 | 0 | 0 | 0 | 0 | 0 | 1268.0805 | 1273.9872 | 1268.3003 | 564.3336 | 0 | 1695.7273 | 61.3244 | 122.9344 | 184.2695 | 0 | 0 | 0 | 0 | 0 | 0 | 63.404 | 127.1034 | 190.5184 | 0 | 0 | 0 | 1 | 1 | 1 | 1 | 1 | 1 | 1 | 1.05 | -0.3197 | 0.69552 | 1.05 | -0.31114 | 0.70367 | 1.05 | -0.30147 | 0.71288 | 13952.0106 | 1516.122 | 0 | 0 | 1567.5367 | 0 | 13839.1345 | 1503.8561 | 0 | 0 | 0 | 13569.7609 | 1474.5841 | 0 | 0 | 0 | 13952.0106 | 0 | 41360.9059 | 1516.122 | 3019.9781 | 4494.5621 | 0 | 0 | 0 | 0 | 0 | 0 | 1567.5367 | 3122.3916 | 4646.9817 | 0 | 0 | 0 | 117556.1889 | 81763.2017 | 117556.1889 | 72366.705 | 39185.3963 | 117080.1874 | 82386.1858 | 117080.1874 | 72502.1558 | 39026.7291 | 115389.9426 | 82259.4592 | 115389.9426 | 72000.6538 | 38463.3142 | 111958.2752 | 111504.9404 | 109895.1834 | 0.04868 | 0.048437 | 0.048196 | 4834.5145 | 525.3518 | 0 | 0 | 543.1675 | 0 | 4814.9389 | 523.2246 | 0 | 0 | 540.9682 | 0 | 4745.4273 | 515.671 | 0 | 0 | 533.1584 | 0 | 96690.2901 | 96298.7775 | 94908.5465 | 10507.0357 | 10464.4913 | 10313.4192 | 0 | 0 | 0 | 0 | 0 | 0 | 10863.3503 | 10819.3631 | 10663.1678 | 4834.5145 | 0 | 14394.8807 | 525.3518 | 1048.5764 | 1564.2473 | 0 | 0 | 0 | 0 | 0 | 0 | 543.1675 | 1084.1357 | 1617.2941 | 0 | 0 | 0 | 1.4 | -0.6697 | 0.52164 | 1.4 | -0.66114 | 0.52775 | 1.4 | -0.65147 | 0.53466 | 13952.0106 | 1516.122 | 0 | 0 | 1567.5367 | 0 | 13839.1345 | 1503.8561 | 0 | 0 | 0 | 13569.7609 | 1474.5841 | 0 | 0 | 0 | 13952.0106 | 0 | 41360.9059 | 1516.122 | 3019.9781 | 4494.5621 | 0 | 0 | 0 | 0 | 0 | 0 | 1567.5367 | 3122.3916 | 4646.9817 | 0 | 0 | 0 | 361874.6415 | 188769.4911 | 361874.6415 | 167075.479 | 0 | 358946.9631 | 189436.0085 | 358946.9631 | 166709.0044 | 0 | 351960.1948 | 188179.6713 | 351960.1948 | 164711.2623 | 0 | 258481.8868 | 256390.6879 | 251400.1391 | 0.11239 | 0.11183 | 0.11127 | 11161.6084 | 1212.8976 | 0 | 0 | 1254.0294 | 0 | 11071.3076 | 1203.0849 | 0 | 0 | 1243.8839 | 0 | 10855.8087 | 1179.6673 | 0 | 0 | 1219.6721 | 0 | 223232.169 | 221426.1513 | 217116.1741 | 24257.9516 | 24061.6973 | 23593.3453 | 0 | 0 | 0 | 0 | 0 | 0 | 25080.5873 | 24877.6775 | 24393.4428 | 11161.6084 | 0 | 33088.7247 | 1212.8976 | 2415.9824 | 3595.6497 | 0 | 0 | 0 | 0 | 0 | 0 | 1254.0294 | 2497.9132 | 3717.5854 | 0 | 0 | 0
| 440 | Business | Lodging | Envelope | Gas | 02-302 | 02-302.07 | Insulation | [02-302]_Business_Envelope_Insulation - Attic/Roof _Flat Roof_ADD_Gas_per sf | R13.5 | R30 | ENGINEER | 0.035185 | 0.0038234 | 0 | 0 | 0 | 0 | 1.4 | 20 | 0.476 | 0.25758 | 0.40817 | 0.12932 | 0.20492 | 1 | 1 | Additions on Existing | 16.7836 | 1.9895 | 0.7037 | 0.080679 | 0 | 0 | 0.083415 | 0.039273 | 0.55175 | 0 | 0 | 0 | 0.0040339 | 0 | 0.59506 | 0.51507 | 0.079994 | 1.1553 | 0.039407 | 0.55859 | 0 | 0 | 0 | 0.0040339 | 0 | 0.60203 | 0.51507 | 0.086966 | 1.1688 | 0.039713 | 0.56616 | 0 | 0 | 0 | 0.0040339 | 0 | 0.60991 | 0.51507 | 0.094845 | 1.1841 | per sf | 407.733 | 1168970.5233 | 0.005 | 5807.0617 | 631.0355 | 0 | 0 | 652.4352 | 0 | 5760.0808 | 625.9302 | 0 | 0 | 0 | 5647.963 | 613.7467 | 0 | 0 | 0 | 5807.0617 | 11567.1426 | 17215.1055 | 631.0355 | 1256.9657 | 1870.7124 | 0 | 0 | 0 | 0 | 0 | 0 | 652.4352 | 1299.5919 | 1934.152 | 0 | 0 | 0 | 5807.0617 | 631.0355 | 0 | 0 | 652.4352 | 0 | 5760.0808 | 625.9302 | 0 | 0 | 0 | 5647.963 | 613.7467 | 0 | 0 | 0 | 5807.0617 | 0 | 17215.1055 | 631.0355 | 1256.9657 | 1870.7124 | 0 | 0 | 0 | 0 | 0 | 0 | 652.4352 | 1299.5919 | 1934.152 | 0 | 0 | 0 | 1229.3754 | 1420.3078 | 1229.3754 | 1205.069 | 2112.1893 | 1234.3675 | 1442.783 | 1234.3675 | 1217.2101 | 2120.7663 | 1230.0046 | 1456.499 | 1230.0046 | 1222.2505 | 2113.2704 | 2386.832 | 2396.5241 | 2388.0536 | 0.0020317 | 0.0020216 | 0.0020115 | 83.9803 | 9.1259 | 0 | 0 | 9.4354 | 0 | 84.3213 | 9.1629 | 0 | 0 | 9.4737 | 0 | 84.0233 | 9.1306 | 0 | 0 | 9.4402 | 0 | 1679.6061 | 1686.4264 | 1680.4657 | 182.5176 | 183.2588 | 182.611 | 0 | 0 | 0 | 0 | 0 | 0 | 188.7071 | 189.4734 | 188.8037 | 83.9803 | 0 | 252.3249 | 9.1259 | 18.2888 | 27.4194 | 0 | 0 | 0 | 0 | 0 | 0 | 9.4354 | 18.909 | 28.3492 | 0 | 0 | 0 | 1 | 1 | 1 | 1 | 1 | 1 | 1 | 1.05 | -0.45494 | 0.56672 | 1.05 | -0.44797 | 0.57336 | 1.05 | -0.44009 | 0.58087 | 5807.0617 | 631.0355 | 0 | 0 | 652.4352 | 0 | 5760.0808 | 625.9302 | 0 | 0 | 0 | 5647.963 | 613.7467 | 0 | 0 | 0 | 5807.0617 | 0 | 17215.1055 | 631.0355 | 1256.9657 | 1870.7124 | 0 | 0 | 0 | 0 | 0 | 0 | 652.4352 | 1299.5919 | 1934.152 | 0 | 0 | 0 | 49874.8711 | 28265.2671 | 49874.8711 | 23981.843 | 16624.957 | 49696.1637 | 28493.9573 | 49696.1637 | 24039.0503 | 16565.3879 | 49030.133 | 28479.9932 | 49030.133 | 23899.5622 | 16343.3777 | 47499.8772 | 47329.6797 | 46695.3648 | 0.040432 | 0.040231 | 0.04003 | 1671.2756 | 181.6124 | 0 | 0 | 187.7712 | 0 | 1665.2872 | 180.9616 | 0 | 0 | 187.0984 | 0 | 1642.969 | 178.5364 | 0 | 0 | 184.5909 | 0 | 33425.5119 | 33305.7445 | 32859.3791 | 3632.2473 | 3619.2326 | 3570.7274 | 0 | 0 | 0 | 0 | 0 | 0 | 3755.4241 | 3741.968 | 3691.8179 | 1671.2756 | 0 | 4979.5318 | 181.6124 | 362.574 | 541.1104 | 0 | 0 | 0 | 0 | 0 | 0 | 187.7712 | 374.8696 | 559.4605 | 0 | 0 | 0 | 1.4 | -0.80494 | 0.42504 | 1.4 | -0.79797 | 0.43002 | 1.4 | -0.79009 | 0.43565 | 5807.0617 | 631.0355 | 0 | 0 | 652.4352 | 0 | 5760.0808 | 625.9302 | 0 | 0 | 0 | 5647.963 | 613.7467 | 0 | 0 | 0 | 5807.0617 | 0 | 17215.1055 | 631.0355 | 1256.9657 | 1870.7124 | 0 | 0 | 0 | 0 | 0 | 0 | 652.4352 | 1299.5919 | 1934.152 | 0 | 0 | 0 | 184849.756 | 78569.0411 | 184849.756 | 66662.3952 | 0 | 183354.264 | 78846.4568 | 183354.264 | 66519.1543 | 0 | 179785.3419 | 78323.5481 | 179785.3419 | 65726.7892 | 0 | 132035.54 | 130967.3314 | 128418.1013 | 0.11239 | 0.11183 | 0.11127 | 4645.6494 | 504.8284 | 0 | 0 | 521.9481 | 0 | 4608.0646 | 500.7442 | 0 | 0 | 517.7254 | 0 | 4518.3704 | 490.9974 | 0 | 0 | 507.6481 | 0 | 92912.9879 | 92161.293 | 90367.4079 | 10096.568 | 10014.8836 | 9819.9476 | 0 | 0 | 0 | 0 | 0 | 0 | 10438.9628 | 10354.5083 | 10152.9617 | 4645.6494 | 0 | 13772.0844 | 504.8284 | 1005.5726 | 1496.57 | 0 | 0 | 0 | 0 | 0 | 0 | 521.9481 | 1039.6736 | 1547.3216 | 0 | 0 | 0
| 441 | Business | Other Commercial | Envelope | Gas | 02-302 | 02-302.08 | Insulation | [02-302]_Business_Envelope_Insulation - Attic/Roof _Flat Roof_ADD_Gas_per sf | R13.5 | R30 | ENGINEER | 0.035185 | 0.0038234 | 0 | 0 | 0 | 0 | 1.4 | 20 | 0.476 | 0.25758 | 0.40817 | 0.12932 | 0.20492 | 1 | 1 | Additions on Existing | 16.7836 | 1.9895 | 0.7037 | 0.080679 | 0 | 0 | 0.083415 | 0.039273 | 0.55175 | 0 | 0 | 0 | 0.0040339 | 0 | 0.59506 | 0.51507 | 0.079994 | 1.1553 | 0.039407 | 0.55859 | 0 | 0 | 0 | 0.0040339 | 0 | 0.60203 | 0.51507 | 0.086966 | 1.1688 | 0.039713 | 0.56616 | 0 | 0 | 0 | 0.0040339 | 0 | 0.60991 | 0.51507 | 0.094845 | 1.1841 | per sf | 221.7878 | 842793.5479 | 0.005 | 4186.7216 | 454.9581 | 0 | 0 | 470.3867 | 0 | 4152.8497 | 451.2774 | 0 | 0 | 0 | 4072.0161 | 442.4934 | 0 | 0 | 0 | 4186.7216 | 8339.5714 | 12411.5875 | 454.9581 | 906.2355 | 1348.7289 | 0 | 0 | 0 | 0 | 0 | 0 | 470.3867 | 936.9678 | 1394.467 | 0 | 0 | 0 | 4186.7216 | 454.9581 | 0 | 0 | 470.3867 | 0 | 4152.8497 | 451.2774 | 0 | 0 | 0 | 4072.0161 | 442.4934 | 0 | 0 | 0 | 4186.7216 | 0 | 12411.5875 | 454.9581 | 906.2355 | 1348.7289 | 0 | 0 | 0 | 0 | 0 | 0 | 470.3867 | 936.9678 | 1394.467 | 0 | 0 | 0 | 904.4755 | 1044.9481 | 904.4755 | 894.4483 | 1553.9789 | 908.0333 | 1061.3492 | 908.0333 | 903.3445 | 1560.0916 | 904.6729 | 1071.2603 | 904.6729 | 906.9322 | 1554.3181 | 1756.0389 | 1762.9463 | 1756.4221 | 0.0020732 | 0.0020629 | 0.0020526 | 61.7859 | 6.7141 | 0 | 0 | 6.9418 | 0 | 62.029 | 6.7405 | 0 | 0 | 6.9691 | 0 | 61.7994 | 6.7156 | 0 | 0 | 6.9433 | 0 | 1235.7189 | 1240.5797 | 1235.9887 | 134.2818 | 134.81 | 134.3111 | 0 | 0 | 0 | 0 | 0 | 0 | 138.8355 | 139.3816 | 138.8658 | 61.7859 | 0 | 185.6144 | 6.7141 | 13.4546 | 20.1701 | 0 | 0 | 0 | 0 | 0 | 0 | 6.9418 | 13.9109 | 20.8542 | 0 | 0 | 0 | 1 | 1 | 1 | 1 | 1 | 1 | 1 | 1.05 | -0.45494 | 0.56672 | 1.05 | -0.44797 | 0.57336 | 1.05 | -0.44009 | 0.58087 | 4186.7216 | 454.9581 | 0 | 0 | 470.3867 | 0 | 4152.8497 | 451.2774 | 0 | 0 | 0 | 4072.0161 | 442.4934 | 0 | 0 | 0 | 4186.7216 | 0 | 12411.5875 | 454.9581 | 906.2355 | 1348.7289 | 0 | 0 | 0 | 0 | 0 | 0 | 470.3867 | 936.9678 | 1394.467 | 0 | 0 | 0 | 36203.1071 | 20517.1556 | 36203.1071 | 17562.1499 | 12067.7024 | 36091.1263 | 20693.3279 | 36091.1263 | 17612.6798 | 12030.3754 | 35604.0934 | 20681.2479 | 35604.0934 | 17508.8068 | 11868.0311 | 34479.1496 | 34372.5012 | 33908.6603 | 0.040707 | 0.040504 | 0.040303 | 1213.1434 | 131.8286 | 0 | 0 | 136.2991 | 0 | 1209.391 | 131.4208 | 0 | 0 | 135.8775 | 0 | 1193.0708 | 129.6473 | 0 | 0 | 134.0439 | 0 | 24262.8675 | 24187.8194 | 23861.416 | 2636.571 | 2628.4158 | 2592.9465 | 0 | 0 | 0 | 0 | 0 | 0 | 2725.9824 | 2717.5506 | 2680.8785 | 1213.1434 | 0 | 3615.6051 | 131.8286 | 263.2493 | 392.8967 | 0 | 0 | 0 | 0 | 0 | 0 | 136.2991 | 272.1767 | 406.2206 | 0 | 0 | 0 | 1.4 | -0.80494 | 0.42504 | 1.4 | -0.79797 | 0.43002 | 1.4 | -0.79009 | 0.43565 | 4186.7216 | 454.9581 | 0 | 0 | 470.3867 | 0 | 4152.8497 | 451.2774 | 0 | 0 | 0 | 4072.0161 | 442.4934 | 0 | 0 | 0 | 4186.7216 | 0 | 12411.5875 | 454.9581 | 906.2355 | 1348.7289 | 0 | 0 | 0 | 0 | 0 | 0 | 470.3867 | 936.9678 | 1394.467 | 0 | 0 | 0 | 133271.2661 | 56645.98 | 133271.2661 | 48487.4811 | 0 | 132193.0601 | 56845.9886 | 132193.0601 | 48383.2373 | 0 | 129619.9717 | 56468.9868 | 129619.9717 | 47806.8144 | 0 | 95193.7615 | 94423.6144 | 92585.6941 | 0.11239 | 0.11183 | 0.11127 | 3349.3773 | 363.9665 | 0 | 0 | 376.3093 | 0 | 3322.2798 | 361.0219 | 0 | 0 | 373.2649 | 0 | 3257.6129 | 353.9947 | 0 | 0 | 365.9994 | 0 | 66987.546 | 66445.596 | 65152.2573 | 7279.3301 | 7220.4381 | 7079.8949 | 0 | 0 | 0 | 0 | 0 | 0 | 7526.1868 | 7465.2976 | 7319.9883 | 3349.3773 | 0 | 9929.27 | 363.9665 | 724.9884 | 1078.9832 | 0 | 0 | 0 | 0 | 0 | 0 | 376.3093 | 749.5742 | 1115.5736 | 0 | 0 | 0
| 442 | Business | Food Sales | Envelope | Gas | 02-302 | 02-302.09 | Insulation | [02-302]_Business_Envelope_Insulation - Attic/Roof _Flat Roof_ADD_Gas_per sf | R13.5 | R30 | ENGINEER | 0.035185 | 0.0038234 | 0 | 0 | 0 | 0 | 1.4 | 20 | 0.476 | 0.25758 | 0.40817 | 0.12932 | 0.20492 | 1 | 1 | Additions on Existing | 16.7836 | 1.9895 | 0.7037 | 0.080679 | 0 | 0 | 0.083415 | 0.039273 | 0.55175 | 0 | 0 | 0 | 0.0040339 | 0 | 0.59506 | 0.51507 | 0.079994 | 1.1553 | 0.039407 | 0.55859 | 0 | 0 | 0 | 0.0040339 | 0 | 0.60203 | 0.51507 | 0.086966 | 1.1688 | 0.039713 | 0.56616 | 0 | 0 | 0 | 0.0040339 | 0 | 0.60991 | 0.51507 | 0.094845 | 1.1841 | per sf | 366.3329 | 657933.929 | 0.005 | 3268.3997 | 355.1669 | 0 | 0 | 367.2113 | 0 | 3241.9574 | 352.2935 | 0 | 0 | 0 | 3178.8539 | 345.4363 | 0 | 0 | 0 | 3268.3997 | 6510.3571 | 9689.211 | 355.1669 | 707.4604 | 1052.8967 | 0 | 0 | 0 | 0 | 0 | 0 | 367.2113 | 731.4518 | 1088.6025 | 0 | 0 | 0 | 3268.3997 | 355.1669 | 0 | 0 | 367.2113 | 0 | 3241.9574 | 352.2935 | 0 | 0 | 0 | 3178.8539 | 345.4363 | 0 | 0 | 0 | 3268.3997 | 0 | 9689.211 | 355.1669 | 707.4604 | 1052.8967 | 0 | 0 | 0 | 0 | 0 | 0 | 367.2113 | 731.4518 | 1088.6025 | 0 | 0 | 0 | 151.7203 | 175.2838 | 151.7203 | 148.1912 | 260.6706 | 153.1811 | 179.0448 | 153.1811 | 150.5148 | 263.1804 | 152.862 | 181.0101 | 152.862 | 151.3591 | 262.6321 | 294.565 | 297.401 | 296.7815 | 0.00044548 | 0.00044327 | 0.00044106 | 10.3642 | 1.1262 | 0 | 0 | 1.1644 | 0 | 10.464 | 1.1371 | 0 | 0 | 1.1757 | 0 | 10.4422 | 1.1347 | 0 | 0 | 1.1732 | 0 | 207.2844 | 209.2802 | 208.8442 | 22.525 | 22.7418 | 22.6945 | 0 | 0 | 0 | 0 | 0 | 0 | 23.2888 | 23.5131 | 23.4641 | 10.3642 | 0 | 31.2704 | 1.1262 | 2.2633 | 3.3981 | 0 | 0 | 0 | 0 | 0 | 0 | 1.1644 | 2.3401 | 3.5133 | 0 | 0 | 0 | 1 | 1 | 1 | 1 | 1 | 1 | 1 | 1.05 | -0.45494 | 0.56672 | 1.05 | -0.44797 | 0.57336 | 1.05 | -0.44009 | 0.58087 | 3268.3997 | 355.1669 | 0 | 0 | 367.2113 | 0 | 3241.9574 | 352.2935 | 0 | 0 | 0 | 3178.8539 | 345.4363 | 0 | 0 | 0 | 3268.3997 | 0 | 9689.211 | 355.1669 | 707.4604 | 1052.8967 | 0 | 0 | 0 | 0 | 0 | 0 | 367.2113 | 731.4518 | 1088.6025 | 0 | 0 | 0 | 14318.8242 | 8114.8158 | 14318.8242 | 6860.557 | 4772.9414 | 14327.3706 | 8214.7888 | 14327.3706 | 6905.7973 | 4775.7902 | 14197.2776 | 8246.7321 | 14197.2776 | 6895.8449 | 4732.4259 | 13636.9754 | 13645.1149 | 13521.2168 | 0.020624 | 0.020521 | 0.020419 | 479.8148 | 52.14 | 0 | 0 | 53.9082 | 0 | 480.1012 | 52.1711 | 0 | 0 | 53.9403 | 0 | 475.7419 | 51.6974 | 0 | 0 | 53.4506 | 0 | 9596.296 | 9602.0238 | 9514.8371 | 1042.7999 | 1043.4223 | 1033.948 | 0 | 0 | 0 | 0 | 0 | 0 | 1078.1633 | 1078.8069 | 1069.0113 | 479.8148 | 0 | 1435.6578 | 52.14 | 104.3111 | 156.0085 | 0 | 0 | 0 | 0 | 0 | 0 | 53.9082 | 107.8485 | 161.2991 | 0 | 0 | 0 | 1.4 | -0.80494 | 0.42504 | 1.4 | -0.79797 | 0.43002 | 1.4 | -0.79009 | 0.43565 | 3268.3997 | 355.1669 | 0 | 0 | 367.2113 | 0 | 3241.9574 | 352.2935 | 0 | 0 | 0 | 3178.8539 | 345.4363 | 0 | 0 | 0 | 3268.3997 | 0 | 9689.211 | 355.1669 | 707.4604 | 1052.8967 | 0 | 0 | 0 | 0 | 0 | 0 | 367.2113 | 731.4518 | 1088.6025 | 0 | 0 | 0 | 97536.8849 | 41457.3418 | 97536.8849 | 35049.5275 | 0 | 96747.7811 | 41603.7216 | 96747.7811 | 34974.3466 | 0 | 94864.6218 | 41327.8062 | 94864.6218 | 34557.9486 | 0 | 69669.2035 | 69105.558 | 67760.4441 | 0.10536 | 0.10484 | 0.10432 | 2451.2998 | 266.3752 | 0 | 0 | 275.4085 | 0 | 2431.468 | 264.2201 | 0 | 0 | 273.1804 | 0 | 2384.1404 | 259.0772 | 0 | 0 | 267.863 | 0 | 49025.996 | 48629.3605 | 47682.8082 | 5327.5039 | 5284.4027 | 5181.5438 | 0 | 0 | 0 | 0 | 0 | 0 | 5508.1702 | 5463.6074 | 5357.2603 | 2451.2998 | 0 | 7266.9082 | 266.3752 | 530.5953 | 789.6725 | 0 | 0 | 0 | 0 | 0 | 0 | 275.4085 | 548.5889 | 816.4519 | 0 | 0 | 0
| 443 | Business | Manufacturing/Industrial | Envelope | Gas | 02-302 | 02-302.10 | Insulation | [02-302]_Business_Envelope_Insulation - Attic/Roof _Flat Roof_ADD_Gas_per sf | R13.5 | R30 | ENGINEER | 0.043181 | 0.0046924 | 0 | 0 | 0 | 0 | 1.4 | 20 | 0.476 | 0.25758 | 0.40817 | 0.12932 | 0.20492 | 1 | 1 | Additions on Existing | 13.6756 | 1.6211 | 0.86363 | 0.099015 | 0 | 0 | 0.10237 | 0.048199 | 0.67715 | 0 | 0 | 0 | 0.0049507 | 0 | 0.7303 | 0.59015 | 0.14015 | 1.2375 | 0.048363 | 0.68554 | 0 | 0 | 0 | 0.0049507 | 0 | 0.73886 | 0.59015 | 0.14871 | 1.252 | 0.048738 | 0.69484 | 0 | 0 | 0 | 0.0049507 | 0 | 0.74853 | 0.59015 | 0.15838 | 1.2684 | per sf | 1093.3649 | 4529810.9538 | 0.005 | 27616.8439 | 3001.0373 | 0 | 0 | 3102.8085 | 0 | 27393.415 | 2976.758 | 0 | 0 | 0 | 26860.2124 | 2918.8165 | 0 | 0 | 0 | 27616.8439 | 55010.2589 | 81870.4713 | 3001.0373 | 5977.7952 | 8896.6117 | 0 | 0 | 0 | 0 | 0 | 0 | 3102.8085 | 6180.5142 | 9198.3136 | 0 | 0 | 0 | 27616.8439 | 3001.0373 | 0 | 0 | 3102.8085 | 0 | 27393.415 | 2976.758 | 0 | 0 | 0 | 26860.2124 | 2918.8165 | 0 | 0 | 0 | 27616.8439 | 0 | 81870.4713 | 3001.0373 | 5977.7952 | 8896.6117 | 0 | 0 | 0 | 0 | 0 | 0 | 3102.8085 | 6180.5142 | 9198.3136 | 0 | 0 | 0 | 17633.0859 | 21820.7239 | 17633.0859 | 20732.8689 | 24197.6496 | 17694.2422 | 22152.9413 | 17694.2422 | 20926.5281 | 24281.5736 | 17590.5718 | 22311.3727 | 17590.5718 | 20959.5206 | 24139.3081 | 29879.0967 | 29982.7256 | 29807.0571 | 0.0065633 | 0.0065306 | 0.0064981 | 1290.2211 | 140.2043 | 0 | 0 | 144.959 | 0 | 1294.6959 | 140.6906 | 0 | 0 | 145.4617 | 0 | 1287.1103 | 139.8663 | 0 | 0 | 144.6095 | 0 | 25804.4216 | 25893.9183 | 25742.2061 | 2804.0869 | 2813.8123 | 2797.3262 | 0 | 0 | 0 | 0 | 0 | 0 | 2899.1791 | 2909.2343 | 2892.1891 | 1290.2211 | 0 | 3872.0273 | 140.2043 | 280.895 | 420.7613 | 0 | 0 | 0 | 0 | 0 | 0 | 144.959 | 290.4207 | 435.0301 | 0 | 0 | 0 | 1 | 1 | 1 | 1 | 1 | 1 | 1 | 1.05 | -0.3197 | 0.69552 | 1.05 | -0.31114 | 0.70367 | 1.05 | -0.30147 | 0.71288 | 27616.8439 | 3001.0373 | 0 | 0 | 3102.8085 | 0 | 27393.415 | 2976.758 | 0 | 0 | 0 | 26860.2124 | 2918.8165 | 0 | 0 | 0 | 27616.8439 | 0 | 81870.4713 | 3001.0373 | 5977.7952 | 8896.6117 | 0 | 0 | 0 | 0 | 0 | 0 | 3102.8085 | 6180.5142 | 9198.3136 | 0 | 0 | 0 | 244012.5371 | 169716.6816 | 244012.5371 | 161255.5901 | 81337.5124 | 242910.0928 | 170929.3132 | 242910.0928 | 161466.4627 | 80970.0309 | 239339.2199 | 170620.7175 | 239339.2199 | 160282.7618 | 79779.74 | 232392.8925 | 231342.9455 | 227942.1141 | 0.051048 | 0.050794 | 0.050541 | 10035.0493 | 1090.4779 | 0 | 0 | 1127.4582 | 0 | 9989.7111 | 1085.5511 | 0 | 0 | 1122.3643 | 0 | 9842.8585 | 1069.5931 | 0 | 0 | 1105.8651 | 0 | 200700.9857 | 199794.2221 | 196857.1693 | 21809.5574 | 21711.0222 | 21391.8617 | 0 | 0 | 0 | 0 | 0 | 0 | 22549.1631 | 22447.2864 | 22117.3025 | 10035.0493 | 0 | 29867.6189 | 1090.4779 | 2176.029 | 3245.6221 | 0 | 0 | 0 | 0 | 0 | 0 | 1127.4582 | 2249.8225 | 3355.6876 | 0 | 0 | 0 | 1.4 | -0.6697 | 0.52164 | 1.4 | -0.66114 | 0.52775 | 1.4 | -0.65147 | 0.53466 | 27616.8439 | 3001.0373 | 0 | 0 | 3102.8085 | 0 | 27393.415 | 2976.758 | 0 | 0 | 0 | 26860.2124 | 2918.8165 | 0 | 0 | 0 | 27616.8439 | 0 | 81870.4713 | 3001.0373 | 5977.7952 | 8896.6117 | 0 | 0 | 0 | 0 | 0 | 0 | 3102.8085 | 6180.5142 | 9198.3136 | 0 | 0 | 0 | 716300.7388 | 373653.499 | 716300.7388 | 355025.2982 | 0 | 710505.6432 | 374972.8146 | 710505.6432 | 354213.8728 | 0 | 696675.9166 | 372485.9997 | 696675.9166 | 349916.9717 | 0 | 511643.3849 | 507504.0308 | 497625.6547 | 0.11239 | 0.11183 | 0.11127 | 22093.4751 | 2400.8298 | 0 | 0 | 2482.2468 | 0 | 21914.732 | 2381.4064 | 0 | 0 | 2462.1646 | 0 | 21488.17 | 2335.0532 | 0 | 0 | 2414.2395 | 0 | 441869.5018 | 438294.6402 | 429763.399 | 48016.5966 | 47628.1274 | 46701.0637 | 0 | 0 | 0 | 0 | 0 | 0 | 49644.9354 | 49243.2924 | 48284.7902 | 22093.4751 | 0 | 65496.3771 | 2400.8298 | 4782.2362 | 7117.2894 | 0 | 0 | 0 | 0 | 0 | 0 | 2482.2468 | 4944.4114 | 7358.6509 | 0 | 0 | 0
| 444 | Business | Office | Envelope | Electric | 02-282 | 02-282.01 | Air Sealing | [02-282]_Business_Envelope_Building Shell Air Sealing_ADD_Electric_per sf | No Air Sealing | Improvement in Air Sealing | DEEMED | 0.27062 | 0 | 0 | 0 | 3.9571e-05 | 0 | 0.208 | 15 | 0.476 | 0.25758 | 0.40817 | 0.12932 | 0.20492 | 1 | 1 | Additions on Existing | 13.1789 | 0.05124 | 4.0594 | 0 | 0 | 0 | 0.015783 | 0.24086 | 0 | 0 | 0 | 0.10643 | 0 | 0 | 0.34729 | 0.087014 | 0.26028 | 3.9912 | 0.24026 | 0 | 0 | 0 | 0.10699 | 0 | 0 | 0.34724 | 0.087014 | 0.26023 | 3.9907 | 0.24091 | 0 | 0 | 0 | 0.10782 | 0 | 0 | 0.34873 | 0.087014 | 0.26171 | 4.0077 | per sf | 1168.4882 | 28709755.9263 | 0.005 | 1096967.6311 | 0 | 0 | 0 | 4042.4491 | 76.35 | 1088092.822 | 0 | 0 | 0 | 75.7323 | 1066913.5023 | 0 | 0 | 0 | 74.2582 | 1096967.6311 | 2185060.4531 | 3251973.9554 | 0 | 0 | 0 | 0 | 0 | 0 | 0 | 0 | 0 | 4042.4491 | 8052.1936 | 11983.8899 | 76.35 | 152.0822 | 226.3404 | 1096967.6311 | 0 | 0 | 0 | 4042.4491 | 76.35 | 1088092.822 | 0 | 0 | 0 | 75.7323 | 1066913.5023 | 0 | 0 | 0 | 74.2582 | 1096967.6311 | 152.0822 | 3251973.9554 | 0 | 0 | 0 | 0 | 0 | 0 | 0 | 0 | 0 | 4042.4491 | 8052.1936 | 11983.8899 | 76.35 | 152.0822 | 226.3404 | 144094.8996 | 575113.5912 | 144094.8996 | 908376.2067 | 200353.9807 | 143454.2015 | 572479.9542 | 143454.2015 | 910206.483 | 199463.1344 | 141696.0008 | 567878.4088 | 141696.0008 | 910714.1133 | 197018.4781 | 1656004.2323 | 1648641.0382 | 1628434.9944 | 0.057394 | 0.057108 | 0.056824 | 448155.2165 | 0 | 0 | 0 | 1651.5024 | 31.192 | 446162.5563 | 0 | 0 | 0 | 1644.1592 | 31.0533 | 440694.307 | 0 | 0 | 0 | 1624.0081 | 30.6727 | 6722328.2478 | 6692438.3438 | 6610414.6048 | 0 | 0 | 0 | 0 | 0 | 0 | 0 | 0 | 0 | 24772.5358 | 24662.3882 | 24360.1215 | 448155.2165 | 62.2453 | 1335012.0798 | 0 | 0 | 0 | 0 | 0 | 0 | 0 | 0 | 0 | 1651.5024 | 3295.6616 | 4919.6697 | 31.192 | 62.2453 | 92.9181 | 1 | 1 | 1 | 1 | 1 | 1 | 1 | 0.156 | 0.19129 | 2.2262 | 0.156 | 0.19124 | 2.2259 | 0.156 | 0.19273 | 2.2354 | 1096967.6311 | 0 | 0 | 0 | 4042.4491 | 76.35 | 1088092.822 | 0 | 0 | 0 | 75.7323 | 1066913.5023 | 0 | 0 | 0 | 74.2582 | 1096967.6311 | 152.0822 | 3251973.9554 | 0 | 0 | 0 | 0 | 0 | 0 | 0 | 0 | 0 | 4042.4491 | 8052.1936 | 11983.8899 | 76.35 | 152.0822 | 226.3404 | 422877.8516 | 941418.0692 | 422877.8516 | 1486944.123 | 140959.2839 | 419910.6836 | 934687.649 | 419910.6836 | 1486093.5329 | 139970.2279 | 412625.87 | 922394.6703 | 412625.87 | 1479256.5295 | 137541.9567 | 2710755.4588 | 2691735.151 | 2645037.6285 | 0.09395 | 0.093482 | 0.093017 | 733596.6756 | 0 | 0 | 0 | 2703.3863 | 51.059 | 728449.3155 | 0 | 0 | 0 | 2684.4177 | 50.7007 | 715811.8246 | 0 | 0 | 0 | 2637.8471 | 49.8212 | 11003950.134 | 10926739.732 | 10737177.3695 | 0 | 0 | 0 | 0 | 0 | 0 | 0 | 0 | 0 | 40550.7941 | 40266.2651 | 39567.7065 | 733596.6756 | 101.7598 | 2177857.8157 | 0 | 0 | 0 | 0 | 0 | 0 | 0 | 0 | 0 | 2703.3863 | 5387.804 | 8025.6511 | 51.059 | 101.7598 | 151.5809 | 0.208 | 0.13929 | 1.6697 | 0.208 | 0.13924 | 1.6694 | 0.208 | 0.14073 | 1.6766 | 1096967.6311 | 0 | 0 | 0 | 4042.4491 | 76.35 | 1088092.822 | 0 | 0 | 0 | 75.7323 | 1066913.5023 | 0 | 0 | 0 | 74.2582 | 1096967.6311 | 152.0822 | 3251973.9554 | 0 | 0 | 0 | 0 | 0 | 0 | 0 | 0 | 0 | 4042.4491 | 8052.1936 | 11983.8899 | 76.35 | 152.0822 | 226.3404 | 674497.1534 | 1126183.0198 | 674497.1534 | 1778775.3151 | 0 | 669040.2618 | 1116922.6466 | 669040.2618 | 1775835.5143 | 0 | 656017.6434 | 1099859.2584 | 656017.6434 | 1763858.836 | 0 | 3242774.776 | 3216539.72 | 3153930.9778 | 0.11239 | 0.11183 | 0.11127 | 877574.1049 | 0 | 0 | 0 | 3233.9593 | 61.08 | 870474.2576 | 0 | 0 | 0 | 3207.7956 | 60.5858 | 853530.8018 | 0 | 0 | 0 | 3145.357 | 59.4065 | 13163611.5737 | 13057113.8637 | 12802962.0275 | 0 | 0 | 0 | 0 | 0 | 0 | 0 | 0 | 0 | 48509.3895 | 48116.9335 | 47180.3554 | 877574.1049 | 121.6658 | 2601579.1643 | 0 | 0 | 0 | 0 | 0 | 0 | 0 | 0 | 0 | 3233.9593 | 6441.7549 | 9587.1119 | 61.08 | 121.6658 | 181.0723
| 445 | Business | Retail | Envelope | Electric | 02-282 | 02-282.02 | Air Sealing | [02-282]_Business_Envelope_Building Shell Air Sealing_ADD_Electric_per sf | No Air Sealing | Improvement in Air Sealing | DEEMED | 0.31622 | 0 | 0 | 0 | 2.1446e-05 | 0 | 0.208 | 15 | 0.476 | 0.25758 | 0.40817 | 0.12932 | 0.20492 | 1 | 1 | Additions on Existing | 11.2786 | 0.043851 | 4.7433 | 0 | 0 | 0 | 0.018442 | 0.28144 | 0 | 0 | 0 | 0.057684 | 0 | 0 | 0.33912 | 0.087014 | 0.25211 | 3.8973 | 0.28074 | 0 | 0 | 0 | 0.057983 | 0 | 0 | 0.33872 | 0.087014 | 0.25171 | 3.8927 | 0.2815 | 0 | 0 | 0 | 0.058433 | 0 | 0 | 0.33993 | 0.087014 | 0.25292 | 3.9067 | per sf | 964.0293 | 8260767.1705 | 0.005 | 368815.0662 | 0 | 0 | 0 | 1359.125 | 11.9062 | 365831.2376 | 0 | 0 | 0 | 11.8099 | 358710.4695 | 0 | 0 | 0 | 11.58 | 368815.0662 | 734646.3038 | 1093356.7732 | 0 | 0 | 0 | 0 | 0 | 0 | 0 | 0 | 0 | 1359.125 | 2707.2543 | 4029.1427 | 11.9062 | 23.7162 | 35.2962 | 368815.0662 | 0 | 0 | 0 | 1359.125 | 11.9062 | 365831.2376 | 0 | 0 | 0 | 11.8099 | 358710.4695 | 0 | 0 | 0 | 11.58 | 368815.0662 | 23.7162 | 1093356.7732 | 0 | 0 | 0 | 0 | 0 | 0 | 0 | 0 | 0 | 1359.125 | 2707.2543 | 4029.1427 | 11.9062 | 23.7162 | 35.2962 | 28838.9221 | 112394.7251 | 28838.9221 | 203937.8832 | 40098.5243 | 28764.4682 | 111972.4309 | 28764.4682 | 204704.65 | 39995.0014 | 28527.5333 | 111447.8444 | 28527.5333 | 205657.5409 | 39665.5598 | 331430.0307 | 330574.3729 | 327851.4092 | 0.039921 | 0.039723 | 0.039525 | 104805.1998 | 0 | 0 | 0 | 386.219 | 3.3834 | 104534.6227 | 0 | 0 | 0 | 385.2218 | 3.3746 | 103673.5638 | 0 | 0 | 0 | 382.0487 | 3.3468 | 1572077.9971 | 1568019.34 | 1555103.4577 | 0 | 0 | 0 | 0 | 0 | 0 | 0 | 0 | 0 | 5793.2843 | 5778.3277 | 5730.7312 | 104805.1998 | 6.758 | 313013.3863 | 0 | 0 | 0 | 0 | 0 | 0 | 0 | 0 | 0 | 386.219 | 771.4408 | 1153.4895 | 3.3834 | 6.758 | 10.1048 | 1 | 1 | 1 | 1 | 1 | 1 | 1 | 0.156 | 0.18312 | 2.1738 | 0.156 | 0.18272 | 2.1713 | 0.156 | 0.18393 | 2.1791 | 368815.0662 | 0 | 0 | 0 | 1359.125 | 11.9062 | 365831.2376 | 0 | 0 | 0 | 11.8099 | 358710.4695 | 0 | 0 | 0 | 11.58 | 368815.0662 | 23.7162 | 1093356.7732 | 0 | 0 | 0 | 0 | 0 | 0 | 0 | 0 | 0 | 1359.125 | 2707.2543 | 4029.1427 | 11.9062 | 23.7162 | 35.2962 | 108976.0587 | 236897.5509 | 108976.0587 | 429845.6626 | 36325.3529 | 108244.5483 | 235030.0311 | 108244.5483 | 429674.8752 | 36081.5161 | 106436.8099 | 231932.6388 | 106436.8099 | 427991.1953 | 35478.9366 | 698564.479 | 693875.3097 | 682287.2427 | 0.084143 | 0.083725 | 0.083308 | 220900.8931 | 0 | 0 | 0 | 814.0446 | 7.1312 | 219418.0784 | 0 | 0 | 0 | 808.5803 | 7.0833 | 215753.6861 | 0 | 0 | 0 | 795.0766 | 6.9651 | 3313513.3972 | 3291271.1764 | 3236305.291 | 0 | 0 | 0 | 0 | 0 | 0 | 0 | 0 | 0 | 12210.6696 | 12128.7045 | 11926.1491 | 220900.8931 | 14.2146 | 656072.6576 | 0 | 0 | 0 | 0 | 0 | 0 | 0 | 0 | 0 | 814.0446 | 1622.6249 | 2417.7015 | 7.1312 | 14.2146 | 21.1796 | 0.208 | 0.13112 | 1.6304 | 0.208 | 0.13072 | 1.6285 | 0.208 | 0.13193 | 1.6343 | 368815.0662 | 0 | 0 | 0 | 1359.125 | 11.9062 | 365831.2376 | 0 | 0 | 0 | 11.8099 | 358710.4695 | 0 | 0 | 0 | 11.58 | 368815.0662 | 23.7162 | 1093356.7732 | 0 | 0 | 0 | 0 | 0 | 0 | 0 | 0 | 0 | 1359.125 | 2707.2543 | 4029.1427 | 11.9062 | 23.7162 | 35.2962 | 181945.9022 | 296642.2567 | 181945.9022 | 538251.1843 | 0 | 180473.9033 | 293895.5433 | 180473.9033 | 537291.0445 | 0 | 176961.0463 | 289207.1067 | 176961.0463 | 533681.2271 | 0 | 874739.9146 | 867662.9968 | 850774.2612 | 0.10536 | 0.10484 | 0.10432 | 276611.2996 | 0 | 0 | 0 | 1019.3438 | 8.9297 | 274373.4282 | 0 | 0 | 0 | 1011.0969 | 8.8574 | 269032.8521 | 0 | 0 | 0 | 991.4163 | 8.685 | 4149169.4944 | 4115601.4233 | 4035492.7814 | 0 | 0 | 0 | 0 | 0 | 0 | 0 | 0 | 0 | 15290.1564 | 15166.4542 | 14871.2449 | 276611.2996 | 17.7871 | 820017.5799 | 0 | 0 | 0 | 0 | 0 | 0 | 0 | 0 | 0 | 1019.3438 | 2030.4407 | 3021.857 | 8.9297 | 17.7871 | 26.4722
| 446 | Business | Food Service | Envelope | Electric | 02-282 | 02-282.03 | Air Sealing | [02-282]_Business_Envelope_Building Shell Air Sealing_ADD_Electric_per sf | No Air Sealing | Improvement in Air Sealing | DEEMED | 0.3131 | 0 | 0 | 0 | 3.3429e-05 | 0 | 0.208 | 15 | 0.476 | 0.25758 | 0.40817 | 0.12932 | 0.20492 | 1 | 1 | Additions on Existing | 11.391 | 0.044288 | 4.6965 | 0 | 0 | 0 | 0.01826 | 0.27866 | 0 | 0 | 0 | 0.089915 | 0 | 0 | 0.44229 | 0.087014 | 0.35527 | 5.083 | 0.27797 | 0 | 0 | 0 | 0.090381 | 0 | 0 | 0.44202 | 0.087014 | 0.355 | 5.0799 | 0.27872 | 0 | 0 | 0 | 0.091082 | 0 | 0 | 0.44376 | 0.087014 | 0.35675 | 5.0999 | per sf | 140.2999 | 224900.6615 | 0.005 | 9941.9309 | 0 | 0 | 0 | 36.6371 | 0.50526 | 9861.4976 | 0 | 0 | 0 | 0.50118 | 9669.5472 | 0 | 0 | 0 | 0.49142 | 9941.9309 | 19803.4285 | 29472.9757 | 0 | 0 | 0 | 0 | 0 | 0 | 0 | 0 | 0 | 36.6371 | 72.9779 | 108.6112 | 0.50526 | 1.0064 | 1.4979 | 9941.9309 | 0 | 0 | 0 | 36.6371 | 0.50526 | 9861.4976 | 0 | 0 | 0 | 0.50118 | 9669.5472 | 0 | 0 | 0 | 0.49142 | 9941.9309 | 1.0064 | 29472.9757 | 0 | 0 | 0 | 0 | 0 | 0 | 0 | 0 | 0 | 36.6371 | 72.9779 | 108.6112 | 0.50526 | 1.0064 | 1.4979 | 922.5733 | 4689.4126 | 922.5733 | 7961.8952 | 1282.7743 | 919.4415 | 4670.6308 | 919.4415 | 7985.8643 | 1278.4198 | 910.0469 | 4641.1906 | 910.0469 | 8006.9069 | 1265.3572 | 10602.6327 | 10566.6409 | 10458.6735 | 0.046909 | 0.046676 | 0.046443 | 3319.6816 | 0 | 0 | 0 | 12.2334 | 0.16871 | 3308.4125 | 0 | 0 | 0 | 12.1919 | 0.16814 | 3274.608 | 0 | 0 | 0 | 12.0673 | 0.16642 | 49795.2233 | 49626.1881 | 49119.1194 | 0 | 0 | 0 | 0 | 0 | 0 | 0 | 0 | 0 | 183.501 | 182.8781 | 181.0095 | 3319.6816 | 0.33685 | 9902.7021 | 0 | 0 | 0 | 0 | 0 | 0 | 0 | 0 | 0 | 12.2334 | 24.4253 | 36.4926 | 0.16871 | 0.33685 | 0.50327 | 1 | 1 | 1 | 1 | 1 | 1 | 1 | 0.156 | 0.28629 | 2.8352 | 0.156 | 0.28602 | 2.8334 | 0.156 | 0.28776 | 2.8446 | 9941.9309 | 0 | 0 | 0 | 36.6371 | 0.50526 | 9861.4976 | 0 | 0 | 0 | 0.50118 | 9669.5472 | 0 | 0 | 0 | 0.49142 | 9941.9309 | 1.0064 | 29472.9757 | 0 | 0 | 0 | 0 | 0 | 0 | 0 | 0 | 0 | 36.6371 | 72.9779 | 108.6112 | 0.50526 | 1.0064 | 1.4979 | 3087.8271 | 8754.5354 | 3087.8271 | 14863.8432 | 1029.2757 | 3066.4151 | 8688.5027 | 3066.4151 | 14855.6387 | 1022.1384 | 3013.72 | 8572.9659 | 3013.72 | 14789.9419 | 1004.5733 | 19793.7633 | 19656.5073 | 19318.7177 | 0.087573 | 0.087138 | 0.086704 | 6197.4222 | 0 | 0 | 0 | 22.8382 | 0.31496 | 6154.4474 | 0 | 0 | 0 | 22.6798 | 0.31278 | 6048.6855 | 0 | 0 | 0 | 22.2901 | 0.3074 | 92961.3324 | 92316.7103 | 90730.2826 | 0 | 0 | 0 | 0 | 0 | 0 | 0 | 0 | 0 | 342.573 | 340.1975 | 334.3513 | 6197.4222 | 0.62774 | 18400.555 | 0 | 0 | 0 | 0 | 0 | 0 | 0 | 0 | 0 | 22.8382 | 45.518 | 67.8081 | 0.31496 | 0.62774 | 0.93514 | 0.208 | 0.23429 | 2.1264 | 0.208 | 0.23402 | 2.1251 | 0.208 | 0.23576 | 2.1335 | 9941.9309 | 0 | 0 | 0 | 36.6371 | 0.50526 | 9861.4976 | 0 | 0 | 0 | 0.50118 | 9669.5472 | 0 | 0 | 0 | 0.49142 | 9941.9309 | 1.0064 | 29472.9757 | 0 | 0 | 0 | 0 | 0 | 0 | 0 | 0 | 0 | 36.6371 | 72.9779 | 108.6112 | 0.50526 | 1.0064 | 1.4979 | 4953.5053 | 10533.0471 | 4953.5053 | 17883.4801 | 0 | 4913.4299 | 10441.4308 | 4913.4299 | 17852.8026 | 0 | 4817.7918 | 10278.6835 | 4817.7918 | 17732.6183 | 0 | 23814.9292 | 23622.259 | 23162.4606 | 0.10536 | 0.10484 | 0.10432 | 7456.4482 | 0 | 0 | 0 | 27.4779 | 0.37895 | 7396.1232 | 0 | 0 | 0 | 27.2555 | 0.37588 | 7252.1604 | 0 | 0 | 0 | 26.725 | 0.36857 | 111846.7224 | 110941.8477 | 108782.4061 | 0 | 0 | 0 | 0 | 0 | 0 | 0 | 0 | 0 | 412.1678 | 408.8332 | 400.8754 | 7456.4482 | 0.75483 | 22104.7317 | 0 | 0 | 0 | 0 | 0 | 0 | 0 | 0 | 0 | 27.4779 | 54.7334 | 81.4584 | 0.37895 | 0.75483 | 1.1234
| 447 | Business | Healthcare/Hospitals | Envelope | Electric | 02-282 | 02-282.04 | Air Sealing | [02-282]_Business_Envelope_Building Shell Air Sealing_ADD_Electric_per sf | No Air Sealing | Improvement in Air Sealing | DEEMED | 0.31462 | 0 | 0 | 0 | 3.4816e-05 | 0 | 0.208 | 15 | 0.476 | 0.25758 | 0.40817 | 0.12932 | 0.20492 | 1 | 1 | Additions on Existing | 11.3358 | 0.044074 | 4.7194 | 0 | 0 | 0 | 0.018349 | 0.28002 | 0 | 0 | 0 | 0.093647 | 0 | 0 | 0.37366 | 0.07152 | 0.30214 | 5.2246 | 0.27932 | 0 | 0 | 0 | 0.094132 | 0 | 0 | 0.37345 | 0.07152 | 0.30193 | 5.2216 | 0.28008 | 0 | 0 | 0 | 0.094862 | 0 | 0 | 0.37494 | 0.07152 | 0.30342 | 5.2425 | per sf | 2030.2056 | 5514038.3488 | 0.005 | 244940.1136 | 0 | 0 | 0 | 902.6319 | 12.902 | 242958.472 | 0 | 0 | 0 | 12.7976 | 238229.3762 | 0 | 0 | 0 | 12.5485 | 244940.1136 | 487898.5856 | 726127.9618 | 0 | 0 | 0 | 0 | 0 | 0 | 0 | 0 | 0 | 902.6319 | 1797.9612 | 2675.8632 | 12.902 | 25.6996 | 38.2482 | 244940.1136 | 0 | 0 | 0 | 902.6319 | 12.902 | 242958.472 | 0 | 0 | 0 | 12.7976 | 238229.3762 | 0 | 0 | 0 | 12.5485 | 244940.1136 | 25.6996 | 726127.9618 | 0 | 0 | 0 | 0 | 0 | 0 | 0 | 0 | 0 | 902.6319 | 1797.9612 | 2675.8632 | 12.902 | 25.6996 | 38.2482 | 11993.0976 | 62658.6354 | 11993.0976 | 105034.5018 | 22886.0271 | 11983.109 | 62571.2915 | 11983.109 | 105624.1742 | 22866.9662 | 11919.399 | 62486.8659 | 11919.399 | 106426.3597 | 22745.3904 | 167688.0999 | 167548.4383 | 166657.6413 | 0.03026 | 0.030109 | 0.029959 | 52758.8205 | 0 | 0 | 0 | 194.4222 | 2.779 | 52714.8795 | 0 | 0 | 0 | 194.2603 | 2.7767 | 52434.6128 | 0 | 0 | 0 | 193.2274 | 2.7619 | 791382.3074 | 790723.1927 | 786519.1915 | 0 | 0 | 0 | 0 | 0 | 0 | 0 | 0 | 0 | 2916.3328 | 2913.9039 | 2898.4117 | 52758.8205 | 5.5557 | 157908.3128 | 0 | 0 | 0 | 0 | 0 | 0 | 0 | 0 | 0 | 194.4222 | 388.6824 | 581.9099 | 2.779 | 5.5557 | 8.3177 | 1 | 1 | 1 | 1 | 1 | 1 | 1 | 0.156 | 0.21766 | 2.3953 | 0.156 | 0.21745 | 2.3939 | 0.156 | 0.21894 | 2.4035 | 244940.1136 | 0 | 0 | 0 | 902.6319 | 12.902 | 242958.472 | 0 | 0 | 0 | 12.7976 | 238229.3762 | 0 | 0 | 0 | 12.5485 | 244940.1136 | 25.6996 | 726127.9618 | 0 | 0 | 0 | 0 | 0 | 0 | 0 | 0 | 0 | 902.6319 | 1797.9612 | 2675.8632 | 12.902 | 25.6996 | 38.2482 | 73025.2862 | 174915.1225 | 73025.2862 | 293209.7488 | 24341.7621 | 72534.2318 | 173641.3495 | 72534.2318 | 293117.2383 | 24178.0773 | 71319.7136 | 171414.8738 | 71319.7136 | 291950.3286 | 23773.2379 | 468110.8093 | 464963.0246 | 457177.6512 | 0.084472 | 0.084052 | 0.083634 | 147279.2295 | 0 | 0 | 0 | 542.7405 | 7.7578 | 146288.8587 | 0 | 0 | 0 | 539.0909 | 7.7056 | 143839.3878 | 0 | 0 | 0 | 530.0643 | 7.5766 | 2209188.4432 | 2194332.8807 | 2157590.8172 | 0 | 0 | 0 | 0 | 0 | 0 | 0 | 0 | 0 | 8141.1079 | 8086.3635 | 7950.9649 | 147279.2295 | 15.4634 | 437407.4761 | 0 | 0 | 0 | 0 | 0 | 0 | 0 | 0 | 0 | 542.7405 | 1081.8314 | 1611.8958 | 7.7578 | 15.4634 | 23.0401 | 0.208 | 0.16566 | 1.7965 | 0.208 | 0.16545 | 1.7954 | 0.208 | 0.16694 | 1.8026 | 244940.1136 | 0 | 0 | 0 | 902.6319 | 12.902 | 242958.472 | 0 | 0 | 0 | 12.7976 | 238229.3762 | 0 | 0 | 0 | 12.5485 | 244940.1136 | 25.6996 | 726127.9618 | 0 | 0 | 0 | 0 | 0 | 0 | 0 | 0 | 0 | 902.6319 | 1797.9612 | 2675.8632 | 12.902 | 25.6996 | 38.2482 | 121448.3669 | 218176.0292 | 121448.3669 | 365727.8902 | 0 | 120465.8119 | 216289.3878 | 120465.8119 | 365109.7405 | 0 | 118120.9899 | 212925.2933 | 118120.9899 | 362650.0313 | 0 | 583886.3794 | 579162.5571 | 567889.3746 | 0.10536 | 0.10484 | 0.10432 | 183705.0852 | 0 | 0 | 0 | 676.9739 | 9.6765 | 182218.854 | 0 | 0 | 0 | 671.497 | 9.5982 | 178672.0322 | 0 | 0 | 0 | 658.4265 | 9.4114 | 2755576.2783 | 2733282.8095 | 2680080.4823 | 0 | 0 | 0 | 0 | 0 | 0 | 0 | 0 | 0 | 10154.6086 | 10072.4546 | 9876.3981 | 183705.0852 | 19.2747 | 544595.9713 | 0 | 0 | 0 | 0 | 0 | 0 | 0 | 0 | 0 | 676.9739 | 1348.4709 | 2006.8974 | 9.6765 | 19.2747 | 28.6861
| 448 | Business | Campus/Education | Envelope | Electric | 02-282 | 02-282.05 | Air Sealing | [02-282]_Business_Envelope_Building Shell Air Sealing_ADD_Electric_per sf | No Air Sealing | Improvement in Air Sealing | DEEMED | 0.32094 | 0 | 0 | 0 | 2.9101e-05 | 0 | 0.208 | 15 | 0.476 | 0.25758 | 0.40817 | 0.12932 | 0.20492 | 1 | 1 | Additions on Existing | 11.1128 | 0.043207 | 4.8141 | 0 | 0 | 0 | 0.018717 | 0.28563 | 0 | 0 | 0 | 0.078273 | 0 | 0 | 0.36391 | 0.07152 | 0.29239 | 5.0882 | 0.28492 | 0 | 0 | 0 | 0.078678 | 0 | 0 | 0.3636 | 0.07152 | 0.29208 | 5.0839 | 0.2857 | 0 | 0 | 0 | 0.079288 | 0 | 0 | 0.36499 | 0.07152 | 0.29347 | 5.1033 | per sf | 3685.7206 | 8370271.4416 | 0.005 | 379277.7327 | 0 | 0 | 0 | 1397.6811 | 16.3699 | 376209.2579 | 0 | 0 | 0 | 16.2374 | 368886.4854 | 0 | 0 | 0 | 15.9214 | 379277.7327 | 755486.9906 | 1124373.476 | 0 | 0 | 0 | 0 | 0 | 0 | 0 | 0 | 0 | 1397.6811 | 2784.0545 | 4143.4427 | 16.3699 | 32.6073 | 48.5286 | 379277.7327 | 0 | 0 | 0 | 1397.6811 | 16.3699 | 376209.2579 | 0 | 0 | 0 | 16.2374 | 368886.4854 | 0 | 0 | 0 | 15.9214 | 379277.7327 | 32.6073 | 1124373.476 | 0 | 0 | 0 | 0 | 0 | 0 | 0 | 0 | 0 | 1397.6811 | 2784.0545 | 4143.4427 | 16.3699 | 32.6073 | 48.5286 | 18298.7427 | 93106.843 | 18298.7427 | 160989.8215 | 34918.8787 | 18282.4086 | 92946.168 | 18282.4086 | 161875.202 | 34887.709 | 18183.0863 | 92793.3371 | 18183.0863 | 163087.3092 | 34698.1755 | 255853.9491 | 255625.5657 | 254236.8353 | 0.030415 | 0.030264 | 0.030113 | 82113.1343 | 0 | 0 | 0 | 302.5961 | 3.5441 | 82039.8375 | 0 | 0 | 0 | 302.326 | 3.5409 | 81594.1418 | 0 | 0 | 0 | 300.6836 | 3.5217 | 1231697.0152 | 1230597.563 | 1223912.1276 | 0 | 0 | 0 | 0 | 0 | 0 | 0 | 0 | 0 | 4538.9421 | 4534.8905 | 4510.2539 | 82113.1343 | 7.0849 | 245747.1137 | 0 | 0 | 0 | 0 | 0 | 0 | 0 | 0 | 0 | 302.5961 | 604.9222 | 905.6058 | 3.5441 | 7.0849 | 10.6066 | 1 | 1 | 1 | 1 | 1 | 1 | 1 | 0.156 | 0.20791 | 2.3327 | 0.156 | 0.2076 | 2.3308 | 0.156 | 0.20899 | 2.3397 | 379277.7327 | 0 | 0 | 0 | 1397.6811 | 16.3699 | 376209.2579 | 0 | 0 | 0 | 16.2374 | 368886.4854 | 0 | 0 | 0 | 15.9214 | 379277.7327 | 32.6073 | 1124373.476 | 0 | 0 | 0 | 0 | 0 | 0 | 0 | 0 | 0 | 1397.6811 | 2784.0545 | 4143.4427 | 16.3699 | 32.6073 | 48.5286 | 110959.0972 | 258837.8552 | 110959.0972 | 447553.1418 | 36986.3657 | 110213.5817 | 256884.3936 | 110213.5817 | 447390.2906 | 36737.8606 | 108365.5261 | 253539.0534 | 108365.5261 | 445603.136 | 36121.842 | 711276.264 | 706497.3185 | 694650.8081 | 0.084554 | 0.084133 | 0.083714 | 228275.247 | 0 | 0 | 0 | 841.22 | 9.8525 | 226741.504 | 0 | 0 | 0 | 835.5679 | 9.7863 | 222939.5142 | 0 | 0 | 0 | 821.5572 | 9.6222 | 3424128.7045 | 3401122.56 | 3344092.7136 | 0 | 0 | 0 | 0 | 0 | 0 | 0 | 0 | 0 | 12618.2995 | 12533.5192 | 12323.3578 | 228275.247 | 19.6388 | 677956.2652 | 0 | 0 | 0 | 0 | 0 | 0 | 0 | 0 | 0 | 841.22 | 1676.7879 | 2498.3451 | 9.8525 | 19.6388 | 29.261 | 0.208 | 0.15591 | 1.7495 | 0.208 | 0.1556 | 1.7481 | 0.208 | 0.15699 | 1.7547 | 379277.7327 | 0 | 0 | 0 | 1397.6811 | 16.3699 | 376209.2579 | 0 | 0 | 0 | 16.2374 | 368886.4854 | 0 | 0 | 0 | 15.9214 | 379277.7327 | 32.6073 | 1124373.476 | 0 | 0 | 0 | 0 | 0 | 0 | 0 | 0 | 0 | 1397.6811 | 2784.0545 | 4143.4427 | 16.3699 | 32.6073 | 48.5286 | 184357.767 | 322542.9701 | 184357.767 | 557704.8206 | 0 | 182866.2554 | 319666.7308 | 182866.2554 | 556732.1143 | 0 | 179306.8321 | 314638.4704 | 179306.8321 | 552987.3494 | 0 | 886335.4184 | 879164.6893 | 862052.0776 | 0.10536 | 0.10484 | 0.10432 | 284458.2995 | 0 | 0 | 0 | 1048.2608 | 12.2774 | 282156.9434 | 0 | 0 | 0 | 1039.7801 | 12.1781 | 276664.8641 | 0 | 0 | 0 | 1019.5411 | 11.941 | 4266874.4925 | 4232354.1513 | 4149972.9612 | 0 | 0 | 0 | 0 | 0 | 0 | 0 | 0 | 0 | 15723.9125 | 15596.7012 | 15293.1172 | 284458.2995 | 24.4555 | 843280.107 | 0 | 0 | 0 | 0 | 0 | 0 | 0 | 0 | 0 | 1048.2608 | 2088.0409 | 3107.5821 | 12.2774 | 24.4555 | 36.3965
| 449 | Business | Warehouse | Envelope | Electric | 02-282 | 02-282.06 | Air Sealing | [02-282]_Business_Envelope_Building Shell Air Sealing_ADD_Electric_per sf | No Air Sealing | Improvement in Air Sealing | DEEMED | 0.33023 | 0 | 0 | 0 | 1.3902e-05 | 0 | 0.208 | 15 | 0.476 | 0.25758 | 0.40817 | 0.12932 | 0.20492 | 1 | 1 | Additions on Existing | 10.8001 | 0.041991 | 4.9535 | 0 | 0 | 0 | 0.019259 | 0.2939 | 0 | 0 | 0 | 0.037394 | 0 | 0 | 0.3313 | 0.087014 | 0.24428 | 3.8074 | 0.29317 | 0 | 0 | 0 | 0.037587 | 0 | 0 | 0.33076 | 0.087014 | 0.24375 | 3.8013 | 0.29397 | 0 | 0 | 0 | 0.037879 | 0 | 0 | 0.33185 | 0.087014 | 0.24484 | 3.8138 | per sf | 2401.4182 | 4985344.2419 | 0.005 | 232439.3889 | 0 | 0 | 0 | 856.5653 | 4.6579 | 230558.882 | 0 | 0 | 0 | 4.6202 | 226071.1396 | 0 | 0 | 0 | 4.5303 | 232439.3889 | 462998.2709 | 689069.4106 | 0 | 0 | 0 | 0 | 0 | 0 | 0 | 0 | 0 | 856.5653 | 1706.2007 | 2539.2983 | 4.6579 | 9.2781 | 13.8084 | 232439.3889 | 0 | 0 | 0 | 856.5653 | 4.6579 | 230558.882 | 0 | 0 | 0 | 4.6202 | 226071.1396 | 0 | 0 | 0 | 4.5303 | 232439.3889 | 9.2781 | 689069.4106 | 0 | 0 | 0 | 0 | 0 | 0 | 0 | 0 | 0 | 856.5653 | 1706.2007 | 2539.2983 | 4.6579 | 9.2781 | 13.8084 | 27009.6547 | 102837.3118 | 27009.6547 | 196103.9644 | 37555.0547 | 26876.586 | 102165.1817 | 26876.586 | 196366.5502 | 37370.0319 | 26523.7641 | 101155.9261 | 26523.7641 | 196310.1823 | 36879.4574 | 310407.2566 | 308877.9704 | 304823.1801 | 0.061954 | 0.061646 | 0.061339 | 102505.9653 | 0 | 0 | 0 | 377.746 | 2.0541 | 102000.9482 | 0 | 0 | 0 | 375.885 | 2.044 | 100661.9325 | 0 | 0 | 0 | 370.9505 | 2.0172 | 1537589.4793 | 1530014.2233 | 1509928.9876 | 0 | 0 | 0 | 0 | 0 | 0 | 0 | 0 | 0 | 5666.1902 | 5638.2745 | 5564.2582 | 102505.9653 | 4.0981 | 305168.846 | 0 | 0 | 0 | 0 | 0 | 0 | 0 | 0 | 0 | 377.746 | 753.631 | 1124.5815 | 2.0541 | 4.0981 | 6.1153 | 1 | 1 | 1 | 1 | 1 | 1 | 1 | 0.156 | 0.1753 | 2.1237 | 0.156 | 0.17476 | 2.1203 | 0.156 | 0.17585 | 2.1273 | 232439.3889 | 0 | 0 | 0 | 856.5653 | 4.6579 | 230558.882 | 0 | 0 | 0 | 4.6202 | 226071.1396 | 0 | 0 | 0 | 4.5303 | 232439.3889 | 9.2781 | 689069.4106 | 0 | 0 | 0 | 0 | 0 | 0 | 0 | 0 | 0 | 856.5653 | 1706.2007 | 2539.2983 | 4.6579 | 9.2781 | 13.8084 | 75094.8911 | 159479.4186 | 75094.8911 | 304116.7225 | 25031.6304 | 74557.2192 | 158081.5116 | 74557.2192 | 303840.5117 | 24852.4064 | 73245.0912 | 155810.6957 | 73245.0912 | 302377.006 | 24415.0304 | 481377.5071 | 477930.8924 | 469519.8153 | 0.096078 | 0.0956 | 0.095125 | 158965.5686 | 0 | 0 | 0 | 585.806 | 3.1855 | 157827.391 | 0 | 0 | 0 | 581.6117 | 3.1627 | 155049.7962 | 0 | 0 | 0 | 571.3759 | 3.1071 | 2384483.5285 | 2367410.8652 | 2325746.9436 | 0 | 0 | 0 | 0 | 0 | 0 | 0 | 0 | 0 | 8787.09 | 8724.1754 | 8570.6391 | 158965.5686 | 6.3483 | 471842.7558 | 0 | 0 | 0 | 0 | 0 | 0 | 0 | 0 | 0 | 585.806 | 1167.4177 | 1738.7936 | 3.1855 | 6.3483 | 9.4553 | 0.208 | 0.1233 | 1.5928 | 0.208 | 0.12276 | 1.5902 | 0.208 | 0.12385 | 1.5954 | 232439.3889 | 0 | 0 | 0 | 856.5653 | 4.6579 | 230558.882 | 0 | 0 | 0 | 4.6202 | 226071.1396 | 0 | 0 | 0 | 4.5303 | 232439.3889 | 9.2781 | 689069.4106 | 0 | 0 | 0 | 0 | 0 | 0 | 0 | 0 | 0 | 856.5653 | 1706.2007 | 2539.2983 | 4.6579 | 9.2781 | 13.8084 | 117123.9668 | 186552.5921 | 117123.9668 | 355743.4772 | 0 | 116176.3975 | 184744.087 | 116176.3975 | 355087.3051 | 0 | 113915.0674 | 181744.4584 | 113915.0674 | 352705.8583 | 0 | 563095.9942 | 558540.3726 | 547668.5932 | 0.11239 | 0.11183 | 0.11127 | 185951.5111 | 0 | 0 | 0 | 685.2522 | 3.7263 | 184447.1056 | 0 | 0 | 0 | 679.7083 | 3.6962 | 180856.9117 | 0 | 0 | 0 | 666.4781 | 3.6242 | 2789272.6671 | 2766706.5841 | 2712853.6756 | 0 | 0 | 0 | 0 | 0 | 0 | 0 | 0 | 0 | 10278.7836 | 10195.625 | 9997.171 | 185951.5111 | 7.4225 | 551255.5284 | 0 | 0 | 0 | 0 | 0 | 0 | 0 | 0 | 0 | 685.2522 | 1364.9606 | 2031.4386 | 3.7263 | 7.4225 | 11.0467
| 450 | Business | Lodging | Envelope | Electric | 02-282 | 02-282.07 | Air Sealing | [02-282]_Business_Envelope_Building Shell Air Sealing_ADD_Electric_per sf | No Air Sealing | Improvement in Air Sealing | DEEMED | 0.21824 | 0 | 0 | 0 | 4.0491e-05 | 0 | 0.208 | 15 | 0.476 | 0.25758 | 0.40817 | 0.12932 | 0.20492 | 1 | 1 | Additions on Existing | 16.3421 | 0.063538 | 3.2736 | 0 | 0 | 0 | 0.012728 | 0.19424 | 0 | 0 | 0 | 0.10891 | 0 | 0 | 0.30314 | 0.07152 | 0.23162 | 4.2386 | 0.19375 | 0 | 0 | 0 | 0.10947 | 0 | 0 | 0.30323 | 0.07152 | 0.23171 | 4.2397 | 0.19428 | 0 | 0 | 0 | 0.11032 | 0 | 0 | 0.3046 | 0.07152 | 0.23308 | 4.259 | per sf | 3018.8677 | 8655093.5841 | 0.005 | 266690.9564 | 0 | 0 | 0 | 982.7862 | 23.5522 | 264533.3437 | 0 | 0 | 0 | 23.3616 | 259384.3011 | 0 | 0 | 0 | 22.9069 | 266690.9564 | 531224.3001 | 790608.6012 | 0 | 0 | 0 | 0 | 0 | 0 | 0 | 0 | 0 | 982.7862 | 1957.6213 | 2913.4816 | 23.5522 | 46.9138 | 69.8207 | 266690.9564 | 0 | 0 | 0 | 982.7862 | 23.5522 | 264533.3437 | 0 | 0 | 0 | 23.3616 | 259384.3011 | 0 | 0 | 0 | 22.9069 | 266690.9564 | 46.9138 | 790608.6012 | 0 | 0 | 0 | 0 | 0 | 0 | 0 | 0 | 0 | 982.7862 | 1957.6213 | 2913.4816 | 23.5522 | 46.9138 | 69.8207 | 25111.6439 | 106437.6675 | 25111.6439 | 158872.3137 | 47919.7104 | 25054.6142 | 106224.7189 | 25054.6142 | 159551.9732 | 47810.8825 | 24844.372 | 105811.2409 | 24844.372 | 160263.2798 | 47409.6843 | 351112.2802 | 350314.8879 | 347375.2709 | 0.040365 | 0.040164 | 0.039965 | 76627.6031 | 0 | 0 | 0 | 282.3813 | 6.7672 | 76453.5783 | 0 | 0 | 0 | 281.74 | 6.7518 | 75812.0291 | 0 | 0 | 0 | 279.3759 | 6.6952 | 1149414.0468 | 1146803.6742 | 1137180.4361 | 0 | 0 | 0 | 0 | 0 | 0 | 0 | 0 | 0 | 4235.7201 | 4226.1006 | 4190.6378 | 76627.6031 | 13.519 | 228893.2105 | 0 | 0 | 0 | 0 | 0 | 0 | 0 | 0 | 0 | 282.3813 | 564.1214 | 843.4972 | 6.7672 | 13.519 | 20.2142 | 1 | 1 | 1 | 1 | 1 | 1 | 1 | 0.156 | 0.14714 | 1.9432 | 0.156 | 0.14723 | 1.9438 | 0.156 | 0.1486 | 1.9526 | 266690.9564 | 0 | 0 | 0 | 982.7862 | 23.5522 | 264533.3437 | 0 | 0 | 0 | 23.3616 | 259384.3011 | 0 | 0 | 0 | 22.9069 | 266690.9564 | 46.9138 | 790608.6012 | 0 | 0 | 0 | 0 | 0 | 0 | 0 | 0 | 0 | 982.7862 | 1957.6213 | 2913.4816 | 23.5522 | 46.9138 | 69.8207 | 123047.4705 | 239109.8249 | 123047.4705 | 356903.0776 | 41015.8235 | 122211.0035 | 237548.727 | 122211.0035 | 356803.6567 | 40737.0012 | 120136.3735 | 234575.5961 | 120136.3735 | 355291.6882 | 40045.4578 | 788765.8363 | 783403.8685 | 770104.9584 | 0.09068 | 0.090229 | 0.08978 | 172142.186 | 0 | 0 | 0 | 634.3633 | 15.2023 | 170971.9771 | 0 | 0 | 0 | 630.051 | 15.099 | 168069.5904 | 0 | 0 | 0 | 619.3553 | 14.8427 | 2582132.7907 | 2564579.656 | 2521043.8559 | 0 | 0 | 0 | 0 | 0 | 0 | 0 | 0 | 0 | 9515.4498 | 9450.7645 | 9290.3302 | 172142.186 | 30.3013 | 511183.7535 | 0 | 0 | 0 | 0 | 0 | 0 | 0 | 0 | 0 | 634.3633 | 1264.4143 | 1883.7696 | 15.2023 | 30.3013 | 45.144 | 0.208 | 0.095144 | 1.4574 | 0.208 | 0.095226 | 1.4578 | 0.208 | 0.096602 | 1.4644 | 266690.9564 | 0 | 0 | 0 | 982.7862 | 23.5522 | 264533.3437 | 0 | 0 | 0 | 23.3616 | 259384.3011 | 0 | 0 | 0 | 22.9069 | 266690.9564 | 46.9138 | 790608.6012 | 0 | 0 | 0 | 0 | 0 | 0 | 0 | 0 | 0 | 982.7862 | 1957.6213 | 2913.4816 | 23.5522 | 46.9138 | 69.8207 | 203339.7985 | 296352.3555 | 203339.7985 | 442345.1348 | 0 | 201694.7163 | 294034.4266 | 201694.7163 | 441646.4778 | 0 | 197768.8041 | 289619.208 | 197768.8041 | 438661.5617 | 0 | 977595.1851 | 969686.1361 | 950811.5583 | 0.11239 | 0.11183 | 0.11127 | 213352.7651 | 0 | 0 | 0 | 786.2289 | 18.8417 | 211626.6749 | 0 | 0 | 0 | 779.8681 | 18.6893 | 207507.4409 | 0 | 0 | 0 | 764.6883 | 18.3255 | 3200291.4772 | 3174400.1242 | 3112611.6134 | 0 | 0 | 0 | 0 | 0 | 0 | 0 | 0 | 0 | 11793.4341 | 11698.0216 | 11470.324 | 213352.7651 | 37.531 | 632486.881 | 0 | 0 | 0 | 0 | 0 | 0 | 0 | 0 | 0 | 786.2289 | 1566.097 | 2330.7853 | 18.8417 | 37.531 | 55.8566
| 451 | Business | Other Commercial | Envelope | Electric | 02-282 | 02-282.08 | Air Sealing | [02-282]_Business_Envelope_Building Shell Air Sealing_ADD_Electric_per sf | No Air Sealing | Improvement in Air Sealing | DEEMED | 0.32165 | 0 | 0 | 0 | 2.1533e-05 | 0 | 0.208 | 15 | 0.476 | 0.25758 | 0.40817 | 0.12932 | 0.20492 | 1 | 1 | Additions on Existing | 11.0883 | 0.043111 | 4.8247 | 0 | 0 | 0 | 0.018759 | 0.28627 | 0 | 0 | 0 | 0.057917 | 0 | 0 | 0.34418 | 0.087014 | 0.25717 | 3.9555 | 0.28556 | 0 | 0 | 0 | 0.058217 | 0 | 0 | 0.34377 | 0.087014 | 0.25676 | 3.9508 | 0.28633 | 0 | 0 | 0 | 0.058669 | 0 | 0 | 0.345 | 0.087014 | 0.25799 | 3.9649 | per sf | 1109.1648 | 4214826.2649 | 0.005 | 191407.2684 | 0 | 0 | 0 | 705.3573 | 6.0993 | 189858.7241 | 0 | 0 | 0 | 6.05 | 186163.195 | 0 | 0 | 0 | 5.9322 | 191407.2684 | 381265.9924 | 567429.1874 | 0 | 0 | 0 | 0 | 0 | 0 | 0 | 0 | 0 | 705.3573 | 1405.0081 | 2091.0404 | 6.0993 | 12.1494 | 18.0816 | 191407.2684 | 0 | 0 | 0 | 705.3573 | 6.0993 | 189858.7241 | 0 | 0 | 0 | 6.05 | 186163.195 | 0 | 0 | 0 | 5.9322 | 191407.2684 | 12.1494 | 567429.1874 | 0 | 0 | 0 | 0 | 0 | 0 | 0 | 0 | 0 | 705.3573 | 1405.0081 | 2091.0404 | 6.0993 | 12.1494 | 18.0816 | 22745.9787 | 89972.0516 | 22745.9787 | 163888.4047 | 31626.7084 | 22634.9835 | 89426.235 | 22634.9835 | 164123.9655 | 31472.3773 | 22339.9549 | 88575.9371 | 22339.9549 | 164090.7158 | 31062.1605 | 261407.1492 | 260131.542 | 256740.9398 | 0.061712 | 0.061405 | 0.0611 | 84081.2016 | 0 | 0 | 0 | 309.8487 | 2.6793 | 83670.9046 | 0 | 0 | 0 | 308.3367 | 2.6662 | 82580.3227 | 0 | 0 | 0 | 304.3178 | 2.6315 | 1261218.0245 | 1255063.5687 | 1238704.84 | 0 | 0 | 0 | 0 | 0 | 0 | 0 | 0 | 0 | 4647.7303 | 4625.0504 | 4564.7667 | 84081.2016 | 5.3456 | 250332.4289 | 0 | 0 | 0 | 0 | 0 | 0 | 0 | 0 | 0 | 309.8487 | 618.1854 | 922.5032 | 2.6793 | 5.3456 | 7.977 | 1 | 1 | 1 | 1 | 1 | 1 | 1 | 0.156 | 0.18818 | 2.2063 | 0.156 | 0.18777 | 2.2037 | 0.156 | 0.189 | 2.2115 | 191407.2684 | 0 | 0 | 0 | 705.3573 | 6.0993 | 189858.7241 | 0 | 0 | 0 | 6.05 | 186163.195 | 0 | 0 | 0 | 5.9322 | 191407.2684 | 12.1494 | 567429.1874 | 0 | 0 | 0 | 0 | 0 | 0 | 0 | 0 | 0 | 705.3573 | 1405.0081 | 2091.0404 | 6.0993 | 12.1494 | 18.0816 | 63416.4523 | 139916.0407 | 63416.4523 | 254863.7748 | 21138.8174 | 62962.48 | 138748.7752 | 62962.48 | 254645.6217 | 20987.4933 | 61855.3742 | 136796.0224 | 61855.3742 | 253420.4883 | 20618.4581 | 406515.72 | 403605.6408 | 396508.8092 | 0.095969 | 0.095492 | 0.095017 | 130755.147 | 0 | 0 | 0 | 481.8474 | 4.1666 | 129819.1246 | 0 | 0 | 0 | 478.3981 | 4.1368 | 127536.4398 | 0 | 0 | 0 | 469.9861 | 4.0641 | 1961327.2049 | 1947286.8683 | 1913046.5963 | 0 | 0 | 0 | 0 | 0 | 0 | 0 | 0 | 0 | 7227.7114 | 7175.9712 | 7049.7919 | 130755.147 | 8.3034 | 388110.7113 | 0 | 0 | 0 | 0 | 0 | 0 | 0 | 0 | 0 | 481.8474 | 960.2455 | 1430.2316 | 4.1666 | 8.3034 | 12.3675 | 0.208 | 0.13618 | 1.6547 | 0.208 | 0.13577 | 1.6528 | 0.208 | 0.137 | 1.6587 | 191407.2684 | 0 | 0 | 0 | 705.3573 | 6.0993 | 189858.7241 | 0 | 0 | 0 | 6.05 | 186163.195 | 0 | 0 | 0 | 5.9322 | 191407.2684 | 12.1494 | 567429.1874 | 0 | 0 | 0 | 0 | 0 | 0 | 0 | 0 | 0 | 705.3573 | 1405.0081 | 2091.0404 | 6.0993 | 12.1494 | 18.0816 | 99021.6819 | 163854.0295 | 99021.6819 | 298467.969 | 0 | 98220.5657 | 162334.5745 | 98220.5657 | 297932.6381 | 0 | 96308.7391 | 159743.4248 | 96308.7391 | 295931.5338 | 0 | 476065.7782 | 472214.2581 | 463022.7842 | 0.11239 | 0.11183 | 0.11127 | 153125.8147 | 0 | 0 | 0 | 564.2859 | 4.8795 | 151886.9792 | 0 | 0 | 0 | 559.7206 | 4.84 | 148930.556 | 0 | 0 | 0 | 548.8259 | 4.7458 | 2296887.2203 | 2278304.6887 | 2233958.3403 | 0 | 0 | 0 | 0 | 0 | 0 | 0 | 0 | 0 | 8464.2878 | 8395.8091 | 8232.3878 | 153125.8147 | 9.7195 | 453943.35 | 0 | 0 | 0 | 0 | 0 | 0 | 0 | 0 | 0 | 564.2859 | 1124.0065 | 1672.8323 | 4.8795 | 9.7195 | 14.4653
| 452 | Business | Food Sales | Envelope | Electric | 02-282 | 02-282.09 | Air Sealing | [02-282]_Business_Envelope_Building Shell Air Sealing_ADD_Electric_per sf | No Air Sealing | Improvement in Air Sealing | DEEMED | 0.24247 | 0 | 0 | 0 | 3.6207e-05 | 0 | 0.208 | 15 | 0.476 | 0.25758 | 0.40817 | 0.12932 | 0.20492 | 1 | 1 | Additions on Existing | 14.7091 | 0.057189 | 3.6371 | 0 | 0 | 0 | 0.014141 | 0.2158 | 0 | 0 | 0 | 0.097386 | 0 | 0 | 0.31318 | 0.07152 | 0.24166 | 4.379 | 0.21526 | 0 | 0 | 0 | 0.097891 | 0 | 0 | 0.31315 | 0.07152 | 0.24163 | 4.3785 | 0.21585 | 0 | 0 | 0 | 0.09865 | 0 | 0 | 0.3145 | 0.07152 | 0.24298 | 4.3973 | per sf | 417.2654 | 749408.5839 | 0.005 | 25655.1981 | 0 | 0 | 0 | 94.5423 | 1.8235 | 25447.6395 | 0 | 0 | 0 | 1.8088 | 24952.3108 | 0 | 0 | 0 | 1.7736 | 25655.1981 | 51102.8376 | 76055.1484 | 0 | 0 | 0 | 0 | 0 | 0 | 0 | 0 | 0 | 94.5423 | 188.3197 | 280.2718 | 1.8235 | 3.6323 | 5.4059 | 25655.1981 | 0 | 0 | 0 | 94.5423 | 1.8235 | 25447.6395 | 0 | 0 | 0 | 1.8088 | 24952.3108 | 0 | 0 | 0 | 1.7736 | 25655.1981 | 3.6323 | 76055.1484 | 0 | 0 | 0 | 0 | 0 | 0 | 0 | 0 | 0 | 94.5423 | 188.3197 | 280.2718 | 1.8235 | 3.6323 | 5.4059 | 1212.941 | 5311.4215 | 1212.941 | 8357.7585 | 2314.6148 | 1213.4325 | 5313.0463 | 1213.4325 | 8415.5365 | 2315.5526 | 1210.3861 | 5322.4603 | 1210.3861 | 8503.283 | 2309.7392 | 16959.4033 | 16966.2746 | 16923.6793 | 0.022518 | 0.022406 | 0.022294 | 4112.1597 | 0 | 0 | 0 | 15.1538 | 0.29228 | 4113.8258 | 0 | 0 | 0 | 15.1599 | 0.2924 | 4103.4977 | 0 | 0 | 0 | 15.1219 | 0.29167 | 61682.3961 | 61707.3876 | 61552.4659 | 0 | 0 | 0 | 0 | 0 | 0 | 0 | 0 | 0 | 227.3066 | 227.3987 | 226.8278 | 4112.1597 | 0.58469 | 12329.4833 | 0 | 0 | 0 | 0 | 0 | 0 | 0 | 0 | 0 | 15.1538 | 30.3137 | 45.4355 | 0.29228 | 0.58469 | 0.87636 | 1 | 1 | 1 | 1 | 1 | 1 | 1 | 0.156 | 0.15718 | 2.0076 | 0.156 | 0.15715 | 2.0074 | 0.156 | 0.1585 | 2.016 | 25655.1981 | 0 | 0 | 0 | 94.5423 | 1.8235 | 25447.6395 | 0 | 0 | 0 | 1.8088 | 24952.3108 | 0 | 0 | 0 | 1.7736 | 25655.1981 | 3.6323 | 76055.1484 | 0 | 0 | 0 | 0 | 0 | 0 | 0 | 0 | 0 | 94.5423 | 188.3197 | 280.2718 | 1.8235 | 3.6323 | 5.4059 | 9361.9475 | 18794.9774 | 9361.9475 | 29574.7344 | 3120.6492 | 9302.6541 | 18674.0873 | 9302.6541 | 29578.5984 | 3100.8847 | 9153.0613 | 18452.6785 | 9153.0613 | 29480.4168 | 3051.0204 | 60012.4842 | 59632.3981 | 58673.4699 | 0.079681 | 0.079285 | 0.078891 | 14551.2739 | 0 | 0 | 0 | 53.6231 | 1.0343 | 14459.1141 | 0 | 0 | 0 | 53.2835 | 1.0277 | 14226.602 | 0 | 0 | 0 | 52.4266 | 1.0112 | 218269.1081 | 216886.7115 | 213399.0305 | 0 | 0 | 0 | 0 | 0 | 0 | 0 | 0 | 0 | 804.3462 | 799.2519 | 786.3994 | 14551.2739 | 2.062 | 43236.99 | 0 | 0 | 0 | 0 | 0 | 0 | 0 | 0 | 0 | 53.6231 | 106.9065 | 159.3332 | 1.0343 | 2.062 | 3.0732 | 0.208 | 0.10518 | 1.5057 | 0.208 | 0.10515 | 1.5055 | 0.208 | 0.1065 | 1.512 | 25655.1981 | 0 | 0 | 0 | 94.5423 | 1.8235 | 25447.6395 | 0 | 0 | 0 | 1.8088 | 24952.3108 | 0 | 0 | 0 | 1.7736 | 25655.1981 | 3.6323 | 76055.1484 | 0 | 0 | 0 | 0 | 0 | 0 | 0 | 0 | 0 | 94.5423 | 188.3197 | 280.2718 | 1.8235 | 3.6323 | 5.4059 | 16505.9513 | 24852.9204 | 16505.9513 | 39107.1776 | 0 | 16372.4131 | 24649.4065 | 16372.4131 | 39043.1343 | 0 | 16053.7302 | 24273.3807 | 16053.7302 | 38779.7023 | 0 | 79355.5353 | 78713.5243 | 77181.395 | 0.10536 | 0.10484 | 0.10432 | 19241.3986 | 0 | 0 | 0 | 70.9067 | 1.3676 | 19085.7297 | 0 | 0 | 0 | 70.3331 | 1.3566 | 18714.2331 | 0 | 0 | 0 | 68.9641 | 1.3302 | 288620.9784 | 286285.9449 | 280713.4961 | 0 | 0 | 0 | 0 | 0 | 0 | 0 | 0 | 0 | 1063.6008 | 1054.9959 | 1034.4608 | 19241.3986 | 2.7242 | 57041.3613 | 0 | 0 | 0 | 0 | 0 | 0 | 0 | 0 | 0 | 70.9067 | 141.2398 | 210.2038 | 1.3676 | 2.7242 | 4.0544
| 453 | Business | Manufacturing/Industrial | Envelope | Electric | 02-282 | 02-282.10 | Air Sealing | [02-282]_Business_Envelope_Building Shell Air Sealing_ADD_Electric_per sf | No Air Sealing | Improvement in Air Sealing | DEEMED | 0.24159 | 0 | 0 | 0 | 3.5685e-05 | 0 | 0.208 | 15 | 0.476 | 0.25758 | 0.40817 | 0.12932 | 0.20492 | 1 | 1 | Additions on Existing | 14.7626 | 0.057397 | 3.6239 | 0 | 0 | 0 | 0.01409 | 0.21502 | 0 | 0 | 0 | 0.095983 | 0 | 0 | 0.311 | 0.07152 | 0.23948 | 4.3484 | 0.21448 | 0 | 0 | 0 | 0.09648 | 0 | 0 | 0.31096 | 0.07152 | 0.23944 | 4.3479 | 0.21507 | 0 | 0 | 0 | 0.097228 | 0 | 0 | 0.31229 | 0.07152 | 0.24077 | 4.3665 | per sf | 3596.8812 | 14901878.837 | 0.005 | 508300.8333 | 0 | 0 | 0 | 1873.1458 | 35.738 | 504188.5215 | 0 | 0 | 0 | 35.4488 | 494374.6806 | 0 | 0 | 0 | 34.7588 | 508300.8333 | 1012489.3548 | 1506864.0354 | 0 | 0 | 0 | 0 | 0 | 0 | 0 | 0 | 0 | 1873.1458 | 3731.1372 | 5552.9635 | 35.738 | 71.1868 | 105.9456 | 508300.8333 | 0 | 0 | 0 | 1873.1458 | 35.738 | 504188.5215 | 0 | 0 | 0 | 35.4488 | 494374.6806 | 0 | 0 | 0 | 34.7588 | 508300.8333 | 71.1868 | 1506864.0354 | 0 | 0 | 0 | 0 | 0 | 0 | 0 | 0 | 0 | 1873.1458 | 3731.1372 | 5552.9635 | 35.738 | 71.1868 | 105.9456 | 46250.6101 | 201116.3238 | 46250.6101 | 316467.3622 | 88258.4926 | 46119.611 | 200523.2117 | 46119.611 | 317625.236 | 88008.5114 | 45704.2988 | 199568.2834 | 45704.2988 | 318847.183 | 87215.9851 | 646678.378 | 644846.7419 | 639039.8263 | 0.04318 | 0.042965 | 0.042751 | 156232.3032 | 0 | 0 | 0 | 575.7336 | 10.9845 | 155789.7946 | 0 | 0 | 0 | 574.1029 | 10.9534 | 154386.8905 | 0 | 0 | 0 | 568.9331 | 10.8547 | 2343484.5482 | 2336846.9196 | 2315803.3568 | 0 | 0 | 0 | 0 | 0 | 0 | 0 | 0 | 0 | 8636.0042 | 8611.5438 | 8533.9959 | 156232.3032 | 21.9379 | 466408.9883 | 0 | 0 | 0 | 0 | 0 | 0 | 0 | 0 | 0 | 575.7336 | 1149.8365 | 1718.7696 | 10.9845 | 21.9379 | 32.7926 | 1 | 1 | 1 | 1 | 1 | 1 | 1 | 0.156 | 0.155 | 1.9936 | 0.156 | 0.15496 | 1.9933 | 0.156 | 0.15629 | 2.0019 | 508300.8333 | 0 | 0 | 0 | 1873.1458 | 35.738 | 504188.5215 | 0 | 0 | 0 | 35.4488 | 494374.6806 | 0 | 0 | 0 | 34.7588 | 508300.8333 | 71.1868 | 1506864.0354 | 0 | 0 | 0 | 0 | 0 | 0 | 0 | 0 | 0 | 1873.1458 | 3731.1372 | 5552.9635 | 35.738 | 71.1868 | 105.9456 | 215088.8975 | 428797.6303 | 215088.8975 | 674736.1548 | 71696.2992 | 213605.6285 | 425790.7632 | 213605.6285 | 674445.0703 | 71201.8762 | 209947.479 | 420290.5859 | 209947.479 | 671491.8176 | 69982.493 | 1378774.9839 | 1369266.8495 | 1345817.173 | 0.092063 | 0.091605 | 0.091149 | 333100.9643 | 0 | 0 | 0 | 1227.5145 | 23.4199 | 330803.8754 | 0 | 0 | 0 | 1219.0495 | 23.2584 | 325138.6219 | 0 | 0 | 0 | 1198.1724 | 22.8601 | 4996514.4652 | 4962058.1316 | 4877079.3283 | 0 | 0 | 0 | 0 | 0 | 0 | 0 | 0 | 0 | 18412.7179 | 18285.7424 | 17972.586 | 333100.9643 | 46.6783 | 989043.4617 | 0 | 0 | 0 | 0 | 0 | 0 | 0 | 0 | 0 | 1227.5145 | 2446.564 | 3644.7364 | 23.4199 | 46.6783 | 69.5383 | 0.208 | 0.103 | 1.4952 | 0.208 | 0.10296 | 1.495 | 0.208 | 0.10429 | 1.5014 | 508300.8333 | 0 | 0 | 0 | 1873.1458 | 35.738 | 504188.5215 | 0 | 0 | 0 | 35.4488 | 494374.6806 | 0 | 0 | 0 | 34.7588 | 508300.8333 | 71.1868 | 1506864.0354 | 0 | 0 | 0 | 0 | 0 | 0 | 0 | 0 | 0 | 1873.1458 | 3731.1372 | 5552.9635 | 35.738 | 71.1868 | 105.9456 | 350099.6275 | 523464.5736 | 350099.6275 | 823699.6862 | 0 | 347267.2127 | 519168.8037 | 347267.2127 | 822354.2421 | 0 | 340507.7863 | 511242.9227 | 340507.7863 | 816804.9699 | 0 | 1683171.2862 | 1669553.9072 | 1637056.665 | 0.11239 | 0.11183 | 0.11127 | 406640.6666 | 0 | 0 | 0 | 1498.5166 | 28.5904 | 403350.8172 | 0 | 0 | 0 | 1486.3931 | 28.3591 | 395499.7445 | 0 | 0 | 0 | 1457.4611 | 27.8071 | 6099609.9995 | 6050262.2583 | 5932496.1671 | 0 | 0 | 0 | 0 | 0 | 0 | 0 | 0 | 0 | 22477.749 | 22295.8971 | 21861.9158 | 406640.6666 | 56.9494 | 1205491.2283 | 0 | 0 | 0 | 0 | 0 | 0 | 0 | 0 | 0 | 1498.5166 | 2984.9097 | 4442.3708 | 28.5904 | 56.9494 | 84.7565
| 454 | Business | Office | Envelope | Gas | 02-305 | 02-305.01 | Air Sealing | [02-305]_Business_Envelope_Building Shell Air Sealing_ADD_Gas_per sf | No Air Sealing | 10 - 15% Improvement in Air Sealing | DEEMED | 0.053876 | 0.0017058 | 0 | 0 | 0 | 0 | 0.208 | 15 | 0.476 | 0.25758 | 0.40817 | 0.12932 | 0.20492 | 1 | 1 | Additions on Existing | 6.9016 | 0.25738 | 0.80813 | 0.026996 | 0 | 0 | 0.030138 | 0.047949 | 0.19426 | 0 | 0 | 0 | 0.0017997 | 0 | 0.24401 | 0.076524 | 0.16749 | 3.1887 | 0.04783 | 0.19653 | 0 | 0 | 0 | 0.0017997 | 0 | 0.24616 | 0.076524 | 0.16964 | 3.2168 | 0.04796 | 0.19909 | 0 | 0 | 0 | 0.0017997 | 0 | 0.24885 | 0.076524 | 0.17233 | 3.2519 | per sf | 1591.7069 | 39108237.4457 | 0.005 | 297479.8438 | 9418.8944 | 0 | 0 | 10515.1411 | 0 | 295073.1394 | 9342.6926 | 0 | 0 | 0 | 289329.6511 | 9160.8406 | 0 | 0 | 0 | 297479.8438 | 592552.9832 | 881882.6344 | 9418.8944 | 18761.587 | 27922.4276 | 0 | 0 | 0 | 0 | 0 | 0 | 10515.1411 | 20945.2114 | 31172.2643 | 0 | 0 | 0 | 297479.8438 | 9418.8944 | 0 | 0 | 10515.1411 | 0 | 295073.1394 | 9342.6926 | 0 | 0 | 0 | 289329.6511 | 9160.8406 | 0 | 0 | 0 | 297479.8438 | 0 | 881882.6344 | 9418.8944 | 18761.587 | 27922.4276 | 0 | 0 | 0 | 0 | 0 | 0 | 10515.1411 | 20945.2114 | 31172.2643 | 0 | 0 | 0 | 71117.2013 | 226772.3053 | 71117.2013 | 233533.0921 | 122186.4286 | 71023.0859 | 228468.7554 | 71023.0859 | 234463.9236 | 122024.729 | 70440.5149 | 229067.787 | 70440.5149 | 234573.3921 | 121023.814 | 929344.3745 | 928114.4945 | 920501.5811 | 0.023645 | 0.023528 | 0.02341 | 50068.9723 | 1585.2985 | 0 | 0 | 1769.8083 | 0 | 50002.7118 | 1583.2006 | 0 | 0 | 1767.4662 | 0 | 49592.5616 | 1570.2143 | 0 | 0 | 1752.9685 | 0 | 751034.5841 | 750040.6765 | 743888.424 | 23779.4781 | 23748.0087 | 23553.2143 | 0 | 0 | 0 | 0 | 0 | 0 | 26547.125 | 26511.993 | 26294.5268 | 50068.9723 | 0 | 149664.2456 | 1585.2985 | 3168.4991 | 4738.7134 | 0 | 0 | 0 | 0 | 0 | 0 | 1769.8083 | 3537.2745 | 5290.243 | 0 | 0 | 0 | 1 | 1 | 1 | 1 | 1 | 1 | 1 | 0.156 | 0.088013 | 1.5642 | 0.156 | 0.090164 | 1.578 | 0.156 | 0.092851 | 1.5952 | 297479.8438 | 9418.8944 | 0 | 0 | 10515.1411 | 0 | 295073.1394 | 9342.6926 | 0 | 0 | 0 | 289329.6511 | 9160.8406 | 0 | 0 | 0 | 297479.8438 | 0 | 881882.6344 | 9418.8944 | 18761.587 | 27922.4276 | 0 | 0 | 0 | 0 | 0 | 0 | 10515.1411 | 20945.2114 | 31172.2643 | 0 | 0 | 0 | 477277.8188 | 746551.8801 | 477277.8188 | 768808.9106 | 159092.6063 | 474248.5661 | 748353.3185 | 474248.5661 | 767990.5944 | 158082.8554 | 466352.7022 | 743925.3889 | 466352.7022 | 761805.5084 | 155450.9007 | 3059473.1976 | 3040054.9109 | 2989440.399 | 0.077842 | 0.077454 | 0.077069 | 164830.9097 | 5218.9248 | 0 | 0 | 5826.3452 | 0 | 163784.7382 | 5185.8006 | 0 | 0 | 5789.3658 | 0 | 161057.8517 | 5099.4611 | 0 | 0 | 5692.9774 | 0 | 2472463.646 | 2456771.0725 | 2415867.7756 | 78283.8718 | 77787.009 | 76491.9167 | 0 | 0 | 0 | 0 | 0 | 0 | 87395.1785 | 86840.4867 | 85394.6613 | 164830.9097 | 0 | 489673.4996 | 5218.9248 | 10404.7254 | 15504.1865 | 0 | 0 | 0 | 0 | 0 | 0 | 5826.3452 | 11615.711 | 17308.6884 | 0 | 0 | 0 | 0.208 | 0.036013 | 1.1731 | 0.208 | 0.038164 | 1.1835 | 0.208 | 0.040851 | 1.1964 | 297479.8438 | 9418.8944 | 0 | 0 | 10515.1411 | 0 | 295073.1394 | 9342.6926 | 0 | 0 | 0 | 289329.6511 | 9160.8406 | 0 | 0 | 0 | 297479.8438 | 0 | 881882.6344 | 9418.8944 | 18761.587 | 27922.4276 | 0 | 0 | 0 | 0 | 0 | 0 | 10515.1411 | 20945.2114 | 31172.2643 | 0 | 0 | 0 | 918795.5098 | 1077876.168 | 918795.5098 | 1110011.0047 | 0 | 911362.1685 | 1078581.3895 | 911362.1685 | 1106884.0639 | 0 | 893622.8448 | 1069129.7368 | 893622.8448 | 1094826.0872 | 0 | 4417286.1048 | 4381548.8869 | 4296263.6771 | 0.11239 | 0.11183 | 0.11127 | 237983.8751 | 7535.1155 | 0 | 0 | 8412.1129 | 0 | 236058.5115 | 7474.1541 | 0 | 0 | 8344.0563 | 0 | 231463.7209 | 7328.6725 | 0 | 0 | 8181.6423 | 0 | 3569758.1259 | 3540877.6728 | 3471955.8137 | 113026.7327 | 112112.3113 | 109930.0871 | 0 | 0 | 0 | 0 | 0 | 0 | 126181.693 | 125160.8439 | 122724.6349 | 237983.8751 | 0 | 705506.1075 | 7535.1155 | 15009.2696 | 22337.9421 | 0 | 0 | 0 | 0 | 0 | 0 | 8412.1129 | 16756.1691 | 24937.8114 | 0 | 0 | 0
| 455 | Business | Retail | Envelope | Gas | 02-305 | 02-305.02 | Air Sealing | [02-305]_Business_Envelope_Building Shell Air Sealing_ADD_Gas_per sf | No Air Sealing | 10 - 15% Improvement in Air Sealing | DEEMED | 0.044285 | 0.0017058 | 0 | 0 | 0 | 0 | 0.208 | 15 | 0.476 | 0.25758 | 0.40817 | 0.12932 | 0.20492 | 1 | 1 | Additions on Existing | 7.0321 | 0.31312 | 0.66427 | 0.026996 | 0 | 0 | 0.029579 | 0.039413 | 0.19426 | 0 | 0 | 0 | 0.0017997 | 0 | 0.23548 | 0.076524 | 0.15895 | 3.0772 | 0.039316 | 0.19653 | 0 | 0 | 0 | 0.0017997 | 0 | 0.23765 | 0.076524 | 0.16113 | 3.1056 | 0.039423 | 0.19909 | 0 | 0 | 0 | 0.0017997 | 0 | 0.24031 | 0.076524 | 0.16379 | 3.1404 | per sf | 1980.072 | 16967237.0759 | 0.005 | 106087.473 | 4086.4182 | 0 | 0 | 4477.3625 | 0 | 105229.1923 | 4053.3578 | 0 | 0 | 0 | 103180.9455 | 3974.4607 | 0 | 0 | 0 | 106087.473 | 211316.6653 | 314497.6107 | 4086.4182 | 8139.7761 | 12114.2368 | 0 | 0 | 0 | 0 | 0 | 0 | 4477.3625 | 8918.5017 | 13273.1959 | 0 | 0 | 0 | 106087.473 | 4086.4182 | 0 | 0 | 4477.3625 | 0 | 105229.1923 | 4053.3578 | 0 | 0 | 0 | 103180.9455 | 3974.4607 | 0 | 0 | 0 | 106087.473 | 0 | 314497.6107 | 4086.4182 | 8139.7761 | 12114.2368 | 0 | 0 | 0 | 0 | 0 | 0 | 4477.3625 | 8918.5017 | 13273.1959 | 0 | 0 | 0 | 10091.8935 | 31054.4715 | 10091.8935 | 30867.7392 | 17338.8773 | 10119.2253 | 31425.843 | 10119.2253 | 31113.7858 | 17385.836 | 10083.1232 | 31664.6771 | 10083.1232 | 31263.5826 | 17323.809 | 131878.7058 | 132235.8718 | 131764.0968 | 0.0077339 | 0.0076954 | 0.0076571 | 5840.2354 | 224.9619 | 0 | 0 | 246.4839 | 0 | 5856.0525 | 225.5712 | 0 | 0 | 247.1514 | 0 | 5835.16 | 224.7664 | 0 | 0 | 246.2697 | 0 | 87603.5314 | 87840.7872 | 87527.3996 | 3374.4292 | 3383.5681 | 3371.4967 | 0 | 0 | 0 | 0 | 0 | 0 | 3697.2581 | 3707.2713 | 3694.045 | 5840.2354 | 0 | 17531.4479 | 224.9619 | 450.5332 | 675.2996 | 0 | 0 | 0 | 0 | 0 | 0 | 246.4839 | 493.6353 | 739.905 | 0 | 0 | 0 | 1 | 1 | 1 | 1 | 1 | 1 | 1 | 0.156 | 0.079478 | 1.5095 | 0.156 | 0.08165 | 1.5234 | 0.156 | 0.084313 | 1.5405 | 106087.473 | 4086.4182 | 0 | 0 | 4477.3625 | 0 | 105229.1923 | 4053.3578 | 0 | 0 | 0 | 103180.9455 | 3974.4607 | 0 | 0 | 0 | 106087.473 | 0 | 314497.6107 | 4086.4182 | 8139.7761 | 12114.2368 | 0 | 0 | 0 | 0 | 0 | 0 | 4477.3625 | 8918.5017 | 13273.1959 | 0 | 0 | 0 | 158097.2456 | 238643.2592 | 158097.2456 | 237208.2834 | 52699.0819 | 157272.2588 | 239588.0649 | 157272.2588 | 237208.9661 | 52424.0863 | 154909.3765 | 238633.3195 | 154909.3765 | 235610.5655 | 51636.4588 | 1013443.8818 | 1008155.5049 | 993008.8237 | 0.059432 | 0.059137 | 0.058842 | 44880.2619 | 1728.7576 | 0 | 0 | 1894.1464 | 0 | 44646.0667 | 1719.7365 | 0 | 0 | 1884.2623 | 0 | 43975.2974 | 1693.8989 | 0 | 0 | 1855.9528 | 0 | 673203.9287 | 669691 | 659629.4608 | 25931.3633 | 25796.0476 | 25408.4839 | 0 | 0 | 0 | 0 | 0 | 0 | 28412.1955 | 28263.9343 | 27839.2927 | 44880.2619 | 0 | 133501.626 | 1728.7576 | 3448.4941 | 5142.393 | 0 | 0 | 0 | 0 | 0 | 0 | 1894.1464 | 3778.4087 | 5634.3615 | 0 | 0 | 0 | 0.208 | 0.027478 | 1.1321 | 0.208 | 0.02965 | 1.1425 | 0.208 | 0.032313 | 1.1554 | 106087.473 | 4086.4182 | 0 | 0 | 4477.3625 | 0 | 105229.1923 | 4053.3578 | 0 | 0 | 0 | 103180.9455 | 3974.4607 | 0 | 0 | 0 | 106087.473 | 0 | 314497.6107 | 4086.4182 | 8139.7761 | 12114.2368 | 0 | 0 | 0 | 0 | 0 | 0 | 4477.3625 | 8918.5017 | 13273.1959 | 0 | 0 | 0 | 373708.5424 | 423076.7473 | 373708.5424 | 420532.7623 | 0 | 370685.1241 | 423525.4151 | 370685.1241 | 419319.8266 | 0 | 363469.8769 | 419935.9581 | 363469.8769 | 414616.6545 | 0 | 1796675.6846 | 1782140.0197 | 1747451.331 | 0.10536 | 0.10484 | 0.10432 | 79565.6047 | 3064.8137 | 0 | 0 | 3358.0219 | 0 | 78921.8942 | 3040.0184 | 0 | 0 | 3330.8544 | 0 | 77385.7091 | 2980.8456 | 0 | 0 | 3266.0206 | 0 | 1193484.0707 | 1183828.4136 | 1160785.6364 | 45972.205 | 45600.2756 | 44712.6833 | 0 | 0 | 0 | 0 | 0 | 0 | 50370.3281 | 49962.8164 | 48990.3089 | 79565.6047 | 0 | 235873.208 | 3064.8137 | 6104.832 | 9085.6776 | 0 | 0 | 0 | 0 | 0 | 0 | 3358.0219 | 6688.8763 | 9954.8969 | 0 | 0 | 0
| 456 | Business | Food Service | Envelope | Gas | 02-305 | 02-305.03 | Air Sealing | [02-305]_Business_Envelope_Building Shell Air Sealing_ADD_Gas_per sf | No Air Sealing | 10 - 15% Improvement in Air Sealing | DEEMED | 0.054222 | 0.0017058 | 0 | 0 | 0 | 0 | 0.208 | 15 | 0.476 | 0.25758 | 0.40817 | 0.12932 | 0.20492 | 1 | 1 | Additions on Existing | 6.8969 | 0.25574 | 0.81333 | 0.026996 | 0 | 0 | 0.030158 | 0.048257 | 0.19426 | 0 | 0 | 0 | 0.0017997 | 0 | 0.29319 | 0.076524 | 0.21666 | 3.8313 | 0.048138 | 0.19653 | 0 | 0 | 0 | 0.0017997 | 0 | 0.29577 | 0.076524 | 0.21924 | 3.865 | 0.048269 | 0.19909 | 0 | 0 | 0 | 0.0017997 | 0 | 0.29899 | 0.076524 | 0.22247 | 3.9072 | per sf | 1122.5926 | 1799515.9627 | 0.005 | 13776.1482 | 433.3985 | 0 | 0 | 484.1651 | 0 | 13664.6948 | 429.8922 | 0 | 0 | 0 | 13398.7167 | 421.5245 | 0 | 0 | 0 | 13776.1482 | 27440.843 | 40839.5596 | 433.3985 | 863.2906 | 1284.8151 | 0 | 0 | 0 | 0 | 0 | 0 | 484.1651 | 964.4132 | 1435.3135 | 0 | 0 | 0 | 13776.1482 | 433.3985 | 0 | 0 | 484.1651 | 0 | 13664.6948 | 429.8922 | 0 | 0 | 0 | 13398.7167 | 421.5245 | 0 | 0 | 0 | 13776.1482 | 0 | 40839.5596 | 433.3985 | 863.2906 | 1284.8151 | 0 | 0 | 0 | 0 | 0 | 0 | 484.1651 | 964.4132 | 1435.3135 | 0 | 0 | 0 | 1665.3968 | 6380.6155 | 1665.3968 | 6482.0124 | 2861.3175 | 1667.0738 | 6443.2569 | 1667.0738 | 6523.1305 | 2864.1987 | 1660.66 | 6488.4533 | 1660.66 | 6555.3013 | 2853.1792 | 21763.0497 | 21784.9638 | 21701.1499 | 0.012034 | 0.011974 | 0.011914 | 1180.0341 | 37.1239 | 0 | 0 | 41.4725 | 0 | 1181.2223 | 37.1613 | 0 | 0 | 41.5143 | 0 | 1176.6778 | 37.0184 | 0 | 0 | 41.3545 | 0 | 17700.5114 | 17718.3348 | 17650.1666 | 556.8592 | 557.4199 | 555.2753 | 0 | 0 | 0 | 0 | 0 | 0 | 622.0876 | 622.714 | 620.3182 | 1180.0341 | 0 | 3537.9342 | 37.1239 | 74.2853 | 111.3036 | 0 | 0 | 0 | 0 | 0 | 0 | 41.4725 | 82.9868 | 124.3413 | 0 | 0 | 0 | 1 | 1 | 1 | 1 | 1 | 1 | 1 | 0.156 | 0.13719 | 1.8794 | 0.156 | 0.13977 | 1.8959 | 0.156 | 0.14299 | 1.9166 | 13776.1482 | 433.3985 | 0 | 0 | 484.1651 | 0 | 13664.6948 | 429.8922 | 0 | 0 | 0 | 13398.7167 | 421.5245 | 0 | 0 | 0 | 13776.1482 | 0 | 40839.5596 | 433.3985 | 863.2906 | 1284.8151 | 0 | 0 | 0 | 0 | 0 | 0 | 484.1651 | 964.4132 | 1435.3135 | 0 | 0 | 0 | 18864.8985 | 35454.6087 | 18864.8985 | 36018.0317 | 6288.2995 | 18754.8921 | 35558.1026 | 18754.8921 | 35998.897 | 6251.6307 | 18460.132 | 35380.8808 | 18460.132 | 35745.3961 | 6153.3773 | 120928.8363 | 120223.6675 | 118334.1797 | 0.066866 | 0.066534 | 0.066203 | 6556.9923 | 206.2834 | 0 | 0 | 230.4466 | 0 | 6518.7567 | 205.0805 | 0 | 0 | 229.1028 | 0 | 6416.3051 | 201.8574 | 0 | 0 | 225.5022 | 0 | 98354.8851 | 97781.3511 | 96244.5766 | 3094.2508 | 3076.2074 | 3027.8604 | 0 | 0 | 0 | 0 | 0 | 0 | 3456.6997 | 3436.5427 | 3382.5325 | 6556.9923 | 0 | 19492.0542 | 206.2834 | 411.3639 | 613.2212 | 0 | 0 | 0 | 0 | 0 | 0 | 230.4466 | 459.5495 | 685.0517 | 0 | 0 | 0 | 0.208 | 0.085186 | 1.4095 | 0.208 | 0.087766 | 1.422 | 0.208 | 0.090991 | 1.4375 | 13776.1482 | 433.3985 | 0 | 0 | 484.1651 | 0 | 13664.6948 | 429.8922 | 0 | 0 | 0 | 13398.7167 | 421.5245 | 0 | 0 | 0 | 13776.1482 | 0 | 40839.5596 | 433.3985 | 863.2906 | 1284.8151 | 0 | 0 | 0 | 0 | 0 | 0 | 484.1651 | 964.4132 | 1435.3135 | 0 | 0 | 0 | 39634.8848 | 55867.2235 | 39634.8848 | 56755.0314 | 0 | 39314.2263 | 55902.9859 | 39314.2263 | 56595.9846 | 0 | 38548.9896 | 55412.5454 | 38548.9896 | 55983.439 | 0 | 190552.3309 | 189010.7033 | 185331.6807 | 0.10536 | 0.10484 | 0.10432 | 10332.1111 | 325.0489 | 0 | 0 | 363.1239 | 0 | 10248.5211 | 322.4191 | 0 | 0 | 360.1861 | 0 | 10049.0375 | 316.1433 | 0 | 0 | 353.1752 | 0 | 154981.6667 | 153727.8169 | 150735.5624 | 4875.7329 | 4836.2867 | 4742.1502 | 0 | 0 | 0 | 0 | 0 | 0 | 5446.8578 | 5402.791 | 5297.6277 | 10332.1111 | 0 | 30629.6697 | 325.0489 | 647.468 | 963.6113 | 0 | 0 | 0 | 0 | 0 | 0 | 363.1239 | 723.3099 | 1076.4851 | 0 | 0 | 0
| 457 | Business | Healthcare/Hospitals | Envelope | Gas | 02-305 | 02-305.04 | Air Sealing | [02-305]_Business_Envelope_Building Shell Air Sealing_ADD_Gas_per sf | No Air Sealing | 10 - 15% Improvement in Air Sealing | DEEMED | 0.053802 | 0.0017058 | 0 | 0 | 0 | 0 | 0.208 | 15 | 0.476 | 0.25758 | 0.40817 | 0.12932 | 0.20492 | 1 | 1 | Additions on Existing | 6.9025 | 0.25774 | 0.80703 | 0.026996 | 0 | 0 | 0.030134 | 0.047883 | 0.19426 | 0 | 0 | 0 | 0.0017997 | 0 | 0.24395 | 0.087679 | 0.15627 | 2.7823 | 0.047765 | 0.19653 | 0 | 0 | 0 | 0.0017997 | 0 | 0.2461 | 0.087679 | 0.15842 | 2.8068 | 0.047895 | 0.19909 | 0 | 0 | 0 | 0.0017997 | 0 | 0.24879 | 0.087679 | 0.16111 | 2.8375 | per sf | 3575.3146 | 9710554.4713 | 0.005 | 73762.8618 | 2338.7064 | 0 | 0 | 2610.5309 | 0 | 73166.0973 | 2319.7856 | 0 | 0 | 0 | 71741.9466 | 2274.6318 | 0 | 0 | 0 | 73762.8618 | 146928.9591 | 218670.9058 | 2338.7064 | 4658.492 | 6933.1239 | 0 | 0 | 0 | 0 | 0 | 0 | 2610.5309 | 5199.9418 | 7738.9507 | 0 | 0 | 0 | 73762.8618 | 2338.7064 | 0 | 0 | 2610.5309 | 0 | 73166.0973 | 2319.7856 | 0 | 0 | 0 | 71741.9466 | 2274.6318 | 0 | 0 | 0 | 73762.8618 | 0 | 218670.9058 | 2338.7064 | 4658.492 | 6933.1239 | 0 | 0 | 0 | 0 | 0 | 0 | 2610.5309 | 5199.9418 | 7738.9507 | 0 | 0 | 0 | 12003.0093 | 33395.6854 | 12003.0093 | 36179.9332 | 16471.5703 | 12004.1073 | 33693.282 | 12004.1073 | 36374.4243 | 16473.0771 | 11936.8634 | 33870.2833 | 11936.8634 | 36481.1185 | 16380.7991 | 136897.0176 | 136909.5406 | 136142.6083 | 0.014028 | 0.013958 | 0.013888 | 7365.2996 | 233.5223 | 0 | 0 | 260.6643 | 0 | 7365.9734 | 233.5437 | 0 | 0 | 260.6881 | 0 | 7324.7111 | 232.2354 | 0 | 0 | 259.2278 | 0 | 110479.4939 | 110489.6003 | 109870.6658 | 3502.8346 | 3503.155 | 3483.5313 | 0 | 0 | 0 | 0 | 0 | 0 | 3909.964 | 3910.3216 | 3888.417 | 7365.2996 | 0 | 22055.984 | 233.5223 | 467.066 | 699.3014 | 0 | 0 | 0 | 0 | 0 | 0 | 260.6643 | 521.3524 | 780.5802 | 0 | 0 | 0 | 1 | 1 | 1 | 1 | 1 | 1 | 1 | 0.156 | 0.087948 | 1.5638 | 0.156 | 0.090099 | 1.5776 | 0.156 | 0.092785 | 1.5948 | 73762.8618 | 2338.7064 | 0 | 0 | 2610.5309 | 0 | 73166.0973 | 2319.7856 | 0 | 0 | 0 | 71741.9466 | 2274.6318 | 0 | 0 | 0 | 73762.8618 | 0 | 218670.9058 | 2338.7064 | 4658.492 | 6933.1239 | 0 | 0 | 0 | 0 | 0 | 0 | 2610.5309 | 5199.9418 | 7738.9507 | 0 | 0 | 0 | 96328.1439 | 150634.6794 | 96328.1439 | 163193.3161 | 32109.3813 | 95795.3948 | 151122.6767 | 95795.3948 | 163148.2609 | 31931.7983 | 94320.8714 | 150420.8257 | 94320.8714 | 162015.7681 | 31440.2905 | 617488.1019 | 614073.0437 | 604620.9705 | 0.063273 | 0.062958 | 0.062645 | 33221.9426 | 1053.3264 | 0 | 0 | 1175.753 | 0 | 33038.2065 | 1047.5009 | 0 | 0 | 1169.2504 | 0 | 32529.6684 | 1031.3774 | 0 | 0 | 1151.2528 | 0 | 498329.1396 | 495573.0978 | 487945.0262 | 15799.8964 | 15712.514 | 15470.6603 | 0 | 0 | 0 | 0 | 0 | 0 | 17636.2953 | 17538.7566 | 17268.7926 | 33221.9426 | 0 | 98789.8176 | 1053.3264 | 2100.8274 | 3132.2047 | 0 | 0 | 0 | 0 | 0 | 0 | 1175.753 | 2345.0035 | 3496.2563 | 0 | 0 | 0 | 0.208 | 0.035948 | 1.1728 | 0.208 | 0.038099 | 1.1832 | 0.208 | 0.040785 | 1.1961 | 73762.8618 | 2338.7064 | 0 | 0 | 2610.5309 | 0 | 73166.0973 | 2319.7856 | 0 | 0 | 0 | 71741.9466 | 2274.6318 | 0 | 0 | 0 | 73762.8618 | 0 | 218670.9058 | 2338.7064 | 4658.492 | 6933.1239 | 0 | 0 | 0 | 0 | 0 | 0 | 2610.5309 | 5199.9418 | 7738.9507 | 0 | 0 | 0 | 213877.9072 | 250841.2549 | 213877.9072 | 271754.2624 | 0 | 212147.5685 | 251006.1298 | 212147.5685 | 270979.9379 | 0 | 208018.1954 | 248807.09 | 208018.1954 | 267985.9761 | 0 | 1028259.1694 | 1019940.233 | 1000087.478 | 0.10536 | 0.10484 | 0.10432 | 55322.1464 | 1754.0298 | 0 | 0 | 1957.8982 | 0 | 54874.573 | 1739.8392 | 0 | 0 | 1942.0582 | 0 | 53806.46 | 1705.9739 | 0 | 0 | 1904.2567 | 0 | 829832.1954 | 823118.5949 | 807096.8994 | 26310.4475 | 26097.5878 | 25589.608 | 0 | 0 | 0 | 0 | 0 | 0 | 29368.4725 | 29130.8724 | 28563.8509 | 55322.1464 | 0 | 164003.1793 | 1754.0298 | 3493.869 | 5199.8429 | 0 | 0 | 0 | 0 | 0 | 0 | 1957.8982 | 3899.9563 | 5804.2131 | 0 | 0 | 0
| 458 | Business | Campus/Education | Envelope | Gas | 02-305 | 02-305.05 | Air Sealing | [02-305]_Business_Envelope_Building Shell Air Sealing_ADD_Gas_per sf | No Air Sealing | 10 - 15% Improvement in Air Sealing | DEEMED | 0.049852 | 0.0017058 | 0 | 0 | 0 | 0 | 0.208 | 15 | 0.476 | 0.25758 | 0.40817 | 0.12932 | 0.20492 | 1 | 1 | Additions on Existing | 6.9557 | 0.27816 | 0.74777 | 0.026996 | 0 | 0 | 0.029903 | 0.044368 | 0.19426 | 0 | 0 | 0 | 0.0017997 | 0 | 0.24043 | 0.087679 | 0.15275 | 2.7422 | 0.044258 | 0.19653 | 0 | 0 | 0 | 0.0017997 | 0 | 0.24259 | 0.087679 | 0.15491 | 2.7668 | 0.044378 | 0.19909 | 0 | 0 | 0 | 0.0017997 | 0 | 0.24527 | 0.087679 | 0.15759 | 2.7973 | per sf | 7087.8387 | 16096481.7186 | 0.005 | 113294.1659 | 3876.704 | 0 | 0 | 4294.2058 | 0 | 112377.5809 | 3845.3403 | 0 | 0 | 0 | 110190.1933 | 3770.4922 | 0 | 0 | 0 | 113294.1659 | 225671.7468 | 335861.9401 | 3876.704 | 7722.0443 | 11492.5365 | 0 | 0 | 0 | 0 | 0 | 0 | 4294.2058 | 8553.6701 | 12730.2255 | 0 | 0 | 0 | 113294.1659 | 3876.704 | 0 | 0 | 4294.2058 | 0 | 112377.5809 | 3845.3403 | 0 | 0 | 0 | 110190.1933 | 3770.4922 | 0 | 0 | 0 | 113294.1659 | 0 | 335861.9401 | 3876.704 | 7722.0443 | 11492.5365 | 0 | 0 | 0 | 0 | 0 | 0 | 4294.2058 | 8553.6701 | 12730.2255 | 0 | 0 | 0 | 18141.6013 | 49747.5317 | 18141.6013 | 51756.551 | 24895.4785 | 18156.5584 | 50235.8567 | 18156.5584 | 52072.3717 | 24916.004 | 18062.9164 | 50528.2442 | 18062.9164 | 52245.8116 | 24787.5003 | 206909.0374 | 207079.6271 | 206011.6183 | 0.01279 | 0.012727 | 0.012663 | 10314.751 | 352.9505 | 0 | 0 | 390.9616 | 0 | 10323.2551 | 353.2415 | 0 | 0 | 391.2839 | 0 | 10270.0132 | 351.4197 | 0 | 0 | 389.2659 | 0 | 154721.2645 | 154848.8271 | 154050.1975 | 5294.258 | 5298.623 | 5271.2954 | 0 | 0 | 0 | 0 | 0 | 0 | 5864.4233 | 5869.2583 | 5838.9878 | 10314.751 | 0 | 30908.0193 | 352.9505 | 706.1921 | 1057.6118 | 0 | 0 | 0 | 0 | 0 | 0 | 390.9616 | 782.2454 | 1171.5113 | 0 | 0 | 0 | 1 | 1 | 1 | 1 | 1 | 1 | 1 | 0.156 | 0.084432 | 1.5412 | 0.156 | 0.086592 | 1.5551 | 0.156 | 0.089269 | 1.5722 | 113294.1659 | 3876.704 | 0 | 0 | 4294.2058 | 0 | 112377.5809 | 3845.3403 | 0 | 0 | 0 | 110190.1933 | 3770.4922 | 0 | 0 | 0 | 113294.1659 | 0 | 335861.9401 | 3876.704 | 7722.0443 | 11492.5365 | 0 | 0 | 0 | 0 | 0 | 0 | 4294.2058 | 8553.6701 | 12730.2255 | 0 | 0 | 0 | 155343.2326 | 239419.6641 | 155343.2326 | 249088.4598 | 51781.0775 | 154512.0099 | 240278.0407 | 154512.0099 | 249062.09 | 51504.0033 | 152156.1142 | 239225.408 | 152156.1142 | 247357.2116 | 50718.7047 | 995789.9528 | 990461.6016 | 975359.7066 | 0.061556 | 0.06125 | 0.060945 | 49641.7436 | 1698.643 | 0 | 0 | 1881.5785 | 0 | 49376.1166 | 1689.5538 | 0 | 0 | 1871.5104 | 0 | 48623.2627 | 1663.7926 | 0 | 0 | 1842.9748 | 0 | 744626.1537 | 740641.7496 | 729348.9403 | 25479.6457 | 25343.3072 | 24956.8894 | 0 | 0 | 0 | 0 | 0 | 0 | 28223.6768 | 28072.6554 | 27644.6223 | 49641.7436 | 0 | 147641.1229 | 1698.643 | 3388.1969 | 5051.9895 | 0 | 0 | 0 | 0 | 0 | 0 | 1881.5785 | 3753.0888 | 5596.0636 | 0 | 0 | 0 | 0.208 | 0.032432 | 1.1559 | 0.208 | 0.034592 | 1.1663 | 0.208 | 0.037269 | 1.1792 | 113294.1659 | 3876.704 | 0 | 0 | 4294.2058 | 0 | 112377.5809 | 3845.3403 | 0 | 0 | 0 | 110190.1933 | 3770.4922 | 0 | 0 | 0 | 113294.1659 | 0 | 335861.9401 | 3876.704 | 7722.0443 | 11492.5365 | 0 | 0 | 0 | 0 | 0 | 0 | 4294.2058 | 8553.6701 | 12730.2255 | 0 | 0 | 0 | 354529.8916 | 409809.102 | 354529.8916 | 426358.956 | 0 | 351661.6345 | 410145.635 | 351661.6345 | 425139.6789 | 0 | 344816.6724 | 406600.0382 | 344816.6724 | 420421.2776 | 0 | 1704470.6325 | 1690680.9352 | 1657772.4634 | 0.10536 | 0.10484 | 0.10432 | 84970.6244 | 2907.528 | 0 | 0 | 3220.6543 | 0 | 84283.1857 | 2884.0052 | 0 | 0 | 3194.5982 | 0 | 82642.645 | 2827.8691 | 0 | 0 | 3132.4166 | 0 | 1274559.3663 | 1264247.7848 | 1239639.6747 | 43612.9202 | 43260.0782 | 42418.0369 | 0 | 0 | 0 | 0 | 0 | 0 | 48309.8149 | 47918.9735 | 46986.2486 | 84970.6244 | 0 | 251896.4551 | 2907.528 | 5791.5332 | 8619.4024 | 0 | 0 | 0 | 0 | 0 | 0 | 3220.6543 | 6415.2526 | 9547.6691 | 0 | 0 | 0
| 459 | Business | Warehouse | Envelope | Gas | 02-305 | 02-305.06 | Air Sealing | [02-305]_Business_Envelope_Building Shell Air Sealing_ADD_Gas_per sf | No Air Sealing | 10 - 15% Improvement in Air Sealing | DEEMED | 0.039462 | 0.0017058 | 0 | 0 | 0 | 0 | 0.208 | 15 | 0.476 | 0.25758 | 0.40817 | 0.12932 | 0.20492 | 1 | 1 | Additions on Existing | 7.0996 | 0.35139 | 0.59193 | 0.026996 | 0 | 0 | 0.029298 | 0.035121 | 0.19426 | 0 | 0 | 0 | 0.0017997 | 0 | 0.23119 | 0.087679 | 0.14351 | 2.6367 | 0.035034 | 0.19653 | 0 | 0 | 0 | 0.0017997 | 0 | 0.23337 | 0.087679 | 0.14569 | 2.6616 | 0.035129 | 0.19909 | 0 | 0 | 0 | 0.0017997 | 0 | 0.23602 | 0.087679 | 0.14834 | 2.6919 | per sf | 2949.1542 | 6122444.1885 | 0.005 | 34111.7354 | 1474.5399 | 0 | 0 | 1600.2454 | 0 | 33835.7608 | 1462.6104 | 0 | 0 | 0 | 33177.1604 | 1434.1412 | 0 | 0 | 0 | 34111.7354 | 67947.4962 | 101124.6566 | 1474.5399 | 2937.1502 | 4371.2915 | 0 | 0 | 0 | 0 | 0 | 0 | 1600.2454 | 3187.5444 | 4743.9472 | 0 | 0 | 0 | 34111.7354 | 1474.5399 | 0 | 0 | 1600.2454 | 0 | 33835.7608 | 1462.6104 | 0 | 0 | 0 | 33177.1604 | 1434.1412 | 0 | 0 | 0 | 34111.7354 | 0 | 101124.6566 | 1474.5399 | 2937.1502 | 4371.2915 | 0 | 0 | 0 | 0 | 0 | 0 | 1600.2454 | 3187.5444 | 4743.9472 | 0 | 0 | 0 | 14991.2951 | 39527.8631 | 14991.2951 | 39652.6799 | 20572.3551 | 14961.4549 | 39821.6936 | 14961.4549 | 39779.4378 | 20531.4059 | 14813.1456 | 39874.9711 | 14813.1456 | 39706.6916 | 20327.883 | 170979.0876 | 170638.7541 | 168947.2528 | 0.027788 | 0.027649 | 0.027512 | 6747.217 | 291.6603 | 0 | 0 | 316.5246 | 0 | 6733.7866 | 291.0798 | 0 | 0 | 315.8946 | 0 | 6667.0362 | 288.1944 | 0 | 0 | 312.7632 | 0 | 101208.2544 | 101006.7996 | 100005.5433 | 4374.9051 | 4366.1969 | 4322.9158 | 0 | 0 | 0 | 0 | 0 | 0 | 4747.8689 | 4738.4183 | 4691.4475 | 6747.217 | 0 | 20148.0398 | 291.6603 | 582.7401 | 870.9345 | 0 | 0 | 0 | 0 | 0 | 0 | 316.5246 | 632.4191 | 945.1823 | 0 | 0 | 0 | 1 | 1 | 1 | 1 | 1 | 1 | 1 | 0.156 | 0.075185 | 1.482 | 0.156 | 0.077368 | 1.496 | 0.156 | 0.08002 | 1.513 | 34111.7354 | 1474.5399 | 0 | 0 | 1600.2454 | 0 | 33835.7608 | 1462.6104 | 0 | 0 | 0 | 33177.1604 | 1434.1412 | 0 | 0 | 0 | 34111.7354 | 0 | 101124.6566 | 1474.5399 | 2937.1502 | 4371.2915 | 0 | 0 | 0 | 0 | 0 | 0 | 1600.2454 | 3187.5444 | 4743.9472 | 0 | 0 | 0 | 72717.8357 | 107764.7407 | 72717.8357 | 108105.0283 | 24239.2786 | 72259.1611 | 108096.1862 | 72259.1611 | 107981.4827 | 24086.387 | 71055.1704 | 107502.938 | 71055.1704 | 107049.2564 | 23685.0568 | 466139.9724 | 463199.7507 | 455481.8613 | 0.075757 | 0.075381 | 0.075006 | 18394.9252 | 795.1531 | 0 | 0 | 862.9404 | 0 | 18278.8975 | 790.1376 | 0 | 0 | 857.4973 | 0 | 17974.3323 | 776.9722 | 0 | 0 | 843.2096 | 0 | 275923.8781 | 274183.4624 | 269614.9849 | 11927.2958 | 11852.0633 | 11654.5828 | 0 | 0 | 0 | 0 | 0 | 0 | 12944.1063 | 12862.4602 | 12648.1443 | 18394.9252 | 0 | 54648.155 | 795.1531 | 1585.2906 | 2362.2628 | 0 | 0 | 0 | 0 | 0 | 0 | 862.9404 | 1720.4378 | 2563.6474 | 0 | 0 | 0 | 0.208 | 0.023185 | 1.1115 | 0.208 | 0.025368 | 1.122 | 0.208 | 0.02802 | 1.1347 | 34111.7354 | 1474.5399 | 0 | 0 | 1600.2454 | 0 | 33835.7608 | 1462.6104 | 0 | 0 | 0 | 33177.1604 | 1434.1412 | 0 | 0 | 0 | 34111.7354 | 0 | 101124.6566 | 1474.5399 | 2937.1502 | 4371.2915 | 0 | 0 | 0 | 0 | 0 | 0 | 1600.2454 | 3187.5444 | 4743.9472 | 0 | 0 | 0 | 143838.6027 | 159872.0201 | 143838.6027 | 160376.8464 | 0 | 142674.9037 | 160076.031 | 142674.9037 | 159906.1705 | 0 | 139897.7901 | 158743.7978 | 139897.7901 | 158073.8705 | 0 | 691531.7439 | 685937.0371 | 672585.5293 | 0.11239 | 0.11183 | 0.11127 | 27289.3883 | 1179.6319 | 0 | 0 | 1280.1964 | 0 | 27068.6087 | 1170.0883 | 0 | 0 | 1269.8392 | 0 | 26541.7283 | 1147.313 | 0 | 0 | 1245.1222 | 0 | 409340.8245 | 406029.13 | 398125.9249 | 17694.4784 | 17551.3246 | 17209.6946 | 0 | 0 | 0 | 0 | 0 | 0 | 19202.9454 | 19047.5876 | 18676.8334 | 27289.3883 | 0 | 80899.7253 | 1179.6319 | 2349.7202 | 3497.0332 | 0 | 0 | 0 | 0 | 0 | 0 | 1280.1964 | 2550.0355 | 3795.1578 | 0 | 0 | 0
| 460 | Business | Lodging | Envelope | Gas | 02-305 | 02-305.07 | Air Sealing | [02-305]_Business_Envelope_Building Shell Air Sealing_ADD_Gas_per sf | No Air Sealing | 10 - 15% Improvement in Air Sealing | DEEMED | 0.04675 | 0.0017058 | 0 | 0 | 0 | 0 | 0.208 | 15 | 0.476 | 0.25758 | 0.40817 | 0.12932 | 0.20492 | 1 | 1 | Additions on Existing | 6.998 | 0.29661 | 0.70125 | 0.026996 | 0 | 0 | 0.029723 | 0.041608 | 0.19426 | 0 | 0 | 0 | 0.0017997 | 0 | 0.23767 | 0.076524 | 0.16115 | 3.1058 | 0.041504 | 0.19653 | 0 | 0 | 0 | 0.0017997 | 0 | 0.23984 | 0.076524 | 0.16331 | 3.1342 | 0.041617 | 0.19909 | 0 | 0 | 0 | 0.0017997 | 0 | 0.24251 | 0.076524 | 0.16598 | 3.169 | per sf | 2952.2708 | 8464160.2931 | 0.005 | 55868.227 | 2038.5228 | 0 | 0 | 2244.4035 | 0 | 55416.2356 | 2022.0305 | 0 | 0 | 0 | 54337.5793 | 1982.6724 | 0 | 0 | 0 | 55868.227 | 111284.4626 | 165622.0419 | 2038.5228 | 4060.5532 | 6043.2256 | 0 | 0 | 0 | 0 | 0 | 0 | 2244.4035 | 4470.649 | 6653.5615 | 0 | 0 | 0 | 55868.227 | 2038.5228 | 0 | 0 | 2244.4035 | 0 | 55416.2356 | 2022.0305 | 0 | 0 | 0 | 54337.5793 | 1982.6724 | 0 | 0 | 0 | 55868.227 | 0 | 165622.0419 | 2038.5228 | 4060.5532 | 6043.2256 | 0 | 0 | 0 | 0 | 0 | 0 | 2244.4035 | 4470.649 | 6653.5615 | 0 | 0 | 0 | 14265.5219 | 44306.4628 | 14265.5219 | 44249.7415 | 24509.5861 | 14256.491 | 44682.1162 | 14256.491 | 44454.6857 | 24494.0701 | 14135.0954 | 44794.7266 | 14135.0954 | 44451.083 | 24285.5005 | 186418.7885 | 186300.7743 | 184714.4033 | 0.021915 | 0.021806 | 0.021697 | 8715.1204 | 317.9978 | 0 | 0 | 350.114 | 0 | 8709.6032 | 317.7965 | 0 | 0 | 349.8923 | 0 | 8635.44 | 315.0904 | 0 | 0 | 346.9129 | 0 | 130726.8061 | 130644.0483 | 129531.6003 | 4769.9665 | 4766.9468 | 4726.3557 | 0 | 0 | 0 | 0 | 0 | 0 | 5251.7094 | 5248.3848 | 5203.6942 | 8715.1204 | 0 | 26060.1636 | 317.9978 | 635.7942 | 950.8846 | 0 | 0 | 0 | 0 | 0 | 0 | 350.114 | 700.0063 | 1046.9192 | 0 | 0 | 0 | 1 | 1 | 1 | 1 | 1 | 1 | 1 | 0.156 | 0.081672 | 1.5235 | 0.156 | 0.083839 | 1.5374 | 0.156 | 0.086508 | 1.5545 | 55868.227 | 2038.5228 | 0 | 0 | 2244.4035 | 0 | 55416.2356 | 2022.0305 | 0 | 0 | 0 | 54337.5793 | 1982.6724 | 0 | 0 | 0 | 55868.227 | 0 | 165622.0419 | 2038.5228 | 4060.5532 | 6043.2256 | 0 | 0 | 0 | 0 | 0 | 0 | 2244.4035 | 4470.649 | 6653.5615 | 0 | 0 | 0 | 101345.0165 | 154402.8094 | 101345.0165 | 154205.1424 | 33781.6722 | 100705.865 | 154827.906 | 100705.865 | 154039.8369 | 33568.6217 | 99030.8084 | 153947.2214 | 99030.8084 | 152766.2123 | 33010.2695 | 649647.5418 | 645550.417 | 634812.8741 | 0.076371 | 0.075991 | 0.075613 | 30371.1691 | 1108.1848 | 0 | 0 | 1220.106 | 0 | 30179.6276 | 1101.1958 | 0 | 0 | 1212.4111 | 0 | 29677.645 | 1082.8794 | 0 | 0 | 1192.2449 | 0 | 455567.5366 | 452694.414 | 445164.6757 | 16622.7718 | 16517.9372 | 16243.1917 | 0 | 0 | 0 | 0 | 0 | 0 | 18301.5895 | 18186.167 | 17883.6736 | 30371.1691 | 0 | 90228.4418 | 1108.1848 | 2209.3806 | 3292.26 | 0 | 0 | 0 | 0 | 0 | 0 | 1220.106 | 2432.5171 | 3624.762 | 0 | 0 | 0 | 0.208 | 0.029672 | 1.1427 | 0.208 | 0.031839 | 1.1531 | 0.208 | 0.034508 | 1.1659 | 55868.227 | 2038.5228 | 0 | 0 | 2244.4035 | 0 | 55416.2356 | 2022.0305 | 0 | 0 | 0 | 54337.5793 | 1982.6724 | 0 | 0 | 0 | 55868.227 | 0 | 165622.0419 | 2038.5228 | 4060.5532 | 6043.2256 | 0 | 0 | 0 | 0 | 0 | 0 | 2244.4035 | 4470.649 | 6653.5615 | 0 | 0 | 0 | 198854.0773 | 227221.0508 | 198854.0773 | 226930.1616 | 0 | 197245.286 | 227437.6565 | 197245.286 | 226280.0061 | 0 | 193405.9803 | 225492.807 | 193405.9803 | 223762.9345 | 0 | 956029.2177 | 948294.6441 | 929836.4437 | 0.11239 | 0.11183 | 0.11127 | 44694.5816 | 1630.8182 | 0 | 0 | 1795.5228 | 0 | 44332.9885 | 1617.6244 | 0 | 0 | 1780.9964 | 0 | 43470.0635 | 1586.1379 | 0 | 0 | 1746.33 | 0 | 670418.7234 | 664994.8275 | 652050.952 | 24462.2731 | 24264.3657 | 23792.0689 | 0 | 0 | 0 | 0 | 0 | 0 | 26932.8415 | 26714.9464 | 26194.95 | 44694.5816 | 0 | 132497.6335 | 1630.8182 | 3248.4426 | 4834.5805 | 0 | 0 | 0 | 0 | 0 | 0 | 1795.5228 | 3576.5192 | 5322.8492 | 0 | 0 | 0
| 461 | Business | Other Commercial | Envelope | Gas | 02-305 | 02-305.08 | Air Sealing | [02-305]_Business_Envelope_Building Shell Air Sealing_ADD_Gas_per sf | No Air Sealing | 10 - 15% Improvement in Air Sealing | DEEMED | 0.043974 | 0.0017058 | 0 | 0 | 0 | 0 | 0.208 | 15 | 0.476 | 0.25758 | 0.40817 | 0.12932 | 0.20492 | 1 | 1 | Additions on Existing | 7.0364 | 0.31534 | 0.65961 | 0.026996 | 0 | 0 | 0.029561 | 0.039137 | 0.19426 | 0 | 0 | 0 | 0.0017997 | 0 | 0.2352 | 0.076524 | 0.15868 | 3.0736 | 0.039039 | 0.19653 | 0 | 0 | 0 | 0.0017997 | 0 | 0.23737 | 0.076524 | 0.16085 | 3.1019 | 0.039146 | 0.19909 | 0 | 0 | 0 | 0.0017997 | 0 | 0.24004 | 0.076524 | 0.16351 | 3.1367 | per sf | 1005.8801 | 3822344.3541 | 0.005 | 23731.276 | 920.5799 | 0 | 0 | 1008.0323 | 0 | 23539.2826 | 913.1321 | 0 | 0 | 0 | 23081.0992 | 895.3584 | 0 | 0 | 0 | 23731.276 | 47270.5585 | 70351.6578 | 920.5799 | 1833.712 | 2729.0704 | 0 | 0 | 0 | 0 | 0 | 0 | 1008.0323 | 2007.9094 | 2988.3242 | 0 | 0 | 0 | 23731.276 | 920.5799 | 0 | 0 | 1008.0323 | 0 | 23539.2826 | 913.1321 | 0 | 0 | 0 | 23081.0992 | 895.3584 | 0 | 0 | 0 | 23731.276 | 0 | 70351.6578 | 920.5799 | 1833.712 | 2729.0704 | 0 | 0 | 0 | 0 | 0 | 0 | 1008.0323 | 2007.9094 | 2988.3242 | 0 | 0 | 0 | 6330.4606 | 19456.9982 | 6330.4606 | 19377.6802 | 10876.3612 | 6322.6665 | 19612.5888 | 6322.6665 | 19455.3703 | 10862.9702 | 6270.4058 | 19668.6638 | 6270.4058 | 19456.7219 | 10773.1811 | 82725.1048 | 82623.2537 | 81940.3216 | 0.021535 | 0.021428 | 0.021321 | 3637.7371 | 141.1145 | 0 | 0 | 154.52 | 0 | 3633.2583 | 140.9408 | 0 | 0 | 154.3297 | 0 | 3603.2272 | 139.7758 | 0 | 0 | 153.0541 | 0 | 54566.0562 | 54498.8745 | 54048.4077 | 2116.7178 | 2114.1117 | 2096.6373 | 0 | 0 | 0 | 0 | 0 | 0 | 2317.7999 | 2314.9462 | 2295.8118 | 3637.7371 | 0 | 10874.2226 | 141.1145 | 282.0553 | 421.8311 | 0 | 0 | 0 | 0 | 0 | 0 | 154.52 | 308.8497 | 461.9039 | 0 | 0 | 0 | 1 | 1 | 1 | 1 | 1 | 1 | 1 | 0.156 | 0.079201 | 1.5077 | 0.156 | 0.081374 | 1.5216 | 0.156 | 0.084036 | 1.5387 | 23731.276 | 920.5799 | 0 | 0 | 1008.0323 | 0 | 23539.2826 | 913.1321 | 0 | 0 | 0 | 23081.0992 | 895.3584 | 0 | 0 | 0 | 23731.276 | 0 | 70351.6578 | 920.5799 | 1833.712 | 2729.0704 | 0 | 0 | 0 | 0 | 0 | 0 | 1008.0323 | 2007.9094 | 2988.3242 | 0 | 0 | 0 | 45558.0338 | 68687.6859 | 45558.0338 | 68407.6752 | 15186.0113 | 45269.2181 | 68882.8368 | 45269.2181 | 68330.658 | 15089.7394 | 44516.0257 | 68496.5942 | 44516.0257 | 67758.5015 | 14838.6752 | 292038.678 | 290187.2952 | 285359.1391 | 0.076023 | 0.075645 | 0.075268 | 12842.0499 | 498.1668 | 0 | 0 | 545.4912 | 0 | 12760.6376 | 495.0086 | 0 | 0 | 542.033 | 0 | 12548.3252 | 486.7727 | 0 | 0 | 533.0146 | 0 | 192630.7492 | 191409.5642 | 188224.8787 | 7472.5016 | 7425.1296 | 7301.5898 | 0 | 0 | 0 | 0 | 0 | 0 | 8182.3676 | 8130.4954 | 7995.2196 | 12842.0499 | 0 | 38151.0128 | 498.1668 | 993.1754 | 1479.9481 | 0 | 0 | 0 | 0 | 0 | 0 | 545.4912 | 1087.5242 | 1620.5388 | 0 | 0 | 0 | 0.208 | 0.027201 | 1.1308 | 0.208 | 0.029374 | 1.1412 | 0.208 | 0.032036 | 1.154 | 23731.276 | 920.5799 | 0 | 0 | 1008.0323 | 0 | 23539.2826 | 913.1321 | 0 | 0 | 0 | 23081.0992 | 895.3584 | 0 | 0 | 0 | 23731.276 | 0 | 70351.6578 | 920.5799 | 1833.712 | 2729.0704 | 0 | 0 | 0 | 0 | 0 | 0 | 1008.0323 | 2007.9094 | 2988.3242 | 0 | 0 | 0 | 89800.8465 | 101544.3134 | 89800.8465 | 101130.36 | 0 | 89074.3298 | 101653.3881 | 89074.3298 | 100838.5139 | 0 | 87340.5313 | 100792.8409 | 87340.5313 | 99706.7364 | 0 | 431734.8391 | 428241.9701 | 419906.4004 | 0.11239 | 0.11183 | 0.11127 | 18985.0208 | 736.4639 | 0 | 0 | 806.4259 | 0 | 18831.4261 | 730.5057 | 0 | 0 | 799.9016 | 0 | 18464.8794 | 716.2867 | 0 | 0 | 784.3318 | 0 | 284775.3116 | 282471.3908 | 276973.1908 | 11046.9589 | 10957.5856 | 10744.3003 | 0 | 0 | 0 | 0 | 0 | 0 | 12096.388 | 11998.5245 | 11764.9777 | 18985.0208 | 0 | 56281.3262 | 736.4639 | 1466.9696 | 2183.2563 | 0 | 0 | 0 | 0 | 0 | 0 | 806.4259 | 1606.3275 | 2390.6593 | 0 | 0 | 0
| 462 | Business | Food Sales | Envelope | Gas | 02-305 | 02-305.09 | Air Sealing | [02-305]_Business_Envelope_Building Shell Air Sealing_ADD_Gas_per sf | No Air Sealing | 10 - 15% Improvement in Air Sealing | DEEMED | 0.053481 | 0.0017058 | 0 | 0 | 0 | 0 | 0.208 | 15 | 0.476 | 0.25758 | 0.40817 | 0.12932 | 0.20492 | 1 | 1 | Additions on Existing | 6.9068 | 0.25928 | 0.80222 | 0.026996 | 0 | 0 | 0.030115 | 0.047598 | 0.19426 | 0 | 0 | 0 | 0.0017997 | 0 | 0.24366 | 0.076524 | 0.16714 | 3.1841 | 0.04748 | 0.19653 | 0 | 0 | 0 | 0.0017997 | 0 | 0.24581 | 0.076524 | 0.16929 | 3.2122 | 0.047609 | 0.19909 | 0 | 0 | 0 | 0.0017997 | 0 | 0.2485 | 0.076524 | 0.17198 | 3.2473 | per sf | 1305.163 | 2344072.6811 | 0.005 | 17699.8364 | 564.5504 | 0 | 0 | 629.7763 | 0 | 17556.6393 | 559.9831 | 0 | 0 | 0 | 17214.9058 | 549.0832 | 0 | 0 | 0 | 17699.8364 | 35256.4757 | 52471.3816 | 564.5504 | 1124.5335 | 1673.6167 | 0 | 0 | 0 | 0 | 0 | 0 | 629.7763 | 1254.4576 | 1866.9797 | 0 | 0 | 0 | 17699.8364 | 564.5504 | 0 | 0 | 629.7763 | 0 | 17556.6393 | 559.9831 | 0 | 0 | 0 | 17214.9058 | 549.0832 | 0 | 0 | 0 | 17699.8364 | 0 | 52471.3816 | 564.5504 | 1124.5335 | 1673.6167 | 0 | 0 | 0 | 0 | 0 | 0 | 629.7763 | 1254.4576 | 1866.9797 | 0 | 0 | 0 | 1571.3 | 5003.2159 | 1571.3 | 5115.61 | 2699.6497 | 1574.1039 | 5056.4121 | 1574.1039 | 5151.9802 | 2704.4671 | 1569.4091 | 5096.4112 | 1569.4091 | 5181.4998 | 2696.4009 | 20533.412 | 20570.0529 | 20508.702 | 0.0087161 | 0.0086728 | 0.0086296 | 1098.1509 | 35.0264 | 0 | 0 | 39.0732 | 0 | 1100.1104 | 35.0889 | 0 | 0 | 39.1429 | 0 | 1096.8293 | 34.9842 | 0 | 0 | 39.0262 | 0 | 16472.2628 | 16501.6567 | 16452.4399 | 525.396 | 526.3335 | 524.7637 | 0 | 0 | 0 | 0 | 0 | 0 | 586.0981 | 587.144 | 585.3928 | 1098.1509 | 0 | 3295.0906 | 35.0264 | 70.1153 | 105.0996 | 0 | 0 | 0 | 0 | 0 | 0 | 39.0732 | 78.2161 | 117.2423 | 0 | 0 | 0 | 1 | 1 | 1 | 1 | 1 | 1 | 1 | 0.156 | 0.087662 | 1.5619 | 0.156 | 0.089814 | 1.5757 | 0.156 | 0.0925 | 1.5929 | 17699.8364 | 564.5504 | 0 | 0 | 629.7763 | 0 | 17556.6393 | 559.9831 | 0 | 0 | 0 | 17214.9058 | 549.0832 | 0 | 0 | 0 | 17699.8364 | 0 | 52471.3816 | 564.5504 | 1124.5335 | 1673.6167 | 0 | 0 | 0 | 0 | 0 | 0 | 629.7763 | 1254.4576 | 1866.9797 | 0 | 0 | 0 | 22576.1185 | 35262.476 | 22576.1185 | 36054.625 | 7525.3728 | 22455.787 | 35384.3103 | 22455.787 | 36053.087 | 7485.2623 | 22116.4256 | 35230.3233 | 22116.4256 | 35818.5209 | 7372.1419 | 144718.7083 | 143947.3525 | 141771.9589 | 0.061431 | 0.061125 | 0.060821 | 7739.7255 | 246.8647 | 0 | 0 | 275.3865 | 0 | 7698.4725 | 245.5489 | 0 | 0 | 273.9187 | 0 | 7582.1299 | 241.8381 | 0 | 0 | 269.7791 | 0 | 116095.8826 | 115477.0875 | 113731.9486 | 3702.9711 | 3683.2341 | 3627.5715 | 0 | 0 | 0 | 0 | 0 | 0 | 4130.7975 | 4108.7802 | 4046.6866 | 7739.7255 | 0 | 23020.3279 | 246.8647 | 492.4137 | 734.2518 | 0 | 0 | 0 | 0 | 0 | 0 | 275.3865 | 549.3052 | 819.0843 | 0 | 0 | 0 | 0.208 | 0.035662 | 1.1715 | 0.208 | 0.037814 | 1.1818 | 0.208 | 0.0405 | 1.1947 | 17699.8364 | 564.5504 | 0 | 0 | 629.7763 | 0 | 17556.6393 | 559.9831 | 0 | 0 | 0 | 17214.9058 | 549.0832 | 0 | 0 | 0 | 17699.8364 | 0 | 52471.3816 | 564.5504 | 1124.5335 | 1673.6167 | 0 | 0 | 0 | 0 | 0 | 0 | 629.7763 | 1254.4576 | 1866.9797 | 0 | 0 | 0 | 51628.9117 | 60480.8327 | 51628.9117 | 61839.496 | 0 | 51211.2178 | 60521.3799 | 51211.2178 | 61665.2566 | 0 | 50214.4106 | 59991.7213 | 50214.4106 | 60993.3296 | 0 | 248215.9217 | 246207.7777 | 241415.4354 | 0.10536 | 0.10484 | 0.10432 | 13274.8773 | 423.4128 | 0 | 0 | 472.3323 | 0 | 13167.4794 | 419.9873 | 0 | 0 | 468.5109 | 0 | 12911.1794 | 411.8124 | 0 | 0 | 459.3915 | 0 | 199123.16 | 197512.1917 | 193667.6908 | 6351.1926 | 6299.8094 | 6177.186 | 0 | 0 | 0 | 0 | 0 | 0 | 7084.9838 | 7027.6641 | 6890.8732 | 13274.8773 | 0 | 39353.5362 | 423.4128 | 843.4001 | 1255.2125 | 0 | 0 | 0 | 0 | 0 | 0 | 472.3323 | 940.8432 | 1400.2347 | 0 | 0 | 0
| 463 | Business | Manufacturing/Industrial | Envelope | Gas | 02-305 | 02-305.10 | Air Sealing | [02-305]_Business_Envelope_Building Shell Air Sealing_ADD_Gas_per sf | No Air Sealing | 10 - 15% Improvement in Air Sealing | DEEMED | 0.048725 | 0.0017058 | 0 | 0 | 0 | 0 | 0.208 | 15 | 0.476 | 0.25758 | 0.40817 | 0.12932 | 0.20492 | 1 | 1 | Additions on Existing | 6.971 | 0.28459 | 0.73088 | 0.026996 | 0 | 0 | 0.029838 | 0.043365 | 0.19426 | 0 | 0 | 0 | 0.0017997 | 0 | 0.23943 | 0.087679 | 0.15175 | 2.7307 | 0.043257 | 0.19653 | 0 | 0 | 0 | 0.0017997 | 0 | 0.24159 | 0.087679 | 0.15391 | 2.7554 | 0.043375 | 0.19909 | 0 | 0 | 0 | 0.0017997 | 0 | 0.24427 | 0.087679 | 0.15659 | 2.7859 | per sf | 4556.7017 | 18878415.2672 | 0.005 | 129871.7771 | 4546.7096 | 0 | 0 | 5025.3017 | 0 | 128821.074 | 4509.9253 | 0 | 0 | 0 | 126313.62 | 4422.1413 | 0 | 0 | 0 | 129871.7771 | 258692.8511 | 385006.4711 | 4546.7096 | 9056.635 | 13478.7763 | 0 | 0 | 0 | 0 | 0 | 0 | 5025.3017 | 10009.9472 | 14897.5684 | 0 | 0 | 0 | 129871.7771 | 4546.7096 | 0 | 0 | 5025.3017 | 0 | 128821.074 | 4509.9253 | 0 | 0 | 0 | 126313.62 | 4422.1413 | 0 | 0 | 0 | 129871.7771 | 0 | 385006.4711 | 4546.7096 | 9056.635 | 13478.7763 | 0 | 0 | 0 | 0 | 0 | 0 | 5025.3017 | 10009.9472 | 14897.5684 | 0 | 0 | 0 | 53181.055 | 145223.8449 | 53181.055 | 159145.7854 | 72979.6555 | 53037.1646 | 146139.0602 | 53037.1646 | 159546.024 | 72782.1967 | 52462.1022 | 146154.6179 | 52462.1022 | 159133.1802 | 71993.0462 | 606541.8774 | 604900.7755 | 598342.0597 | 0.031969 | 0.03181 | 0.031652 | 29553.7599 | 1034.6541 | 0 | 0 | 1143.563 | 0 | 29473.7972 | 1031.8547 | 0 | 0 | 1140.4689 | 0 | 29154.2237 | 1020.6666 | 0 | 0 | 1128.1032 | 0 | 443306.3982 | 442106.9576 | 437313.3551 | 15519.8113 | 15477.8198 | 15309.9995 | 0 | 0 | 0 | 0 | 0 | 0 | 17153.4452 | 17107.0337 | 16921.5484 | 29553.7599 | 0 | 88181.7807 | 1034.6541 | 2066.5087 | 3087.1754 | 0 | 0 | 0 | 0 | 0 | 0 | 1143.563 | 2284.0319 | 3412.1352 | 0 | 0 | 0 | 1 | 1 | 1 | 1 | 1 | 1 | 1 | 0.156 | 0.083429 | 1.5348 | 0.156 | 0.085592 | 1.5487 | 0.156 | 0.088266 | 1.5658 | 129871.7771 | 4546.7096 | 0 | 0 | 5025.3017 | 0 | 128821.074 | 4509.9253 | 0 | 0 | 0 | 126313.62 | 4422.1413 | 0 | 0 | 0 | 129871.7771 | 0 | 385006.4711 | 4546.7096 | 9056.635 | 13478.7763 | 0 | 0 | 0 | 0 | 0 | 0 | 5025.3017 | 10009.9472 | 14897.5684 | 0 | 0 | 0 | 233632.518 | 358579.8085 | 233632.518 | 392955.2016 | 77877.506 | 232118.9503 | 359474.5663 | 232118.9503 | 392453.1724 | 77372.9834 | 228205.3533 | 357325.6888 | 228205.3533 | 389056.2886 | 76068.4511 | 1497644.3461 | 1487941.9894 | 1462854.8289 | 0.078936 | 0.078544 | 0.078153 | 72972.7378 | 2554.7186 | 0 | 0 | 2823.6314 | 0 | 72499.9904 | 2538.1681 | 0 | 0 | 2805.3387 | 0 | 71277.6182 | 2495.3738 | 0 | 0 | 2758.0399 | 0 | 1094591.0673 | 1087499.8557 | 1069164.2729 | 38320.7796 | 38072.5218 | 37430.6073 | 0 | 0 | 0 | 0 | 0 | 0 | 42354.4708 | 42080.0811 | 41370.598 | 72972.7378 | 0 | 216750.3464 | 2554.7186 | 5092.8868 | 7588.2606 | 0 | 0 | 0 | 0 | 0 | 0 | 2823.6314 | 5628.9701 | 8387.01 | 0 | 0 | 0 | 0.208 | 0.031429 | 1.1511 | 0.208 | 0.033592 | 1.1615 | 0.208 | 0.036266 | 1.1744 | 129871.7771 | 4546.7096 | 0 | 0 | 5025.3017 | 0 | 128821.074 | 4509.9253 | 0 | 0 | 0 | 126313.62 | 4422.1413 | 0 | 0 | 0 | 129871.7771 | 0 | 385006.4711 | 4546.7096 | 9056.635 | 13478.7763 | 0 | 0 | 0 | 0 | 0 | 0 | 5025.3017 | 10009.9472 | 14897.5684 | 0 | 0 | 0 | 443523.0098 | 510540.2191 | 443523.0098 | 559483.3563 | 0 | 439934.7708 | 510983.7888 | 439934.7708 | 557862.0234 | 0 | 431371.605 | 506583.7206 | 431371.605 | 551568.4664 | 0 | 2132322.1625 | 2115071.0132 | 2073901.9473 | 0.11239 | 0.11183 | 0.11127 | 103897.4216 | 3637.3677 | 0 | 0 | 4020.2414 | 0 | 103056.8592 | 3607.9403 | 0 | 0 | 3987.7164 | 0 | 101050.896 | 3537.7131 | 0 | 0 | 3910.097 | 0 | 1558461.3247 | 1545852.8881 | 1515763.44 | 54560.5155 | 54119.104 | 53065.6959 | 0 | 0 | 0 | 0 | 0 | 0 | 60303.6208 | 59815.7458 | 58651.4547 | 103897.4216 | 0 | 308005.1769 | 3637.3677 | 7245.308 | 10783.021 | 0 | 0 | 0 | 0 | 0 | 0 | 4020.2414 | 8007.9578 | 11918.0548 | 0 | 0 | 0
| 464 | Business | Office | Envelope | Electric | 02-203 | 02-203.01 | Windows | [02-203]_Business_Envelope_Efficient Windows_ROB_Electric_per hsf | IECC 2015 | Baseline U factor of IECC 2012 | ENGINEER | 187.3901 | 0 | 0 | 0 | 0.010591 | 0 | 150 | 20 | 0.476 | 0.25758 | 0.40817 | 0.12932 | 0.20492 | 1 | 1 | Replace on Burnout | 10.2941 | 0.040023 | 3747.803 | 0 | 0 | 0 | 14.5715 | 209.1647 | 0 | 0 | 0 | 34.8733 | 0 | 0 | 244.0381 | 62.7502 | 181.2879 | 3.889 | 209.8768 | 0 | 0 | 0 | 34.9803 | 0 | 0 | 244.8571 | 62.7502 | 182.1069 | 3.9021 | 211.5044 | 0 | 0 | 0 | 35.1943 | 0 | 0 | 246.6987 | 62.7502 | 183.9485 | 3.9314 | per hsf | 1.0083 | 24773.6517 | 0.005 | 233277.4983 | 0 | 0 | 0 | 859.6538 | 6.2759 | 234443.8858 | 0 | 0 | 0 | 6.3073 | 235616.1052 | 0 | 0 | 0 | 6.3388 | 233277.4983 | 467721.384 | 703337.4892 | 0 | 0 | 0 | 0 | 0 | 0 | 0 | 0 | 0 | 859.6538 | 1723.6059 | 2591.8778 | 6.2759 | 12.5831 | 18.9219 | 233277.4983 | 0 | 0 | 0 | 859.6538 | 6.2759 | 234443.8858 | 0 | 0 | 0 | 6.3073 | 235616.1052 | 0 | 0 | 0 | 6.3388 | 233277.4983 | 12.5831 | 703337.4892 | 0 | 0 | 0 | 0 | 0 | 0 | 0 | 0 | 0 | 859.6538 | 1723.6059 | 2591.8778 | 6.2759 | 12.5831 | 18.9219 | 53399.9982 | 207674.7525 | 53399.9982 | 392964.8537 | 74249.0001 | 53823.52 | 210024.417 | 53823.52 | 400851.7081 | 74837.8778 | 54322.0456 | 213563.9352 | 54322.0456 | 411630.0564 | 75531.0432 | 850.9933 | 857.7427 | 865.6873 | 0.03418 | 0.03401 | 0.033841 | 159467.7652 | 0 | 0 | 0 | 587.6567 | 4.2902 | 160732.5231 | 0 | 0 | 0 | 592.3174 | 4.3242 | 162221.2642 | 0 | 0 | 0 | 597.8036 | 4.3642 | 3189355.3045 | 3214650.4616 | 3244425.2833 | 0 | 0 | 0 | 0 | 0 | 0 | 0 | 0 | 0 | 11753.1331 | 11846.3486 | 11956.0722 | 159467.7652 | 8.6144 | 482421.5525 | 0 | 0 | 0 | 0 | 0 | 0 | 0 | 0 | 0 | 587.6567 | 1179.9741 | 1777.7777 | 4.2902 | 8.6144 | 12.9786 | 1 | 1 | 1 | 1 | 1 | 1 | 1 | 112.5 | 131.5381 | 2.1692 | 112.5 | 132.3571 | 2.1765 | 112.5 | 134.1987 | 2.1929 | 233277.4983 | 0 | 0 | 0 | 859.6538 | 6.2759 | 234443.8858 | 0 | 0 | 0 | 6.3073 | 235616.1052 | 0 | 0 | 0 | 6.3388 | 233277.4983 | 12.5831 | 703337.4892 | 0 | 0 | 0 | 0 | 0 | 0 | 0 | 0 | 0 | 859.6538 | 1723.6059 | 2591.8778 | 6.2759 | 12.5831 | 18.9219 | 128486.2401 | 278715.8376 | 128486.2401 | 527389.7141 | 42828.7467 | 129256.3227 | 281327.4148 | 129256.3227 | 536940.306 | 43085.4409 | 130086.5198 | 285263.7992 | 130086.5198 | 549826.7 | 43362.1733 | 1142.0999 | 1148.9451 | 1156.3246 | 0.045872 | 0.045644 | 0.045417 | 214018.2724 | 0 | 0 | 0 | 788.6814 | 5.7577 | 215300.9913 | 0 | 0 | 0 | 793.4084 | 5.7923 | 216683.8426 | 0 | 0 | 0 | 798.5043 | 5.8295 | 4280365.4481 | 4306019.8266 | 4333676.8517 | 0 | 0 | 0 | 0 | 0 | 0 | 0 | 0 | 0 | 15773.6282 | 15868.1675 | 15970.0867 | 214018.2724 | 11.55 | 646003.1063 | 0 | 0 | 0 | 0 | 0 | 0 | 0 | 0 | 0 | 788.6814 | 1582.0898 | 2380.5941 | 5.7577 | 11.55 | 17.3795 | 150 | 94.0381 | 1.6269 | 150 | 94.8571 | 1.6324 | 150 | 96.6987 | 1.6447 | 233277.4983 | 0 | 0 | 0 | 859.6538 | 6.2759 | 234443.8858 | 0 | 0 | 0 | 6.3073 | 235616.1052 | 0 | 0 | 0 | 6.3388 | 233277.4983 | 12.5831 | 703337.4892 | 0 | 0 | 0 | 0 | 0 | 0 | 0 | 0 | 0 | 859.6538 | 1723.6059 | 2591.8778 | 6.2759 | 12.5831 | 18.9219 | 186731.3996 | 303797.1132 | 186731.3996 | 574848.8283 | 0 | 187665.0566 | 306340.8668 | 187665.0566 | 584680.8739 | 0 | 188603.3819 | 310188.081 | 188603.3819 | 597866.5693 | 0 | 1244.876 | 1251.1004 | 1257.3559 | 0.05 | 0.049751 | 0.049504 | 233277.4983 | 0 | 0 | 0 | 859.6538 | 6.2759 | 234443.8858 | 0 | 0 | 0 | 863.9521 | 6.3073 | 235616.1052 | 0 | 0 | 0 | 868.2719 | 6.3388 | 4665549.9656 | 4688877.7154 | 4712322.104 | 0 | 0 | 0 | 0 | 0 | 0 | 0 | 0 | 0 | 17193.0765 | 17279.0419 | 17365.4371 | 233277.4983 | 12.5831 | 703337.4892 | 0 | 0 | 0 | 0 | 0 | 0 | 0 | 0 | 0 | 859.6538 | 1723.6059 | 2591.8778 | 6.2759 | 12.5831 | 18.9219
| 465 | Business | Retail | Envelope | Electric | 02-203 | 02-203.02 | Windows | [02-203]_Business_Envelope_Efficient Windows_ROB_Electric_per hsf | IECC 2015 | Baseline U factor of IECC 2012 | ENGINEER | 265.8676 | 0 | 0 | 0 | 0.010591 | 0 | 150 | 20 | 0.476 | 0.25758 | 0.40817 | 0.12932 | 0.20492 | 1 | 1 | Replace on Burnout | 7.2555 | 0.02821 | 5317.3519 | 0 | 0 | 0 | 20.6739 | 296.7612 | 0 | 0 | 0 | 34.8733 | 0 | 0 | 331.6345 | 62.7502 | 268.8843 | 5.285 | 297.7715 | 0 | 0 | 0 | 34.9803 | 0 | 0 | 332.7518 | 62.7502 | 270.0016 | 5.3028 | 300.0807 | 0 | 0 | 0 | 35.1943 | 0 | 0 | 335.275 | 62.7502 | 272.5248 | 5.343 | per hsf | 0.71865 | 6158.1317 | 0.005 | 82271.6954 | 0 | 0 | 0 | 303.1805 | 1.56 | 82683.0539 | 0 | 0 | 0 | 1.5678 | 83096.4691 | 0 | 0 | 0 | 1.5757 | 82271.6954 | 164954.7492 | 248051.2183 | 0 | 0 | 0 | 0 | 0 | 0 | 0 | 0 | 0 | 303.1805 | 607.8768 | 914.0966 | 1.56 | 3.1279 | 4.7035 | 82271.6954 | 0 | 0 | 0 | 303.1805 | 1.56 | 82683.0539 | 0 | 0 | 0 | 1.5678 | 83096.4691 | 0 | 0 | 0 | 1.5757 | 82271.6954 | 3.1279 | 248051.2183 | 0 | 0 | 0 | 0 | 0 | 0 | 0 | 0 | 0 | 303.1805 | 607.8768 | 914.0966 | 1.56 | 3.1279 | 4.7035 | 11608.6494 | 61351.6597 | 11608.6494 | 120509.6359 | 16141.0231 | 11703.669 | 62062.2328 | 11703.669 | 122963.3602 | 16273.1414 | 11815.8443 | 63132.1904 | 11815.8443 | 126316.2121 | 16429.1133 | 184.9978 | 186.5121 | 188.2997 | 0.029892 | 0.029743 | 0.029595 | 49184.9247 | 0 | 0 | 0 | 181.252 | 0.93264 | 49587.5153 | 0 | 0 | 0 | 182.7356 | 0.94028 | 50062.7931 | 0 | 0 | 0 | 184.487 | 0.94929 | 983698.4932 | 991750.3064 | 1001255.8612 | 0 | 0 | 0 | 0 | 0 | 0 | 0 | 0 | 0 | 3625.0396 | 3654.7114 | 3689.7405 | 49184.9247 | 1.8729 | 148835.233 | 0 | 0 | 0 | 0 | 0 | 0 | 0 | 0 | 0 | 181.252 | 363.9876 | 548.4746 | 0.93264 | 1.8729 | 2.8222 | 1 | 1 | 1 | 1 | 1 | 1 | 1 | 112.5 | 219.1345 | 2.9479 | 112.5 | 220.2518 | 2.9578 | 112.5 | 222.775 | 2.9802 | 82271.6954 | 0 | 0 | 0 | 303.1805 | 1.56 | 82683.0539 | 0 | 0 | 0 | 1.5678 | 83096.4691 | 0 | 0 | 0 | 1.5757 | 82271.6954 | 3.1279 | 248051.2183 | 0 | 0 | 0 | 0 | 0 | 0 | 0 | 0 | 0 | 303.1805 | 607.8768 | 914.0966 | 1.56 | 3.1279 | 4.7035 | 29043.1683 | 85615.2603 | 29043.1683 | 168169.2705 | 9681.0561 | 29214.1438 | 86409.4213 | 29214.1438 | 171202.2323 | 9738.0479 | 29397.1547 | 87610.0575 | 29397.1547 | 175292.0426 | 9799.0516 | 258.1615 | 259.6813 | 261.308 | 0.041713 | 0.041506 | 0.041299 | 68636.7761 | 0 | 0 | 0 | 252.9342 | 1.3015 | 69040.837 | 0 | 0 | 0 | 254.4233 | 1.3091 | 69473.3408 | 0 | 0 | 0 | 256.0171 | 1.3174 | 1372735.5218 | 1380816.741 | 1389466.8161 | 0 | 0 | 0 | 0 | 0 | 0 | 0 | 0 | 0 | 5058.6848 | 5088.465 | 5120.3415 | 68636.7761 | 2.6106 | 207150.9539 | 0 | 0 | 0 | 0 | 0 | 0 | 0 | 0 | 0 | 252.9342 | 507.3575 | 763.3746 | 1.3015 | 2.6106 | 3.928 | 150 | 181.6345 | 2.2109 | 150 | 182.7518 | 2.2183 | 150 | 185.275 | 2.2352 | 82271.6954 | 0 | 0 | 0 | 303.1805 | 1.56 | 82683.0539 | 0 | 0 | 0 | 1.5678 | 83096.4691 | 0 | 0 | 0 | 1.5757 | 82271.6954 | 3.1279 | 248051.2183 | 0 | 0 | 0 | 0 | 0 | 0 | 0 | 0 | 0 | 303.1805 | 607.8768 | 914.0966 | 1.56 | 3.1279 | 4.7035 | 41775.226 | 92360.7097 | 41775.226 | 181418.9798 | 0 | 41984.1021 | 93135.2461 | 41984.1021 | 184528.0503 | 0 | 42194.0226 | 94310.6769 | 42194.0226 | 188698.7825 | 0 | 278.5015 | 279.894 | 281.2935 | 0.045 | 0.044776 | 0.044553 | 74044.5258 | 0 | 0 | 0 | 272.8624 | 1.404 | 74414.7485 | 0 | 0 | 0 | 274.2267 | 1.411 | 74786.8222 | 0 | 0 | 0 | 275.5979 | 1.4181 | 1480890.5167 | 1488294.9693 | 1495736.4442 | 0 | 0 | 0 | 0 | 0 | 0 | 0 | 0 | 0 | 5457.2481 | 5484.5344 | 5511.9571 | 74044.5258 | 2.8151 | 223246.0965 | 0 | 0 | 0 | 0 | 0 | 0 | 0 | 0 | 0 | 272.8624 | 547.0891 | 822.687 | 1.404 | 2.8151 | 4.2332
| 466 | Business | Food Service | Envelope | Electric | 02-203 | 02-203.03 | Windows | [02-203]_Business_Envelope_Efficient Windows_ROB_Electric_per hsf | IECC 2015 | Baseline U factor of IECC 2012 | ENGINEER | 249.4782 | 0 | 0 | 0 | 0.010591 | 0 | 150 | 20 | 0.476 | 0.25758 | 0.40817 | 0.12932 | 0.20492 | 1 | 1 | Replace on Burnout | 7.7322 | 0.030063 | 4989.5636 | 0 | 0 | 0 | 19.3994 | 278.4673 | 0 | 0 | 0 | 34.8733 | 0 | 0 | 376.0088 | 62.7502 | 313.2586 | 5.9922 | 279.4154 | 0 | 0 | 0 | 34.9803 | 0 | 0 | 377.2748 | 62.7502 | 314.5246 | 6.0123 | 281.5822 | 0 | 0 | 0 | 35.1943 | 0 | 0 | 380.1318 | 62.7502 | 317.3816 | 6.0579 | per hsf | 0.14744 | 236.3489 | 0.005 | 2962.9362 | 0 | 0 | 0 | 10.9188 | 0.059874 | 2977.7509 | 0 | 0 | 0 | 0.060173 | 2992.6397 | 0 | 0 | 0 | 0.060474 | 2962.9362 | 5940.6872 | 8933.3269 | 0 | 0 | 0 | 0 | 0 | 0 | 0 | 0 | 0 | 10.9188 | 21.8921 | 32.9203 | 0.059874 | 0.12005 | 0.18052 | 2962.9362 | 0 | 0 | 0 | 10.9188 | 0.059874 | 2977.7509 | 0 | 0 | 0 | 0.060173 | 2992.6397 | 0 | 0 | 0 | 0.060474 | 2962.9362 | 0.12005 | 8933.3269 | 0 | 0 | 0 | 0 | 0 | 0 | 0 | 0 | 0 | 10.9188 | 21.8921 | 32.9203 | 0.059874 | 0.12005 | 0.18052 | 459.6366 | 2754.2128 | 459.6366 | 5399.0802 | 639.0929 | 463.2557 | 2785.2459 | 463.2557 | 5507.3136 | 644.125 | 467.4785 | 2831.9187 | 467.4785 | 5654.8568 | 649.9965 | 7.3249 | 7.3825 | 7.4498 | 0.030838 | 0.030684 | 0.030531 | 1827.3935 | 0 | 0 | 0 | 6.7342 | 0.036927 | 1841.7822 | 0 | 0 | 0 | 6.7872 | 0.037218 | 1858.5707 | 0 | 0 | 0 | 6.849 | 0.037557 | 36547.8696 | 36835.6433 | 37171.4149 | 0 | 0 | 0 | 0 | 0 | 0 | 0 | 0 | 0 | 134.683 | 135.7435 | 136.9808 | 1827.3935 | 0.074145 | 5527.7464 | 0 | 0 | 0 | 0 | 0 | 0 | 0 | 0 | 0 | 6.7342 | 13.5213 | 20.3704 | 0.036927 | 0.074145 | 0.1117 | 1 | 1 | 1 | 1 | 1 | 1 | 1 | 112.5 | 263.5088 | 3.3423 | 112.5 | 264.7748 | 3.3536 | 112.5 | 267.6318 | 3.3789 | 2962.9362 | 0 | 0 | 0 | 10.9188 | 0.059874 | 2977.7509 | 0 | 0 | 0 | 0.060173 | 2992.6397 | 0 | 0 | 0 | 0.060474 | 2962.9362 | 0.12005 | 8933.3269 | 0 | 0 | 0 | 0 | 0 | 0 | 0 | 0 | 0 | 10.9188 | 21.8921 | 32.9203 | 0.059874 | 0.12005 | 0.18052 | 1124.3158 | 3757.801 | 1124.3158 | 7366.4128 | 374.7719 | 1130.8221 | 3792.273 | 1130.8221 | 7498.5254 | 376.9407 | 1137.7498 | 3844.3992 | 1137.7498 | 7676.6071 | 379.2499 | 9.9939 | 10.0518 | 10.1133 | 0.042074 | 0.041865 | 0.041657 | 2493.2644 | 0 | 0 | 0 | 9.188 | 0.050383 | 2507.6927 | 0 | 0 | 0 | 9.2411 | 0.050675 | 2523.0555 | 0 | 0 | 0 | 9.2977 | 0.050985 | 49865.289 | 50153.8549 | 50461.1095 | 0 | 0 | 0 | 0 | 0 | 0 | 0 | 0 | 0 | 183.7592 | 184.8226 | 185.9549 | 2493.2644 | 0.10106 | 7524.0127 | 0 | 0 | 0 | 0 | 0 | 0 | 0 | 0 | 0 | 9.188 | 18.4291 | 27.7268 | 0.050383 | 0.10106 | 0.15204 | 150 | 226.0088 | 2.5067 | 150 | 227.2748 | 2.5152 | 150 | 230.1318 | 2.5342 | 2962.9362 | 0 | 0 | 0 | 10.9188 | 0.059874 | 2977.7509 | 0 | 0 | 0 | 0.060173 | 2992.6397 | 0 | 0 | 0 | 0.060474 | 2962.9362 | 0.12005 | 8933.3269 | 0 | 0 | 0 | 0 | 0 | 0 | 0 | 0 | 0 | 10.9188 | 21.8921 | 32.9203 | 0.059874 | 0.12005 | 0.18052 | 1603.3322 | 4019.1133 | 1603.3322 | 7878.663 | 0 | 1611.3488 | 4052.8092 | 1611.3488 | 8013.6878 | 0 | 1619.4056 | 4103.9175 | 1619.4056 | 8194.8207 | 0 | 10.6889 | 10.7423 | 10.796 | 0.045 | 0.044776 | 0.044553 | 2666.6426 | 0 | 0 | 0 | 9.8269 | 0.053887 | 2679.9758 | 0 | 0 | 0 | 9.876 | 0.054156 | 2693.3757 | 0 | 0 | 0 | 9.9254 | 0.054427 | 53332.8525 | 53599.5168 | 53867.5143 | 0 | 0 | 0 | 0 | 0 | 0 | 0 | 0 | 0 | 196.5376 | 197.5202 | 198.5079 | 2666.6426 | 0.10804 | 8039.9942 | 0 | 0 | 0 | 0 | 0 | 0 | 0 | 0 | 0 | 9.8269 | 19.7029 | 29.6283 | 0.053887 | 0.10804 | 0.16247
| 467 | Business | Healthcare/Hospitals | Envelope | Electric | 02-203 | 02-203.04 | Windows | [02-203]_Business_Envelope_Efficient Windows_ROB_Electric_per hsf | IECC 2015 | Baseline U factor of IECC 2012 | ENGINEER | 250.0583 | 0 | 0 | 0 | 0.010591 | 0 | 150 | 20 | 0.476 | 0.25758 | 0.40817 | 0.12932 | 0.20492 | 1 | 1 | Replace on Burnout | 7.7143 | 0.029993 | 5001.1657 | 0 | 0 | 0 | 19.4445 | 279.1148 | 0 | 0 | 0 | 34.8733 | 0 | 0 | 313.9882 | 51.5771 | 262.4111 | 6.0877 | 280.0651 | 0 | 0 | 0 | 34.9803 | 0 | 0 | 315.0454 | 51.5771 | 263.4683 | 6.1082 | 282.237 | 0 | 0 | 0 | 35.1943 | 0 | 0 | 317.4313 | 51.5771 | 265.8542 | 6.1545 | per hsf | 1.2151 | 3300.1763 | 0.005 | 41468.1307 | 0 | 0 | 0 | 152.8147 | 0.83603 | 41675.4714 | 0 | 0 | 0 | 0.84021 | 41883.8487 | 0 | 0 | 0 | 0.84441 | 41468.1307 | 83143.6021 | 125027.4509 | 0 | 0 | 0 | 0 | 0 | 0 | 0 | 0 | 0 | 152.8147 | 306.3935 | 460.7402 | 0.83603 | 1.6762 | 2.5207 | 41468.1307 | 0 | 0 | 0 | 152.8147 | 0.83603 | 41675.4714 | 0 | 0 | 0 | 0.84021 | 41883.8487 | 0 | 0 | 0 | 0.84441 | 41468.1307 | 1.6762 | 125027.4509 | 0 | 0 | 0 | 0 | 0 | 0 | 0 | 0 | 0 | 152.8147 | 306.3935 | 460.7402 | 0.83603 | 1.6762 | 2.5207 | 4537.7423 | 27624.6044 | 4537.7423 | 53630.998 | 8659.222 | 4580.033 | 27975.9423 | 4580.033 | 54784.0502 | 8739.9238 | 4631.6061 | 28505.2136 | 4631.6061 | 56370.4747 | 8838.3391 | 87.9798 | 88.7997 | 89.7996 | 0.026526 | 0.026395 | 0.026263 | 22000.0684 | 0 | 0 | 0 | 81.0727 | 0.44354 | 22205.1038 | 0 | 0 | 0 | 81.8283 | 0.44767 | 22455.1427 | 0 | 0 | 0 | 82.7497 | 0.45271 | 440001.3686 | 444102.0756 | 449102.8532 | 0 | 0 | 0 | 0 | 0 | 0 | 0 | 0 | 0 | 1621.4545 | 1636.5661 | 1654.9945 | 22000.0684 | 0.89121 | 66660.3149 | 0 | 0 | 0 | 0 | 0 | 0 | 0 | 0 | 0 | 81.0727 | 162.901 | 245.6508 | 0.44354 | 0.89121 | 1.3439 | 1 | 1 | 1 | 1 | 1 | 1 | 1 | 112.5 | 201.4882 | 2.791 | 112.5 | 202.5454 | 2.8004 | 112.5 | 204.9313 | 2.8216 | 41468.1307 | 0 | 0 | 0 | 152.8147 | 0.83603 | 41675.4714 | 0 | 0 | 0 | 0.84021 | 41883.8487 | 0 | 0 | 0 | 0.84441 | 41468.1307 | 1.6762 | 125027.4509 | 0 | 0 | 0 | 0 | 0 | 0 | 0 | 0 | 0 | 152.8147 | 306.3935 | 460.7402 | 0.83603 | 1.6762 | 2.5207 | 15485.929 | 43221.3199 | 15485.929 | 83910.7952 | 5161.9763 | 15577.9412 | 43624.5241 | 15577.9412 | 85427.9757 | 5192.6471 | 15676.785 | 44233.796 | 15676.785 | 87474.5271 | 5225.595 | 137.6527 | 138.4706 | 139.3492 | 0.041503 | 0.041297 | 0.041091 | 34421.1986 | 0 | 0 | 0 | 126.846 | 0.69396 | 34625.7179 | 0 | 0 | 0 | 127.5997 | 0.69808 | 34845.4221 | 0 | 0 | 0 | 128.4093 | 0.70251 | 688423.9727 | 692514.3573 | 696908.4419 | 0 | 0 | 0 | 0 | 0 | 0 | 0 | 0 | 0 | 2536.9198 | 2551.9933 | 2568.186 | 34421.1986 | 1.392 | 103892.3386 | 0 | 0 | 0 | 0 | 0 | 0 | 0 | 0 | 0 | 126.846 | 254.4457 | 382.855 | 0.69396 | 1.392 | 2.0946 | 150 | 163.9882 | 2.0933 | 150 | 165.0454 | 2.1003 | 150 | 167.4313 | 2.1162 | 41468.1307 | 0 | 0 | 0 | 152.8147 | 0.83603 | 41675.4714 | 0 | 0 | 0 | 0.84021 | 41883.8487 | 0 | 0 | 0 | 0.84441 | 41468.1307 | 1.6762 | 125027.4509 | 0 | 0 | 0 | 0 | 0 | 0 | 0 | 0 | 0 | 152.8147 | 306.3935 | 460.7402 | 0.83603 | 1.6762 | 2.5207 | 22387.5711 | 46862.8832 | 22387.5711 | 90980.604 | 0 | 22499.509 | 47255.7811 | 22499.509 | 92538.9057 | 0 | 22612.0065 | 47851.7222 | 22612.0065 | 94629.1558 | 0 | 149.2505 | 149.9967 | 150.7467 | 0.045 | 0.044776 | 0.044553 | 37321.3177 | 0 | 0 | 0 | 137.5333 | 0.75243 | 37507.9243 | 0 | 0 | 0 | 138.2209 | 0.75619 | 37695.4639 | 0 | 0 | 0 | 138.912 | 0.75997 | 746426.3533 | 750158.4851 | 753909.2775 | 0 | 0 | 0 | 0 | 0 | 0 | 0 | 0 | 0 | 2750.6651 | 2764.4184 | 2778.2405 | 37321.3177 | 1.5086 | 112524.7058 | 0 | 0 | 0 | 0 | 0 | 0 | 0 | 0 | 0 | 137.5333 | 275.7542 | 414.6662 | 0.75243 | 1.5086 | 2.2686
| 468 | Business | Campus/Education | Envelope | Electric | 02-203 | 02-203.05 | Windows | [02-203]_Business_Envelope_Efficient Windows_ROB_Electric_per hsf | IECC 2015 | Baseline U factor of IECC 2012 | ENGINEER | 264.2119 | 0 | 0 | 0 | 0.010591 | 0 | 150 | 20 | 0.476 | 0.25758 | 0.40817 | 0.12932 | 0.20492 | 1 | 1 | Replace on Burnout | 7.301 | 0.028386 | 5284.2388 | 0 | 0 | 0 | 20.5451 | 294.9131 | 0 | 0 | 0 | 34.8733 | 0 | 0 | 329.7865 | 51.5771 | 278.2093 | 6.394 | 295.9172 | 0 | 0 | 0 | 34.9803 | 0 | 0 | 330.8975 | 51.5771 | 279.3204 | 6.4156 | 298.212 | 0 | 0 | 0 | 35.1943 | 0 | 0 | 333.4063 | 51.5771 | 281.8292 | 6.4642 | per hsf | 2.0885 | 4742.9599 | 0.005 | 62970.6177 | 0 | 0 | 0 | 232.0538 | 1.2015 | 63285.4708 | 0 | 0 | 0 | 1.2075 | 63601.8982 | 0 | 0 | 0 | 1.2136 | 62970.6177 | 126256.0886 | 189857.9868 | 0 | 0 | 0 | 0 | 0 | 0 | 0 | 0 | 0 | 232.0538 | 465.2679 | 699.648 | 1.2015 | 2.4091 | 3.6226 | 62970.6177 | 0 | 0 | 0 | 232.0538 | 1.2015 | 63285.4708 | 0 | 0 | 0 | 1.2075 | 63601.8982 | 0 | 0 | 0 | 1.2136 | 62970.6177 | 2.4091 | 189857.9868 | 0 | 0 | 0 | 0 | 0 | 0 | 0 | 0 | 0 | 232.0538 | 465.2679 | 699.648 | 1.2015 | 2.4091 | 3.6226 | 6647.2543 | 42502.8523 | 6647.2543 | 82913.693 | 12684.7332 | 6708.3126 | 43037.7667 | 6708.3126 | 84686.3189 | 12801.2486 | 6782.0388 | 43840.6541 | 6782.0388 | 87117.3005 | 12941.9379 | 128.8799 | 130.0637 | 131.4932 | 0.027038 | 0.026903 | 0.026769 | 34051.6128 | 0 | 0 | 0 | 125.484 | 0.64973 | 34364.3934 | 0 | 0 | 0 | 126.6367 | 0.6557 | 34742.0677 | 0 | 0 | 0 | 128.0284 | 0.66291 | 681032.2566 | 687287.8672 | 694841.3532 | 0 | 0 | 0 | 0 | 0 | 0 | 0 | 0 | 0 | 2509.6805 | 2532.7331 | 2560.5686 | 34051.6128 | 1.3054 | 103158.0739 | 0 | 0 | 0 | 0 | 0 | 0 | 0 | 0 | 0 | 125.484 | 252.1207 | 380.1491 | 0.64973 | 1.3054 | 1.9683 | 1 | 1 | 1 | 1 | 1 | 1 | 1 | 112.5 | 217.2865 | 2.9314 | 112.5 | 218.3975 | 2.9413 | 112.5 | 220.9063 | 2.9636 | 62970.6177 | 0 | 0 | 0 | 232.0538 | 1.2015 | 63285.4708 | 0 | 0 | 0 | 1.2075 | 63601.8982 | 0 | 0 | 0 | 1.2136 | 62970.6177 | 2.4091 | 189857.9868 | 0 | 0 | 0 | 0 | 0 | 0 | 0 | 0 | 0 | 232.0538 | 465.2679 | 699.648 | 1.2015 | 2.4091 | 3.6226 | 22348.2128 | 65512.3386 | 22348.2128 | 127800.1274 | 7449.4043 | 22479.9714 | 66120.5897 | 22479.9714 | 130106.8751 | 7493.3238 | 22621.1166 | 67040.2026 | 22621.1166 | 133217.9364 | 7540.3722 | 198.6508 | 199.822 | 201.0766 | 0.041675 | 0.041468 | 0.041261 | 52485.9079 | 0 | 0 | 0 | 193.4165 | 1.0015 | 52795.3499 | 0 | 0 | 0 | 194.5568 | 1.0074 | 53126.8363 | 0 | 0 | 0 | 195.7784 | 1.0137 | 1049718.1587 | 1055906.9972 | 1062536.7255 | 0 | 0 | 0 | 0 | 0 | 0 | 0 | 0 | 0 | 3868.3295 | 3891.1361 | 3915.5674 | 52485.9079 | 2.0088 | 158408.0941 | 0 | 0 | 0 | 0 | 0 | 0 | 0 | 0 | 0 | 193.4165 | 387.9733 | 583.7516 | 1.0015 | 2.0088 | 3.0225 | 150 | 179.7865 | 2.1986 | 150 | 180.8975 | 2.206 | 150 | 183.4063 | 2.2227 | 62970.6177 | 0 | 0 | 0 | 232.0538 | 1.2015 | 63285.4708 | 0 | 0 | 0 | 1.2075 | 63601.8982 | 0 | 0 | 0 | 1.2136 | 62970.6177 | 2.4091 | 189857.9868 | 0 | 0 | 0 | 0 | 0 | 0 | 0 | 0 | 0 | 232.0538 | 465.2679 | 699.648 | 1.2015 | 2.4091 | 3.6226 | 32175.0539 | 70739.3153 | 32175.0539 | 137996.8064 | 0 | 32335.9292 | 71332.5206 | 32335.9292 | 140362.5014 | 0 | 32497.6088 | 72232.7169 | 32497.6088 | 143536.1636 | 0 | 214.5004 | 215.5729 | 216.6507 | 0.045 | 0.044776 | 0.044553 | 56673.556 | 0 | 0 | 0 | 208.8484 | 1.0814 | 56956.9238 | 0 | 0 | 0 | 209.8927 | 1.0868 | 57241.7084 | 0 | 0 | 0 | 210.9421 | 1.0922 | 1133471.1194 | 1139138.475 | 1144834.1674 | 0 | 0 | 0 | 0 | 0 | 0 | 0 | 0 | 0 | 4176.9686 | 4197.8534 | 4218.8427 | 56673.556 | 2.1682 | 170872.1881 | 0 | 0 | 0 | 0 | 0 | 0 | 0 | 0 | 0 | 208.8484 | 418.7411 | 629.6832 | 1.0814 | 2.1682 | 3.2604
| 469 | Business | Warehouse | Envelope | Electric | 02-203 | 02-203.06 | Windows | [02-203]_Business_Envelope_Efficient Windows_ROB_Electric_per hsf | IECC 2015 | Baseline U factor of IECC 2012 | ENGINEER | 292.0051 | 0 | 0 | 0 | 0.010591 | 0 | 150 | 20 | 0.476 | 0.25758 | 0.40817 | 0.12932 | 0.20492 | 1 | 1 | Replace on Burnout | 6.6061 | 0.025684 | 5840.1012 | 0 | 0 | 0 | 22.7063 | 325.9358 | 0 | 0 | 0 | 34.8733 | 0 | 0 | 360.8091 | 62.7502 | 298.0589 | 5.7499 | 327.0455 | 0 | 0 | 0 | 34.9803 | 0 | 0 | 362.0258 | 62.7502 | 299.2756 | 5.7693 | 329.5817 | 0 | 0 | 0 | 35.1943 | 0 | 0 | 364.776 | 62.7502 | 302.0258 | 5.8131 | per hsf | 1.2242 | 2541.5052 | 0.005 | 37292.1526 | 0 | 0 | 0 | 137.4258 | 0.64384 | 37478.6134 | 0 | 0 | 0 | 0.64706 | 37666.0064 | 0 | 0 | 0 | 0.65029 | 37292.1526 | 74770.766 | 112436.7724 | 0 | 0 | 0 | 0 | 0 | 0 | 0 | 0 | 0 | 137.4258 | 275.5387 | 414.3422 | 0.64384 | 1.2909 | 1.9412 | 37292.1526 | 0 | 0 | 0 | 137.4258 | 0.64384 | 37478.6134 | 0 | 0 | 0 | 0.64706 | 37666.0064 | 0 | 0 | 0 | 0.65029 | 37292.1526 | 1.2909 | 112436.7724 | 0 | 0 | 0 | 0 | 0 | 0 | 0 | 0 | 0 | 137.4258 | 275.5387 | 414.3422 | 0.64384 | 1.2909 | 1.9412 | 5997.973 | 34487.9142 | 5997.973 | 68294.649 | 8339.7662 | 6040.3534 | 34848.714 | 6040.3534 | 69608.9139 | 8398.6932 | 6088.3454 | 35392.4331 | 6088.3454 | 71392.4633 | 8465.4227 | 95.5849 | 96.2603 | 97.0251 | 0.037422 | 0.037236 | 0.037051 | 27911.2829 | 0 | 0 | 0 | 102.8562 | 0.48188 | 28108.4981 | 0 | 0 | 0 | 103.583 | 0.48528 | 28331.8265 | 0 | 0 | 0 | 104.406 | 0.48914 | 558225.6579 | 562169.9628 | 566636.5298 | 0 | 0 | 0 | 0 | 0 | 0 | 0 | 0 | 0 | 2057.1243 | 2071.6596 | 2088.1194 | 27911.2829 | 0.96716 | 84351.6075 | 0 | 0 | 0 | 0 | 0 | 0 | 0 | 0 | 0 | 102.8562 | 206.4392 | 310.8452 | 0.48188 | 0.96716 | 1.4563 | 1 | 1 | 1 | 1 | 1 | 1 | 1 | 112.5 | 248.3091 | 3.2072 | 112.5 | 249.5258 | 3.218 | 112.5 | 252.276 | 3.2425 | 37292.1526 | 0 | 0 | 0 | 137.4258 | 0.64384 | 37478.6134 | 0 | 0 | 0 | 0.64706 | 37666.0064 | 0 | 0 | 0 | 0.65029 | 37292.1526 | 1.2909 | 112436.7724 | 0 | 0 | 0 | 0 | 0 | 0 | 0 | 0 | 0 | 137.4258 | 275.5387 | 414.3422 | 0.64384 | 1.2909 | 1.9412 | 13579.6997 | 43552.7072 | 13579.6997 | 86245.1941 | 4526.5666 | 13656.6098 | 43947.0646 | 13656.6098 | 87782.5057 | 4552.2033 | 13737.779 | 44544.1041 | 13737.779 | 89852.916 | 4579.2597 | 120.7084 | 121.3921 | 122.1136 | 0.047259 | 0.047023 | 0.04679 | 35247.4761 | 0 | 0 | 0 | 129.8909 | 0.60854 | 35447.1038 | 0 | 0 | 0 | 130.6266 | 0.61198 | 35657.7866 | 0 | 0 | 0 | 131.403 | 0.61562 | 704949.5226 | 708942.0761 | 713155.7327 | 0 | 0 | 0 | 0 | 0 | 0 | 0 | 0 | 0 | 2597.8183 | 2612.5313 | 2628.0591 | 35247.4761 | 1.2205 | 106352.3666 | 0 | 0 | 0 | 0 | 0 | 0 | 0 | 0 | 0 | 129.8909 | 260.5175 | 391.9204 | 0.60854 | 1.2205 | 1.8361 | 150 | 210.8091 | 2.4054 | 150 | 212.0258 | 2.4135 | 150 | 214.776 | 2.4318 | 37292.1526 | 0 | 0 | 0 | 137.4258 | 0.64384 | 37478.6134 | 0 | 0 | 0 | 0.64706 | 37666.0064 | 0 | 0 | 0 | 0.65029 | 37292.1526 | 1.2909 | 112436.7724 | 0 | 0 | 0 | 0 | 0 | 0 | 0 | 0 | 0 | 137.4258 | 275.5387 | 414.3422 | 0.64384 | 1.2909 | 1.9412 | 19156.5956 | 46079.1631 | 19156.5956 | 91248.2053 | 0 | 19252.3786 | 46465.7155 | 19252.3786 | 92813.4103 | 0 | 19348.6405 | 47052.7946 | 19348.6405 | 94913.3648 | 0 | 127.7106 | 128.3492 | 128.9909 | 0.05 | 0.049751 | 0.049504 | 37292.1526 | 0 | 0 | 0 | 137.4258 | 0.64384 | 37478.6134 | 0 | 0 | 0 | 138.1129 | 0.64706 | 37666.0064 | 0 | 0 | 0 | 138.8035 | 0.65029 | 745843.052 | 749572.2672 | 753320.1286 | 0 | 0 | 0 | 0 | 0 | 0 | 0 | 0 | 0 | 2748.5156 | 2762.2581 | 2776.0694 | 37292.1526 | 1.2909 | 112436.7724 | 0 | 0 | 0 | 0 | 0 | 0 | 0 | 0 | 0 | 137.4258 | 275.5387 | 414.3422 | 0.64384 | 1.2909 | 1.9412
| 470 | Business | Lodging | Envelope | Electric | 02-203 | 02-203.07 | Windows | [02-203]_Business_Envelope_Efficient Windows_ROB_Electric_per hsf | IECC 2015 | Baseline U factor of IECC 2012 | ENGINEER | 117.6459 | 0 | 0 | 0 | 0.010591 | 0 | 150 | 20 | 0.476 | 0.25758 | 0.40817 | 0.12932 | 0.20492 | 1 | 1 | Replace on Burnout | 16.3968 | 0.063751 | 2352.9175 | 0 | 0 | 0 | 9.1481 | 131.3162 | 0 | 0 | 0 | 34.8733 | 0 | 0 | 166.1896 | 51.5771 | 114.6124 | 3.2222 | 131.7633 | 0 | 0 | 0 | 34.9803 | 0 | 0 | 166.7436 | 51.5771 | 115.1665 | 3.2329 | 132.7851 | 0 | 0 | 0 | 35.1943 | 0 | 0 | 167.9794 | 51.5771 | 116.4023 | 3.2569 | per hsf | 2.3803 | 6824.2887 | 0.005 | 40343.1834 | 0 | 0 | 0 | 148.6692 | 1.7288 | 40544.8993 | 0 | 0 | 0 | 1.7374 | 40747.6238 | 0 | 0 | 0 | 1.7461 | 40343.1834 | 80888.0827 | 121635.7064 | 0 | 0 | 0 | 0 | 0 | 0 | 0 | 0 | 0 | 148.6692 | 298.0817 | 448.2413 | 1.7288 | 3.4662 | 5.2123 | 40343.1834 | 0 | 0 | 0 | 148.6692 | 1.7288 | 40544.8993 | 0 | 0 | 0 | 1.7374 | 40747.6238 | 0 | 0 | 0 | 1.7461 | 40343.1834 | 3.4662 | 121635.7064 | 0 | 0 | 0 | 0 | 0 | 0 | 0 | 0 | 0 | 148.6692 | 298.0817 | 448.2413 | 1.7288 | 3.4662 | 5.2123 | 9359.3606 | 30157.3285 | 9359.3606 | 53607.7176 | 17860.1549 | 9453.6346 | 30562.6463 | 9453.6346 | 54794.6112 | 18040.0548 | 9571.8649 | 31174.2191 | 9571.8649 | 56440.902 | 18265.6697 | 181.4634 | 183.2913 | 185.5836 | 0.026459 | 0.026327 | 0.026196 | 21348.4251 | 0 | 0 | 0 | 78.6713 | 0.91482 | 21563.4612 | 0 | 0 | 0 | 79.4638 | 0.92404 | 21833.141 | 0 | 0 | 0 | 80.4576 | 0.9356 | 426968.5021 | 431269.2248 | 436662.8199 | 0 | 0 | 0 | 0 | 0 | 0 | 0 | 0 | 0 | 1573.427 | 1589.2756 | 1609.1516 | 21348.4251 | 1.8389 | 64745.0273 | 0 | 0 | 0 | 0 | 0 | 0 | 0 | 0 | 0 | 78.6713 | 158.1351 | 238.5927 | 0.91482 | 1.8389 | 2.7745 | 1 | 1 | 1 | 1 | 1 | 1 | 1 | 112.5 | 53.6896 | 1.4772 | 112.5 | 54.2436 | 1.4822 | 112.5 | 55.4794 | 1.4932 | 40343.1834 | 0 | 0 | 0 | 148.6692 | 1.7288 | 40544.8993 | 0 | 0 | 0 | 1.7374 | 40747.6238 | 0 | 0 | 0 | 1.7461 | 40343.1834 | 3.4662 | 121635.7064 | 0 | 0 | 0 | 0 | 0 | 0 | 0 | 0 | 0 | 148.6692 | 298.0817 | 448.2413 | 1.7288 | 3.4662 | 5.2123 | 33804.0517 | 49936.7149 | 33804.0517 | 88767.5881 | 11268.0172 | 34023.2817 | 50428.1308 | 34023.2817 | 90410.6861 | 11341.0939 | 34265.5948 | 51163.6862 | 34265.5948 | 92631.8182 | 11421.8649 | 300.4805 | 302.4292 | 304.5831 | 0.043812 | 0.043594 | 0.043377 | 35350.287 | 0 | 0 | 0 | 130.2698 | 1.5148 | 35579.5448 | 0 | 0 | 0 | 131.1146 | 1.5247 | 35832.9416 | 0 | 0 | 0 | 132.0484 | 1.5355 | 707005.7407 | 711590.8967 | 716658.8325 | 0 | 0 | 0 | 0 | 0 | 0 | 0 | 0 | 0 | 2605.3957 | 2622.2925 | 2640.9684 | 35350.287 | 3.0395 | 106762.7735 | 0 | 0 | 0 | 0 | 0 | 0 | 0 | 0 | 0 | 130.2698 | 261.3844 | 393.4328 | 1.5148 | 3.0395 | 4.575 | 150 | 16.1896 | 1.1079 | 150 | 16.7436 | 1.1116 | 150 | 17.9794 | 1.1199 | 40343.1834 | 0 | 0 | 0 | 148.6692 | 1.7288 | 40544.8993 | 0 | 0 | 0 | 1.7374 | 40747.6238 | 0 | 0 | 0 | 1.7461 | 40343.1834 | 3.4662 | 121635.7064 | 0 | 0 | 0 | 0 | 0 | 0 | 0 | 0 | 0 | 148.6692 | 298.0817 | 448.2413 | 1.7288 | 3.4662 | 5.2123 | 51438.0758 | 56989.8073 | 51438.0758 | 101305.1769 | 0 | 51695.2662 | 57465.701 | 51695.2662 | 103028.0792 | 0 | 51953.7425 | 58181.0631 | 51953.7425 | 105336.7741 | 0 | 342.9205 | 344.6351 | 346.3583 | 0.05 | 0.049751 | 0.049504 | 40343.1834 | 0 | 0 | 0 | 148.6692 | 1.7288 | 40544.8993 | 0 | 0 | 0 | 149.4125 | 1.7374 | 40747.6238 | 0 | 0 | 0 | 150.1596 | 1.7461 | 806863.6674 | 810897.9858 | 814952.4757 | 0 | 0 | 0 | 0 | 0 | 0 | 0 | 0 | 0 | 2973.3834 | 2988.2503 | 3003.1916 | 40343.1834 | 3.4662 | 121635.7064 | 0 | 0 | 0 | 0 | 0 | 0 | 0 | 0 | 0 | 148.6692 | 298.0817 | 448.2413 | 1.7288 | 3.4662 | 5.2123
| 471 | Business | Other Commercial | Envelope | Electric | 02-203 | 02-203.08 | Windows | [02-203]_Business_Envelope_Efficient Windows_ROB_Electric_per hsf | IECC 2015 | Baseline U factor of IECC 2012 | ENGINEER | 272.9072 | 0 | 0 | 0 | 0.010591 | 0 | 150 | 20 | 0.476 | 0.25758 | 0.40817 | 0.12932 | 0.20492 | 1 | 1 | Replace on Burnout | 7.0684 | 0.027482 | 5458.1441 | 0 | 0 | 0 | 21.2213 | 304.6188 | 0 | 0 | 0 | 34.8733 | 0 | 0 | 339.4921 | 62.7502 | 276.7419 | 5.4102 | 305.6559 | 0 | 0 | 0 | 34.9803 | 0 | 0 | 340.6362 | 62.7502 | 277.886 | 5.4284 | 308.0262 | 0 | 0 | 0 | 35.1943 | 0 | 0 | 343.2205 | 62.7502 | 280.4703 | 5.4696 | per hsf | 1.1275 | 4284.5553 | 0.005 | 58756.6215 | 0 | 0 | 0 | 216.5248 | 1.0854 | 59050.4046 | 0 | 0 | 0 | 1.0908 | 59345.6566 | 0 | 0 | 0 | 1.0963 | 58756.6215 | 117807.0261 | 177152.6827 | 0 | 0 | 0 | 0 | 0 | 0 | 0 | 0 | 0 | 216.5248 | 434.1321 | 652.8276 | 1.0854 | 2.1762 | 3.2725 | 58756.6215 | 0 | 0 | 0 | 216.5248 | 1.0854 | 59050.4046 | 0 | 0 | 0 | 1.0908 | 59345.6566 | 0 | 0 | 0 | 1.0963 | 58756.6215 | 2.1762 | 177152.6827 | 0 | 0 | 0 | 0 | 0 | 0 | 0 | 0 | 0 | 216.5248 | 434.1321 | 652.8276 | 1.0854 | 2.1762 | 3.2725 | 9998.5865 | 54094.5122 | 9998.5865 | 106828.3041 | 13902.3423 | 10070.4225 | 54666.7668 | 10070.4225 | 108896.3484 | 14002.2252 | 10152.0954 | 55528.2311 | 10152.0954 | 111703.8898 | 14115.7858 | 159.3395 | 160.4843 | 161.7859 | 0.037004 | 0.03682 | 0.036637 | 43484.9046 | 0 | 0 | 0 | 160.2468 | 0.80329 | 43797.3267 | 0 | 0 | 0 | 161.3981 | 0.80906 | 44152.5309 | 0 | 0 | 0 | 162.707 | 0.81562 | 869698.0925 | 875946.5345 | 883050.6176 | 0 | 0 | 0 | 0 | 0 | 0 | 0 | 0 | 0 | 3204.9353 | 3227.9615 | 3254.1409 | 43484.9046 | 1.6124 | 131434.7622 | 0 | 0 | 0 | 0 | 0 | 0 | 0 | 0 | 0 | 160.2468 | 321.6448 | 484.3519 | 0.80329 | 1.6124 | 2.428 | 1 | 1 | 1 | 1 | 1 | 1 | 1 | 112.5 | 226.9921 | 3.0177 | 112.5 | 228.1362 | 3.0279 | 112.5 | 230.7205 | 3.0508 | 58756.6215 | 0 | 0 | 0 | 216.5248 | 1.0854 | 59050.4046 | 0 | 0 | 0 | 1.0908 | 59345.6566 | 0 | 0 | 0 | 1.0963 | 58756.6215 | 2.1762 | 177152.6827 | 0 | 0 | 0 | 0 | 0 | 0 | 0 | 0 | 0 | 216.5248 | 434.1321 | 652.8276 | 1.0854 | 2.1762 | 3.2725 | 22810.5767 | 68835.6524 | 22810.5767 | 135939.7784 | 7603.5256 | 22940.6569 | 69461.4933 | 22940.6569 | 138367.4839 | 7646.8856 | 23078.3507 | 70408.5635 | 23078.3507 | 141638.0507 | 7692.7836 | 202.7607 | 203.917 | 205.1409 | 0.047088 | 0.046854 | 0.046621 | 55334.8511 | 0 | 0 | 0 | 203.9152 | 1.0222 | 55650.4051 | 0 | 0 | 0 | 205.078 | 1.028 | 55984.4283 | 0 | 0 | 0 | 206.3089 | 1.0342 | 1106697.0221 | 1113008.1014 | 1119688.5656 | 0 | 0 | 0 | 0 | 0 | 0 | 0 | 0 | 0 | 4078.303 | 4101.5601 | 4126.1783 | 55334.8511 | 2.0502 | 166969.6845 | 0 | 0 | 0 | 0 | 0 | 0 | 0 | 0 | 0 | 203.9152 | 408.9932 | 615.3021 | 1.0222 | 2.0502 | 3.0844 | 150 | 189.4921 | 2.2633 | 150 | 190.6362 | 2.2709 | 150 | 193.2205 | 2.2881 | 58756.6215 | 0 | 0 | 0 | 216.5248 | 1.0854 | 59050.4046 | 0 | 0 | 0 | 1.0908 | 59345.6566 | 0 | 0 | 0 | 1.0963 | 58756.6215 | 2.1762 | 177152.6827 | 0 | 0 | 0 | 0 | 0 | 0 | 0 | 0 | 0 | 216.5248 | 434.1321 | 652.8276 | 1.0854 | 2.1762 | 3.2725 | 32294.8352 | 73092.279 | 32294.8352 | 144345.9582 | 0 | 32456.3094 | 73705.2907 | 32456.3094 | 146821.1398 | 0 | 32618.5909 | 74635.7971 | 32618.5909 | 150141.8052 | 0 | 215.2989 | 216.3754 | 217.4573 | 0.05 | 0.049751 | 0.049504 | 58756.6215 | 0 | 0 | 0 | 216.5248 | 1.0854 | 59050.4046 | 0 | 0 | 0 | 217.6074 | 1.0908 | 59345.6566 | 0 | 0 | 0 | 218.6954 | 1.0963 | 1175132.4296 | 1181008.0918 | 1186913.1322 | 0 | 0 | 0 | 0 | 0 | 0 | 0 | 0 | 0 | 4330.4952 | 4352.1477 | 4373.9084 | 58756.6215 | 2.1762 | 177152.6827 | 0 | 0 | 0 | 0 | 0 | 0 | 0 | 0 | 0 | 216.5248 | 434.1321 | 652.8276 | 1.0854 | 2.1762 | 3.2725
| 472 | Business | Food Sales | Envelope | Electric | 02-203 | 02-203.09 | Windows | [02-203]_Business_Envelope_Efficient Windows_ROB_Electric_per hsf | IECC 2015 | Baseline U factor of IECC 2012 | ENGINEER | 153.8622 | 0 | 0 | 0 | 0.010591 | 0 | 150 | 20 | 0.476 | 0.25758 | 0.40817 | 0.12932 | 0.20492 | 1 | 1 | Replace on Burnout | 12.5373 | 0.048745 | 3077.2436 | 0 | 0 | 0 | 11.9643 | 171.7408 | 0 | 0 | 0 | 34.8733 | 0 | 0 | 206.6142 | 51.5771 | 155.037 | 4.0059 | 172.3255 | 0 | 0 | 0 | 34.9803 | 0 | 0 | 207.3058 | 51.5771 | 155.7287 | 4.0193 | 173.6619 | 0 | 0 | 0 | 35.1943 | 0 | 0 | 208.8562 | 51.5771 | 157.2791 | 4.0494 | per hsf | 0.35388 | 635.5739 | 0.005 | 4913.9872 | 0 | 0 | 0 | 18.1086 | 0.16101 | 4938.5571 | 0 | 0 | 0 | 0.16181 | 4963.2499 | 0 | 0 | 0 | 0.16262 | 4913.9872 | 9852.5443 | 14815.7943 | 0 | 0 | 0 | 0 | 0 | 0 | 0 | 0 | 0 | 18.1086 | 36.3077 | 54.5979 | 0.16101 | 0.32282 | 0.48545 | 4913.9872 | 0 | 0 | 0 | 18.1086 | 0.16101 | 4938.5571 | 0 | 0 | 0 | 0.16181 | 4963.2499 | 0 | 0 | 0 | 0.16262 | 4913.9872 | 0.32282 | 14815.7943 | 0 | 0 | 0 | 0 | 0 | 0 | 0 | 0 | 0 | 18.1086 | 36.3077 | 54.5979 | 0.16101 | 0.32282 | 0.48545 | 711.7879 | 2851.3704 | 711.7879 | 5266.9106 | 1358.281 | 719.7422 | 2892.8871 | 719.7422 | 5389.6895 | 1373.46 | 729.7546 | 2955.0659 | 729.7546 | 5559.768 | 1392.5662 | 13.8005 | 13.9547 | 14.1488 | 0.021605 | 0.021498 | 0.021391 | 2123.3688 | 0 | 0 | 0 | 7.8249 | 0.069573 | 2147.0978 | 0 | 0 | 0 | 7.9123 | 0.070351 | 2176.9661 | 0 | 0 | 0 | 8.0224 | 0.071329 | 42467.3762 | 42941.9552 | 43539.3212 | 0 | 0 | 0 | 0 | 0 | 0 | 0 | 0 | 0 | 156.4971 | 158.2459 | 160.4473 | 2123.3688 | 0.13992 | 6447.4326 | 0 | 0 | 0 | 0 | 0 | 0 | 0 | 0 | 0 | 7.8249 | 15.7371 | 23.7595 | 0.069573 | 0.13992 | 0.21125 | 1 | 1 | 1 | 1 | 1 | 1 | 1 | 112.5 | 94.1142 | 1.8366 | 112.5 | 94.8058 | 1.8427 | 112.5 | 96.3562 | 1.8565 | 4913.9872 | 0 | 0 | 0 | 18.1086 | 0.16101 | 4938.5571 | 0 | 0 | 0 | 0.16181 | 4963.2499 | 0 | 0 | 0 | 0.16262 | 4913.9872 | 0.32282 | 14815.7943 | 0 | 0 | 0 | 0 | 0 | 0 | 0 | 0 | 0 | 18.1086 | 36.3077 | 54.5979 | 0.16101 | 0.32282 | 0.48545 | 2848.038 | 5230.6222 | 2848.038 | 9661.7468 | 949.346 | 2866.3882 | 5281.9468 | 2866.3882 | 9840.7067 | 955.4627 | 2886.6572 | 5359.0781 | 2886.6572 | 10082.7636 | 962.2191 | 25.3159 | 25.479 | 25.6592 | 0.039633 | 0.039436 | 0.03924 | 3895.1586 | 0 | 0 | 0 | 14.3541 | 0.12763 | 3920.2554 | 0 | 0 | 0 | 14.4466 | 0.12845 | 3947.9766 | 0 | 0 | 0 | 14.5487 | 0.12936 | 77903.1715 | 78405.108 | 78959.533 | 0 | 0 | 0 | 0 | 0 | 0 | 0 | 0 | 0 | 287.082 | 288.9316 | 290.9748 | 3895.1586 | 0.25608 | 11763.3906 | 0 | 0 | 0 | 0 | 0 | 0 | 0 | 0 | 0 | 14.3541 | 28.8007 | 43.3494 | 0.12763 | 0.25608 | 0.38543 | 150 | 56.6142 | 1.3774 | 150 | 57.3058 | 1.382 | 150 | 58.8562 | 1.3924 | 4913.9872 | 0 | 0 | 0 | 18.1086 | 0.16101 | 4938.5571 | 0 | 0 | 0 | 0.16181 | 4963.2499 | 0 | 0 | 0 | 0.16262 | 4913.9872 | 0.32282 | 14815.7943 | 0 | 0 | 0 | 0 | 0 | 0 | 0 | 0 | 0 | 18.1086 | 36.3077 | 54.5979 | 0.16101 | 0.32282 | 0.48545 | 4311.5746 | 5938.8826 | 4311.5746 | 10970.0104 | 0 | 4333.1325 | 5988.5579 | 4333.1325 | 11157.182 | 0 | 4354.7982 | 6063.5109 | 4354.7982 | 11408.1091 | 0 | 28.7438 | 28.8875 | 29.032 | 0.045 | 0.044776 | 0.044553 | 4422.5885 | 0 | 0 | 0 | 16.2977 | 0.14491 | 4444.7014 | 0 | 0 | 0 | 16.3792 | 0.14563 | 4466.9249 | 0 | 0 | 0 | 16.4611 | 0.14636 | 88451.7696 | 88894.0285 | 89338.4986 | 0 | 0 | 0 | 0 | 0 | 0 | 0 | 0 | 0 | 325.9547 | 327.5845 | 329.2224 | 4422.5885 | 0.29054 | 13334.2148 | 0 | 0 | 0 | 0 | 0 | 0 | 0 | 0 | 0 | 16.2977 | 32.677 | 49.1381 | 0.14491 | 0.29054 | 0.4369
| 473 | Business | Manufacturing/Industrial | Envelope | Electric | 02-203 | 02-203.10 | Windows | [02-203]_Business_Envelope_Efficient Windows_ROB_Electric_per hsf | IECC 2015 | Baseline U factor of IECC 2012 | ENGINEER | 153.243 | 0 | 0 | 0 | 0.010591 | 0 | 150 | 20 | 0.476 | 0.25758 | 0.40817 | 0.12932 | 0.20492 | 1 | 1 | Replace on Burnout | 12.5879 | 0.048942 | 3064.8601 | 0 | 0 | 0 | 11.9162 | 171.0497 | 0 | 0 | 0 | 34.8733 | 0 | 0 | 205.923 | 51.5771 | 154.3459 | 3.9925 | 171.6321 | 0 | 0 | 0 | 34.9803 | 0 | 0 | 206.6124 | 51.5771 | 155.0352 | 4.0059 | 172.963 | 0 | 0 | 0 | 35.1943 | 0 | 0 | 208.1574 | 51.5771 | 156.5802 | 4.0358 | per hsf | 1.6784 | 6953.5601 | 0.005 | 53545.6174 | 0 | 0 | 0 | 197.3216 | 1.7615 | 53813.3455 | 0 | 0 | 0 | 1.7703 | 54082.4122 | 0 | 0 | 0 | 1.7792 | 53545.6174 | 107358.9628 | 161441.375 | 0 | 0 | 0 | 0 | 0 | 0 | 0 | 0 | 0 | 197.3216 | 395.6299 | 594.9296 | 1.7615 | 3.5319 | 5.3111 | 53545.6174 | 0 | 0 | 0 | 197.3216 | 1.7615 | 53813.3455 | 0 | 0 | 0 | 1.7703 | 54082.4122 | 0 | 0 | 0 | 1.7792 | 53545.6174 | 3.5319 | 161441.375 | 0 | 0 | 0 | 0 | 0 | 0 | 0 | 0 | 0 | 197.3216 | 395.6299 | 594.9296 | 1.7615 | 3.5319 | 5.3111 | 10535.0844 | 42061.6113 | 10535.0844 | 77372.6244 | 20103.7492 | 10633.7595 | 42597.6944 | 10633.7595 | 79034.1817 | 20292.0477 | 10753.9238 | 43401.1924 | 10753.9238 | 81317.5578 | 20521.3532 | 204.2589 | 206.172 | 208.5018 | 0.029229 | 0.029083 | 0.028938 | 31301.2457 | 0 | 0 | 0 | 115.3486 | 1.0297 | 31594.4238 | 0 | 0 | 0 | 116.429 | 1.0394 | 31951.449 | 0 | 0 | 0 | 117.7447 | 1.0511 | 626024.9135 | 631888.4754 | 639028.9808 | 0 | 0 | 0 | 0 | 0 | 0 | 0 | 0 | 0 | 2306.9722 | 2328.5801 | 2354.8937 | 31301.2457 | 2.0691 | 94847.1185 | 0 | 0 | 0 | 0 | 0 | 0 | 0 | 0 | 0 | 115.3486 | 231.7776 | 349.5223 | 1.0297 | 2.0691 | 3.1203 | 1 | 1 | 1 | 1 | 1 | 1 | 1 | 112.5 | 93.423 | 1.8304 | 112.5 | 94.1124 | 1.8366 | 112.5 | 95.6574 | 1.8503 | 53545.6174 | 0 | 0 | 0 | 197.3216 | 1.7615 | 53813.3455 | 0 | 0 | 0 | 1.7703 | 54082.4122 | 0 | 0 | 0 | 1.7792 | 53545.6174 | 3.5319 | 161441.375 | 0 | 0 | 0 | 0 | 0 | 0 | 0 | 0 | 0 | 197.3216 | 395.6299 | 594.9296 | 1.7615 | 3.5319 | 5.3111 | 35417.6459 | 64829.4156 | 35417.6459 | 119254.1576 | 11805.882 | 35636.8653 | 65449.0401 | 35636.8653 | 121431.7206 | 11878.9551 | 35875.7056 | 66380.3724 | 35875.7056 | 124371.9233 | 11958.5685 | 314.8235 | 316.7721 | 318.8952 | 0.04505 | 0.044826 | 0.044603 | 48244.5014 | 0 | 0 | 0 | 177.7864 | 1.5871 | 48543.1133 | 0 | 0 | 0 | 178.8868 | 1.597 | 48868.452 | 0 | 0 | 0 | 180.0857 | 1.6077 | 964890.0279 | 970862.266 | 977369.0398 | 0 | 0 | 0 | 0 | 0 | 0 | 0 | 0 | 0 | 3555.7283 | 3577.7367 | 3601.7149 | 48244.5014 | 3.1841 | 145656.0667 | 0 | 0 | 0 | 0 | 0 | 0 | 0 | 0 | 0 | 177.7864 | 356.6732 | 536.759 | 1.5871 | 3.1841 | 4.7918 | 150 | 55.923 | 1.3728 | 150 | 56.6124 | 1.3774 | 150 | 58.1574 | 1.3877 | 53545.6174 | 0 | 0 | 0 | 197.3216 | 1.7615 | 53813.3455 | 0 | 0 | 0 | 1.7703 | 54082.4122 | 0 | 0 | 0 | 1.7792 | 53545.6174 | 3.5319 | 161441.375 | 0 | 0 | 0 | 0 | 0 | 0 | 0 | 0 | 0 | 197.3216 | 395.6299 | 594.9296 | 1.7615 | 3.5319 | 5.3111 | 52412.4591 | 71952.8855 | 52412.4591 | 132357.8296 | 0 | 52674.5214 | 72554.7161 | 52674.5214 | 134615.3282 | 0 | 52937.894 | 73462.7458 | 52937.894 | 137641.6347 | 0 | 349.4164 | 351.1635 | 352.9193 | 0.05 | 0.049751 | 0.049504 | 53545.6174 | 0 | 0 | 0 | 197.3216 | 1.7615 | 53813.3455 | 0 | 0 | 0 | 198.3082 | 1.7703 | 54082.4122 | 0 | 0 | 0 | 199.2998 | 1.7792 | 1070912.3476 | 1076266.9094 | 1081648.2439 | 0 | 0 | 0 | 0 | 0 | 0 | 0 | 0 | 0 | 3946.4325 | 3966.1646 | 3985.9955 | 53545.6174 | 3.5319 | 161441.375 | 0 | 0 | 0 | 0 | 0 | 0 | 0 | 0 | 0 | 197.3216 | 395.6299 | 594.9296 | 1.7615 | 3.5319 | 5.3111
| 474 | Business | Office | Envelope | Gas | 02-347 | 02-347.01 | Windows | [02-347]_Business_Envelope_Efficient Windows_ROB_Gas_per 100 sf | IECC 2015 | Baseline U factor of IECC 2012 | ENGINEER | 8.27 | 1.162 | 0 | 0 | 0.010591 | 0 | 150 | 20 | 0.476 | 0.25758 | 0.40817 | 0.12932 | 0.20492 | 1 | 1 | Replace on Burnout | 5.9614 | 0.90689 | 165.4007 | 24.5188 | 0 | 0 | 25.1618 | 9.231 | 167.6812 | 0 | 0 | 34.8733 | 1.2259 | 0 | 213.0115 | 55.1856 | 157.8259 | 3.8599 | 9.2624 | 169.7593 | 0 | 0 | 34.9803 | 1.2259 | 0 | 215.228 | 55.1856 | 160.0424 | 3.9001 | 9.3343 | 172.0609 | 0 | 0 | 35.1943 | 1.2259 | 0 | 217.8154 | 55.1856 | 162.6298 | 3.947 | per 100 sf | 0.97563 | 23971.1699 | 0.005 | 9961.6799 | 1399.646 | 0 | 0 | 1436.3559 | 6.0726 | 10011.4883 | 1406.6443 | 0 | 0 | 6.103 | 10061.5458 | 1413.6775 | 0 | 0 | 6.1335 | 9961.6799 | 19973.1683 | 30034.7141 | 1399.646 | 2806.2903 | 4219.9678 | 0 | 0 | 0 | 0 | 0 | 0 | 1436.3559 | 2879.8937 | 4330.6491 | 6.0726 | 12.1755 | 18.309 | 9961.6799 | 1399.646 | 0 | 0 | 1436.3559 | 6.0726 | 10011.4883 | 1406.6443 | 0 | 0 | 6.103 | 10061.5458 | 1413.6775 | 0 | 0 | 6.1335 | 9961.6799 | 12.1755 | 30034.7141 | 1399.646 | 2806.2903 | 4219.9678 | 0 | 0 | 0 | 0 | 0 | 0 | 1436.3559 | 2879.8937 | 4330.6491 | 6.0726 | 12.1755 | 18.309 | 27439.7638 | 105914.9973 | 27439.7638 | 81450.1111 | 47144.2447 | 27671.3973 | 107920.4891 | 27671.3973 | 82621.9576 | 47542.2141 | 27932.3158 | 110247.7317 | 27932.3158 | 84035.2188 | 47990.4981 | 497.2267 | 501.4241 | 506.1521 | 0.020639 | 0.020537 | 0.020435 | 4112.0818 | 577.7599 | 0 | 0 | 592.9134 | 2.5067 | 4146.7941 | 582.6371 | 0 | 0 | 597.9185 | 2.5279 | 4185.895 | 588.1308 | 0 | 0 | 603.5563 | 2.5517 | 82241.637 | 82935.882 | 83717.8992 | 11555.1977 | 11652.7412 | 11762.617 | 0 | 0 | 0 | 0 | 0 | 0 | 11858.2673 | 11958.3692 | 12071.1268 | 4112.0818 | 5.0346 | 12444.7709 | 577.7599 | 1160.3969 | 1748.5278 | 0 | 0 | 0 | 0 | 0 | 0 | 592.9134 | 1190.8318 | 1794.3882 | 2.5067 | 5.0346 | 7.5863 | 1 | 1 | 1 | 1 | 1 | 1 | 1 | 112.5 | 100.5115 | 1.8934 | 112.5 | 102.728 | 1.9131 | 112.5 | 105.3154 | 1.9361 | 9961.6799 | 1399.646 | 0 | 0 | 1436.3559 | 6.0726 | 10011.4883 | 1406.6443 | 0 | 0 | 6.103 | 10061.5458 | 1413.6775 | 0 | 0 | 6.1335 | 9961.6799 | 12.1755 | 30034.7141 | 1399.646 | 2806.2903 | 4219.9678 | 0 | 0 | 0 | 0 | 0 | 0 | 1436.3559 | 2879.8937 | 4330.6491 | 6.0726 | 12.1755 | 18.309 | 107799.6637 | 204111.6912 | 107799.6637 | 156964.7393 | 35933.2212 | 108472.5812 | 207522.97 | 108472.5812 | 158875.8 | 36157.5271 | 109183.9167 | 211395.0301 | 109183.9167 | 161133.7243 | 36394.6389 | 958.2192 | 964.2007 | 970.5237 | 0.039775 | 0.039577 | 0.03938 | 7924.5055 | 1113.4169 | 0 | 0 | 1142.6196 | 4.8307 | 7973.9726 | 1120.3672 | 0 | 0 | 1149.7522 | 4.8609 | 8026.2639 | 1127.7143 | 0 | 0 | 1157.2919 | 4.8928 | 158490.1104 | 159479.4528 | 160525.2783 | 22268.3378 | 22407.3434 | 22554.285 | 0 | 0 | 0 | 0 | 0 | 0 | 22852.3917 | 22995.0431 | 23145.8387 | 7924.5055 | 9.6916 | 23924.7421 | 1113.4169 | 2233.7841 | 3361.4983 | 0 | 0 | 0 | 0 | 0 | 0 | 1142.6196 | 2292.3717 | 3449.6637 | 4.8307 | 9.6916 | 14.5844 | 150 | 63.0115 | 1.4201 | 150 | 65.228 | 1.4349 | 150 | 67.8154 | 1.4521 | 9961.6799 | 1399.646 | 0 | 0 | 1436.3559 | 6.0726 | 10011.4883 | 1406.6443 | 0 | 0 | 6.103 | 10061.5458 | 1413.6775 | 0 | 0 | 6.1335 | 9961.6799 | 12.1755 | 30034.7141 | 1399.646 | 2806.2903 | 4219.9678 | 0 | 0 | 0 | 0 | 0 | 0 | 1436.3559 | 2879.8937 | 4330.6491 | 6.0726 | 12.1755 | 18.309 | 180682.6929 | 256583.2451 | 180682.6929 | 197316.0966 | 0 | 181586.1064 | 260549.4011 | 181586.1064 | 199471.8683 | 0 | 182494.0369 | 265000.1044 | 182494.0369 | 201993.6502 | 0 | 1204.5513 | 1210.574 | 1216.6269 | 0.05 | 0.049751 | 0.049504 | 9961.6799 | 1399.646 | 0 | 0 | 1436.3559 | 6.0726 | 10011.4883 | 1406.6443 | 0 | 0 | 1443.5377 | 6.103 | 10061.5458 | 1413.6775 | 0 | 0 | 1450.7554 | 6.1335 | 199233.599 | 200229.767 | 201230.9158 | 27992.9207 | 28132.8853 | 28273.5497 | 0 | 0 | 0 | 0 | 0 | 0 | 28727.1189 | 28870.7545 | 29015.1082 | 9961.6799 | 12.1755 | 30034.7141 | 1399.646 | 2806.2903 | 4219.9678 | 0 | 0 | 0 | 0 | 0 | 0 | 1436.3559 | 2879.8937 | 4330.6491 | 6.0726 | 12.1755 | 18.309
| 475 | Business | Retail | Envelope | Gas | 02-347 | 02-347.02 | Windows | [02-347]_Business_Envelope_Efficient Windows_ROB_Gas_per 100 sf | IECC 2015 | Baseline U factor of IECC 2012 | ENGINEER | 8.27 | 1.162 | 0 | 0 | 0.010591 | 0 | 150 | 20 | 0.476 | 0.25758 | 0.40817 | 0.12932 | 0.20492 | 1 | 1 | Replace on Burnout | 5.9614 | 0.90689 | 165.4007 | 24.5188 | 0 | 0 | 25.1618 | 9.231 | 167.6812 | 0 | 0 | 34.8733 | 1.2259 | 0 | 213.0115 | 55.1856 | 157.8259 | 3.8599 | 9.2624 | 169.7593 | 0 | 0 | 34.9803 | 1.2259 | 0 | 215.228 | 55.1856 | 160.0424 | 3.9001 | 9.3343 | 172.0609 | 0 | 0 | 35.1943 | 1.2259 | 0 | 217.8154 | 55.1856 | 162.6298 | 3.947 | per 100 sf | 1.1263 | 9651.4076 | 0.005 | 4010.8278 | 563.5334 | 0 | 0 | 578.3137 | 2.445 | 4030.8819 | 566.351 | 0 | 0 | 2.4572 | 4051.0363 | 569.1828 | 0 | 0 | 2.4695 | 4010.8278 | 8041.7097 | 12092.746 | 563.5334 | 1129.8844 | 1699.0672 | 0 | 0 | 0 | 0 | 0 | 0 | 578.3137 | 1159.519 | 1743.6304 | 2.445 | 4.9022 | 7.3717 | 4010.8278 | 563.5334 | 0 | 0 | 578.3137 | 2.445 | 4030.8819 | 566.351 | 0 | 0 | 2.4572 | 4051.0363 | 569.1828 | 0 | 0 | 2.4695 | 4010.8278 | 4.9022 | 12092.746 | 563.5334 | 1129.8844 | 1699.0672 | 0 | 0 | 0 | 0 | 0 | 0 | 578.3137 | 1159.519 | 1743.6304 | 2.445 | 4.9022 | 7.3717 | 6995.1421 | 27000.6133 | 6995.1421 | 21057.5128 | 12018.3501 | 7065.791 | 27557.1057 | 7065.791 | 21395.9171 | 12139.732 | 7151.0292 | 28224.8258 | 7151.0292 | 21819.3441 | 12286.1797 | 126.7566 | 128.0368 | 129.5814 | 0.013068 | 0.013003 | 0.012938 | 1048.2815 | 147.2867 | 0 | 0 | 151.1497 | 0.63903 | 1058.8688 | 148.7743 | 0 | 0 | 152.6763 | 0.64548 | 1071.6425 | 150.569 | 0 | 0 | 154.5181 | 0.65327 | 20965.63 | 21177.3768 | 21432.8502 | 2945.7341 | 2975.4852 | 3011.38 | 0 | 0 | 0 | 0 | 0 | 0 | 3022.9949 | 3053.5262 | 3090.3625 | 1048.2815 | 1.2845 | 3178.7929 | 147.2867 | 296.061 | 446.63 | 0 | 0 | 0 | 0 | 0 | 0 | 151.1497 | 303.8261 | 458.3442 | 0.63903 | 1.2845 | 1.9378 | 1 | 1 | 1 | 1 | 1 | 1 | 1 | 112.5 | 100.5115 | 1.8934 | 112.5 | 102.728 | 1.9131 | 112.5 | 105.3154 | 1.9361 | 4010.8278 | 563.5334 | 0 | 0 | 578.3137 | 2.445 | 4030.8819 | 566.351 | 0 | 0 | 2.4572 | 4051.0363 | 569.1828 | 0 | 0 | 2.4695 | 4010.8278 | 4.9022 | 12092.746 | 563.5334 | 1129.8844 | 1699.0672 | 0 | 0 | 0 | 0 | 0 | 0 | 578.3137 | 1159.519 | 1743.6304 | 2.445 | 4.9022 | 7.3717 | 37299.1377 | 70623.5049 | 37299.1377 | 55078.5768 | 12433.0459 | 37539.7869 | 71818.7765 | 37539.7869 | 55761.6103 | 12513.2623 | 37797.913 | 73181.9411 | 37797.913 | 56573.6691 | 12599.3043 | 331.5479 | 333.687 | 335.9814 | 0.034181 | 0.034011 | 0.033842 | 2741.9123 | 385.2469 | 0 | 0 | 395.3512 | 1.6715 | 2759.6028 | 387.7325 | 0 | 0 | 397.9019 | 1.6822 | 2778.578 | 390.3986 | 0 | 0 | 400.6379 | 1.6938 | 54838.2458 | 55192.055 | 55571.5594 | 7704.9387 | 7754.6499 | 7807.9714 | 0 | 0 | 0 | 0 | 0 | 0 | 7907.0238 | 7958.0389 | 8012.7589 | 2741.9123 | 3.3537 | 8280.093 | 385.2469 | 772.9794 | 1163.378 | 0 | 0 | 0 | 0 | 0 | 0 | 395.3512 | 793.2531 | 1193.8911 | 1.6715 | 3.3537 | 5.0475 | 150 | 63.0115 | 1.4201 | 150 | 65.228 | 1.4349 | 150 | 67.8154 | 1.4521 | 4010.8278 | 563.5334 | 0 | 0 | 578.3137 | 2.445 | 4030.8819 | 566.351 | 0 | 0 | 2.4572 | 4051.0363 | 569.1828 | 0 | 0 | 2.4695 | 4010.8278 | 4.9022 | 12092.746 | 563.5334 | 1129.8844 | 1699.0672 | 0 | 0 | 0 | 0 | 0 | 0 | 578.3137 | 1159.519 | 1743.6304 | 2.445 | 4.9022 | 7.3717 | 65472.7364 | 92976.2939 | 65472.7364 | 72511.2971 | 0 | 65800.1 | 94413.4824 | 65800.1 | 73304.6157 | 0 | 66129.1005 | 96026.2529 | 66129.1005 | 74233.5796 | 0 | 436.4849 | 438.6673 | 440.8607 | 0.045 | 0.044776 | 0.044553 | 3609.745 | 507.18 | 0 | 0 | 520.4824 | 2.2005 | 3627.7937 | 509.7159 | 0 | 0 | 523.0848 | 2.2115 | 3645.9327 | 512.2645 | 0 | 0 | 525.7002 | 2.2225 | 72194.8997 | 72555.8742 | 72918.6536 | 10143.6008 | 10194.3188 | 10245.2904 | 0 | 0 | 0 | 0 | 0 | 0 | 10409.6472 | 10461.6954 | 10514.0039 | 3609.745 | 4.412 | 10883.4714 | 507.18 | 1016.896 | 1529.1605 | 0 | 0 | 0 | 0 | 0 | 0 | 520.4824 | 1043.5671 | 1569.2673 | 2.2005 | 4.412 | 6.6345
| 476 | Business | Food Service | Envelope | Gas | 02-347 | 02-347.03 | Windows | [02-347]_Business_Envelope_Efficient Windows_ROB_Gas_per 100 sf | IECC 2015 | Baseline U factor of IECC 2012 | ENGINEER | 8.27 | 1.162 | 0 | 0 | 0.010591 | 0 | 150 | 20 | 0.476 | 0.25758 | 0.40817 | 0.12932 | 0.20492 | 1 | 1 | Replace on Burnout | 5.9614 | 0.90689 | 165.4007 | 24.5188 | 0 | 0 | 25.1618 | 9.231 | 167.6812 | 0 | 0 | 34.8733 | 1.2259 | 0 | 255.6138 | 55.1856 | 200.4282 | 4.6319 | 9.2624 | 169.7593 | 0 | 0 | 34.9803 | 1.2259 | 0 | 258.2736 | 55.1856 | 203.088 | 4.6801 | 9.3343 | 172.0609 | 0 | 0 | 35.1943 | 1.2259 | 0 | 261.3785 | 55.1856 | 206.1929 | 4.7364 | per 100 sf | 0.9255 | 1483.574 | 0.005 | 616.5277 | 86.624 | 0 | 0 | 88.896 | 0.37583 | 619.6103 | 87.0571 | 0 | 0 | 0.37771 | 622.7084 | 87.4924 | 0 | 0 | 0.3796 | 616.5277 | 1236.138 | 1858.8463 | 86.624 | 173.6811 | 261.1735 | 0 | 0 | 0 | 0 | 0 | 0 | 88.896 | 178.2364 | 268.0236 | 0.37583 | 0.75354 | 1.1331 | 616.5277 | 86.624 | 0 | 0 | 88.896 | 0.37583 | 619.6103 | 87.0571 | 0 | 0 | 0.37771 | 622.7084 | 87.4924 | 0 | 0 | 0.3796 | 616.5277 | 0.75354 | 1858.8463 | 86.624 | 173.6811 | 261.1735 | 0 | 0 | 0 | 0 | 0 | 0 | 88.896 | 178.2364 | 268.0236 | 0.37583 | 0.75354 | 1.1331 | 1222.1664 | 5660.9415 | 1222.1664 | 4281.1445 | 2099.8034 | 1234.035 | 5775.3928 | 1234.035 | 4348.3734 | 2120.1949 | 1247.8717 | 5910.3595 | 1247.8717 | 4430.8601 | 2143.9677 | 22.1465 | 22.3615 | 22.6123 | 0.014854 | 0.01478 | 0.014706 | 183.152 | 25.7334 | 0 | 0 | 26.4083 | 0.11165 | 184.9306 | 25.9833 | 0 | 0 | 26.6648 | 0.11273 | 187.0042 | 26.2747 | 0 | 0 | 26.9638 | 0.114 | 3663.0404 | 3698.6126 | 3740.0836 | 514.6682 | 519.6662 | 525.493 | 0 | 0 | 0 | 0 | 0 | 0 | 528.1669 | 533.296 | 539.2756 | 183.152 | 0.22438 | 555.0868 | 25.7334 | 51.7167 | 77.9914 | 0 | 0 | 0 | 0 | 0 | 0 | 26.4083 | 53.0731 | 80.0369 | 0.11165 | 0.22438 | 0.33838 | 1 | 1 | 1 | 1 | 1 | 1 | 1 | 112.5 | 143.1138 | 2.2721 | 112.5 | 145.7736 | 2.2958 | 112.5 | 148.8785 | 2.3234 | 616.5277 | 86.624 | 0 | 0 | 88.896 | 0.37583 | 619.6103 | 87.0571 | 0 | 0 | 0.37771 | 622.7084 | 87.4924 | 0 | 0 | 0.3796 | 616.5277 | 0.75354 | 1858.8463 | 86.624 | 173.6811 | 261.1735 | 0 | 0 | 0 | 0 | 0 | 0 | 88.896 | 178.2364 | 268.0236 | 0.37583 | 0.75354 | 1.1331 | 5939.2524 | 13494.7085 | 5939.2524 | 10205.5104 | 1979.7508 | 5976.754 | 13721.2232 | 5976.754 | 10330.8995 | 1992.2513 | 6016.3999 | 13978.29 | 6016.3999 | 10479.2013 | 2005.4666 | 52.7934 | 53.1267 | 53.4791 | 0.035408 | 0.035232 | 0.035057 | 436.6028 | 61.344 | 0 | 0 | 62.9529 | 0.26615 | 439.3596 | 61.7314 | 0 | 0 | 63.3504 | 0.26783 | 442.2741 | 62.1408 | 0 | 0 | 63.7707 | 0.26961 | 8732.0567 | 8787.1926 | 8845.4811 | 1226.8803 | 1234.627 | 1242.8167 | 0 | 0 | 0 | 0 | 0 | 0 | 1259.0589 | 1267.0088 | 1275.4133 | 436.6028 | 0.53398 | 1318.2365 | 61.344 | 123.0754 | 185.2162 | 0 | 0 | 0 | 0 | 0 | 0 | 62.9529 | 126.3034 | 190.0741 | 0.26615 | 0.53398 | 0.80359 | 150 | 105.6138 | 1.7041 | 150 | 108.2736 | 1.7218 | 150 | 111.3785 | 1.7425 | 616.5277 | 86.624 | 0 | 0 | 88.896 | 0.37583 | 619.6103 | 87.0571 | 0 | 0 | 0.37771 | 622.7084 | 87.4924 | 0 | 0 | 0.3796 | 616.5277 | 0.75354 | 1858.8463 | 86.624 | 173.6811 | 261.1735 | 0 | 0 | 0 | 0 | 0 | 0 | 88.896 | 178.2364 | 268.0236 | 0.37583 | 0.75354 | 1.1331 | 10064.1953 | 17150.3125 | 10064.1953 | 12970.0981 | 0 | 10114.5162 | 17415.4149 | 10114.5162 | 13112.3076 | 0 | 10165.0888 | 17712.9049 | 10165.0888 | 13278.9558 | 0 | 67.0946 | 67.4301 | 67.7673 | 0.045 | 0.044776 | 0.044553 | 554.8749 | 77.9616 | 0 | 0 | 80.0064 | 0.33825 | 557.6493 | 78.3514 | 0 | 0 | 80.4064 | 0.33994 | 560.4375 | 78.7432 | 0 | 0 | 80.8084 | 0.34164 | 11097.4981 | 11152.9856 | 11208.7505 | 1559.2319 | 1567.0281 | 1574.8632 | 0 | 0 | 0 | 0 | 0 | 0 | 1600.1274 | 1608.1281 | 1616.1687 | 554.8749 | 0.67819 | 1672.9617 | 77.9616 | 156.313 | 235.0562 | 0 | 0 | 0 | 0 | 0 | 0 | 80.0064 | 160.4128 | 241.2212 | 0.33825 | 0.67819 | 1.0198
| 477 | Business | Healthcare/Hospitals | Envelope | Gas | 02-347 | 02-347.04 | Windows | [02-347]_Business_Envelope_Efficient Windows_ROB_Gas_per 100 sf | IECC 2015 | Baseline U factor of IECC 2012 | ENGINEER | 8.27 | 1.162 | 0 | 0 | 0.010591 | 0 | 150 | 20 | 0.476 | 0.25758 | 0.40817 | 0.12932 | 0.20492 | 1 | 1 | Replace on Burnout | 5.9614 | 0.90689 | 165.4007 | 24.5188 | 0 | 0 | 25.1618 | 9.231 | 167.6812 | 0 | 0 | 34.8733 | 1.2259 | 0 | 213.0115 | 63.2301 | 149.7813 | 3.3688 | 9.2624 | 169.7593 | 0 | 0 | 34.9803 | 1.2259 | 0 | 215.228 | 63.2301 | 151.9978 | 3.4039 | 9.3343 | 172.0609 | 0 | 0 | 35.1943 | 1.2259 | 0 | 217.8154 | 63.2301 | 154.5853 | 3.4448 | per 100 sf | 1.6486 | 4477.6188 | 0.005 | 1860.7605 | 261.4424 | 0 | 0 | 268.2996 | 1.1343 | 1870.0643 | 262.7497 | 0 | 0 | 1.14 | 1879.4146 | 264.0634 | 0 | 0 | 1.1457 | 1860.7605 | 3730.8247 | 5610.2393 | 261.4424 | 524.1921 | 788.2555 | 0 | 0 | 0 | 0 | 0 | 0 | 268.2996 | 537.9406 | 808.9299 | 1.1343 | 2.2743 | 3.42 | 1860.7605 | 261.4424 | 0 | 0 | 268.2996 | 1.1343 | 1870.0643 | 262.7497 | 0 | 0 | 1.14 | 1879.4146 | 264.0634 | 0 | 0 | 1.1457 | 1860.7605 | 2.2743 | 5610.2393 | 261.4424 | 524.1921 | 788.2555 | 0 | 0 | 0 | 0 | 0 | 0 | 268.2996 | 537.9406 | 808.9299 | 1.1343 | 2.2743 | 3.42 | 4695.3309 | 15817.7651 | 4695.3309 | 13167.5534 | 6443.3403 | 4738.7495 | 16130.1495 | 4738.7495 | 13366.837 | 6502.923 | 4787.3291 | 16491.4116 | 4787.3291 | 13605.2152 | 6569.5882 | 74.2578 | 74.9445 | 75.7128 | 0.016502 | 0.01642 | 0.016338 | 614.1146 | 86.2849 | 0 | 0 | 88.548 | 0.37436 | 619.7934 | 87.0828 | 0 | 0 | 89.3668 | 0.37782 | 626.1473 | 87.9756 | 0 | 0 | 90.283 | 0.3817 | 12282.2918 | 12395.8683 | 12522.9455 | 1725.699 | 1741.6568 | 1759.5116 | 0 | 0 | 0 | 0 | 0 | 0 | 1770.9606 | 1787.337 | 1805.66 | 614.1146 | 0.75218 | 1860.0553 | 86.2849 | 173.3678 | 261.3434 | 0 | 0 | 0 | 0 | 0 | 0 | 88.548 | 177.9149 | 268.1979 | 0.37436 | 0.75218 | 1.1339 | 1 | 1 | 1 | 1 | 1 | 1 | 1 | 112.5 | 100.5115 | 1.8934 | 112.5 | 102.728 | 1.9131 | 112.5 | 105.3154 | 1.9361 | 1860.7605 | 261.4424 | 0 | 0 | 268.2996 | 1.1343 | 1870.0643 | 262.7497 | 0 | 0 | 1.14 | 1879.4146 | 264.0634 | 0 | 0 | 1.1457 | 1860.7605 | 2.2743 | 5610.2393 | 261.4424 | 524.1921 | 788.2555 | 0 | 0 | 0 | 0 | 0 | 0 | 268.2996 | 537.9406 | 808.9299 | 1.1343 | 2.2743 | 3.42 | 17578.7225 | 33284.1742 | 17578.7225 | 27707.5261 | 5859.5742 | 17690.1663 | 33843.7217 | 17690.1663 | 28045.835 | 5896.7221 | 17809.8457 | 34482.3027 | 17809.8457 | 28447.4829 | 5936.6152 | 156.2553 | 157.2459 | 158.3097 | 0.034723 | 0.034551 | 0.034379 | 1292.2367 | 181.5632 | 0 | 0 | 186.3252 | 0.78774 | 1300.4291 | 182.7142 | 0 | 0 | 187.5064 | 0.79273 | 1309.2269 | 183.9503 | 0 | 0 | 188.775 | 0.7981 | 25844.7344 | 26008.5822 | 26184.5382 | 3631.263 | 3654.2841 | 3679.0065 | 0 | 0 | 0 | 0 | 0 | 0 | 3726.5038 | 3750.1287 | 3775.4994 | 1292.2367 | 1.5805 | 3901.8927 | 181.5632 | 364.2774 | 548.2277 | 0 | 0 | 0 | 0 | 0 | 0 | 186.3252 | 373.8316 | 562.6066 | 0.78774 | 1.5805 | 2.3786 | 150 | 63.0115 | 1.4201 | 150 | 65.228 | 1.4349 | 150 | 67.8154 | 1.4521 | 1860.7605 | 261.4424 | 0 | 0 | 268.2996 | 1.1343 | 1870.0643 | 262.7497 | 0 | 0 | 1.14 | 1879.4146 | 264.0634 | 0 | 0 | 1.1457 | 1860.7605 | 2.2743 | 5610.2393 | 261.4424 | 524.1921 | 788.2555 | 0 | 0 | 0 | 0 | 0 | 0 | 268.2996 | 537.9406 | 808.9299 | 1.1343 | 2.2743 | 3.42 | 30375.0464 | 43134.8894 | 30375.0464 | 35907.7881 | 0 | 30526.9217 | 43801.6504 | 30526.9217 | 36297.836 | 0 | 30679.5563 | 44549.87 | 30679.5563 | 36753.1042 | 0 | 202.5003 | 203.5128 | 204.5304 | 0.045 | 0.044776 | 0.044553 | 1674.6844 | 235.2982 | 0 | 0 | 241.4696 | 1.0209 | 1683.0578 | 236.4747 | 0 | 0 | 242.677 | 1.026 | 1691.4731 | 237.6571 | 0 | 0 | 243.8903 | 1.0311 | 33493.6884 | 33661.1569 | 33829.4626 | 4705.9641 | 4729.4939 | 4753.1414 | 0 | 0 | 0 | 0 | 0 | 0 | 4829.3921 | 4853.5391 | 4877.8068 | 1674.6844 | 2.0469 | 5049.2154 | 235.2982 | 471.7729 | 709.43 | 0 | 0 | 0 | 0 | 0 | 0 | 241.4696 | 484.1466 | 728.0369 | 1.0209 | 2.0469 | 3.078
| 478 | Business | Campus/Education | Envelope | Gas | 02-347 | 02-347.05 | Windows | [02-347]_Business_Envelope_Efficient Windows_ROB_Gas_per 100 sf | IECC 2015 | Baseline U factor of IECC 2012 | ENGINEER | 8.27 | 1.162 | 0 | 0 | 0.010591 | 0 | 150 | 20 | 0.476 | 0.25758 | 0.40817 | 0.12932 | 0.20492 | 1 | 1 | Replace on Burnout | 5.9614 | 0.90689 | 165.4007 | 24.5188 | 0 | 0 | 25.1618 | 9.231 | 167.6812 | 0 | 0 | 34.8733 | 1.2259 | 0 | 213.0115 | 63.2301 | 149.7813 | 3.3688 | 9.2624 | 169.7593 | 0 | 0 | 34.9803 | 1.2259 | 0 | 215.228 | 63.2301 | 151.9978 | 3.4039 | 9.3343 | 172.0609 | 0 | 0 | 35.1943 | 1.2259 | 0 | 217.8154 | 63.2301 | 154.5853 | 3.4448 | per 100 sf | 3.5744 | 8117.4922 | 0.005 | 3373.3798 | 473.97 | 0 | 0 | 486.4013 | 2.0564 | 3390.2467 | 476.3399 | 0 | 0 | 2.0667 | 3407.1979 | 478.7216 | 0 | 0 | 2.077 | 3373.3798 | 6763.6264 | 10170.8243 | 473.97 | 950.3099 | 1429.0314 | 0 | 0 | 0 | 0 | 0 | 0 | 486.4013 | 975.2346 | 1466.5121 | 2.0564 | 4.1231 | 6.2001 | 3373.3798 | 473.97 | 0 | 0 | 486.4013 | 2.0564 | 3390.2467 | 476.3399 | 0 | 0 | 2.0667 | 3407.1979 | 478.7216 | 0 | 0 | 2.077 | 3373.3798 | 4.1231 | 10170.8243 | 473.97 | 950.3099 | 1429.0314 | 0 | 0 | 0 | 0 | 0 | 0 | 486.4013 | 975.2346 | 1466.5121 | 2.0564 | 4.1231 | 6.2001 | 8263.6764 | 27838.9095 | 8263.6764 | 22263.6257 | 11340.1334 | 8342.6353 | 28397.3556 | 8342.6353 | 22608.1486 | 11448.4877 | 8431.3155 | 29044.2312 | 8431.3155 | 23021.0466 | 11570.1823 | 130.6921 | 131.9408 | 133.3433 | 0.01602 | 0.01594 | 0.015861 | 1080.8278 | 151.8596 | 0 | 0 | 155.8425 | 0.65887 | 1091.1551 | 153.3106 | 0 | 0 | 157.3316 | 0.66516 | 1102.7538 | 154.9402 | 0 | 0 | 159.004 | 0.67223 | 21616.5561 | 21823.101 | 22055.0753 | 3037.1912 | 3066.2114 | 3098.8045 | 0 | 0 | 0 | 0 | 0 | 0 | 3116.8507 | 3146.632 | 3180.0799 | 1080.8278 | 1.324 | 3274.7366 | 151.8596 | 305.1701 | 460.1104 | 0 | 0 | 0 | 0 | 0 | 0 | 155.8425 | 313.1741 | 472.1781 | 0.65887 | 1.324 | 1.9963 | 1 | 1 | 1 | 1 | 1 | 1 | 1 | 112.5 | 100.5115 | 1.8934 | 112.5 | 102.728 | 1.9131 | 112.5 | 105.3154 | 1.9361 | 3373.3798 | 473.97 | 0 | 0 | 486.4013 | 2.0564 | 3390.2467 | 476.3399 | 0 | 0 | 2.0667 | 3407.1979 | 478.7216 | 0 | 0 | 2.077 | 3373.3798 | 4.1231 | 10170.8243 | 473.97 | 950.3099 | 1429.0314 | 0 | 0 | 0 | 0 | 0 | 0 | 486.4013 | 975.2346 | 1466.5121 | 2.0564 | 4.1231 | 6.2001 | 31565.1334 | 59766.5386 | 31565.1334 | 47797.1254 | 10521.7111 | 31766.7524 | 60774.1673 | 31766.7524 | 48384.4842 | 10588.9175 | 31984.2168 | 61925.8283 | 31984.2168 | 49083.6673 | 10661.4056 | 280.579 | 282.3711 | 284.3041 | 0.034393 | 0.034222 | 0.034051 | 2320.3975 | 326.0228 | 0 | 0 | 334.5738 | 1.4145 | 2335.2188 | 328.1053 | 0 | 0 | 336.7108 | 1.4235 | 2351.205 | 330.3514 | 0 | 0 | 339.0158 | 1.4333 | 46407.9507 | 46704.3766 | 47024.099 | 6520.4568 | 6562.1056 | 6607.0275 | 0 | 0 | 0 | 0 | 0 | 0 | 6691.4754 | 6734.2165 | 6780.3166 | 2320.3975 | 2.838 | 7006.8213 | 326.0228 | 654.1281 | 984.4795 | 0 | 0 | 0 | 0 | 0 | 0 | 334.5738 | 671.2846 | 1010.3004 | 1.4145 | 2.838 | 4.2713 | 150 | 63.0115 | 1.4201 | 150 | 65.228 | 1.4349 | 150 | 67.8154 | 1.4521 | 3373.3798 | 473.97 | 0 | 0 | 486.4013 | 2.0564 | 3390.2467 | 476.3399 | 0 | 0 | 2.0667 | 3407.1979 | 478.7216 | 0 | 0 | 2.077 | 3373.3798 | 4.1231 | 10170.8243 | 473.97 | 950.3099 | 1429.0314 | 0 | 0 | 0 | 0 | 0 | 0 | 486.4013 | 975.2346 | 1466.5121 | 2.0564 | 4.1231 | 6.2001 | 55067.0376 | 78199.4056 | 55067.0376 | 62538.4518 | 0 | 55342.3728 | 79408.1792 | 55342.3728 | 63219.6863 | 0 | 55619.0846 | 80764.6292 | 55619.0846 | 64015.6829 | 0 | 367.1136 | 368.9492 | 370.7939 | 0.045 | 0.044776 | 0.044553 | 3036.0418 | 426.573 | 0 | 0 | 437.7612 | 1.8508 | 3051.222 | 428.7059 | 0 | 0 | 439.95 | 1.86 | 3066.4781 | 430.8494 | 0 | 0 | 442.1497 | 1.8693 | 60720.8355 | 61024.4397 | 61329.5619 | 8531.4603 | 8574.1176 | 8616.9881 | 0 | 0 | 0 | 0 | 0 | 0 | 8755.2234 | 8798.9995 | 8842.9945 | 3036.0418 | 3.7108 | 9153.7419 | 426.573 | 855.2789 | 1286.1283 | 0 | 0 | 0 | 0 | 0 | 0 | 437.7612 | 877.7111 | 1319.8609 | 1.8508 | 3.7108 | 5.5801
| 479 | Business | Warehouse | Envelope | Gas | 02-347 | 02-347.06 | Windows | [02-347]_Business_Envelope_Efficient Windows_ROB_Gas_per 100 sf | IECC 2015 | Baseline U factor of IECC 2012 | ENGINEER | 8.27 | 1.162 | 0 | 0 | 0.010591 | 0 | 150 | 20 | 0.476 | 0.25758 | 0.40817 | 0.12932 | 0.20492 | 1 | 1 | Replace on Burnout | 5.9614 | 0.90689 | 165.4007 | 24.5188 | 0 | 0 | 25.1618 | 9.231 | 167.6812 | 0 | 0 | 34.8733 | 1.2259 | 0 | 213.0115 | 63.2301 | 149.7813 | 3.3688 | 9.2624 | 169.7593 | 0 | 0 | 34.9803 | 1.2259 | 0 | 215.228 | 63.2301 | 151.9978 | 3.4039 | 9.3343 | 172.0609 | 0 | 0 | 35.1943 | 1.2259 | 0 | 217.8154 | 63.2301 | 154.5853 | 3.4448 | per 100 sf | 1.2839 | 2665.3256 | 0.005 | 1107.6272 | 155.625 | 0 | 0 | 159.7067 | 0.6752 | 1113.1654 | 156.4031 | 0 | 0 | 0.67858 | 1118.7312 | 157.1851 | 0 | 0 | 0.68197 | 1107.6272 | 2220.7926 | 3339.5238 | 155.625 | 312.0281 | 469.2132 | 0 | 0 | 0 | 0 | 0 | 0 | 159.7067 | 320.2119 | 481.5197 | 0.6752 | 1.3538 | 2.0358 | 1107.6272 | 155.625 | 0 | 0 | 159.7067 | 0.6752 | 1113.1654 | 156.4031 | 0 | 0 | 0.67858 | 1118.7312 | 157.1851 | 0 | 0 | 0.68197 | 1107.6272 | 1.3538 | 3339.5238 | 155.625 | 312.0281 | 469.2132 | 0 | 0 | 0 | 0 | 0 | 0 | 159.7067 | 320.2119 | 481.5197 | 0.6752 | 1.3538 | 2.0358 | 4049.5332 | 13642.1831 | 4049.5332 | 10965.5176 | 5557.1206 | 4082.1825 | 13895.2722 | 4082.1825 | 11118.8079 | 5601.9249 | 4118.0528 | 14185.8855 | 4118.0528 | 11301.3441 | 5651.1491 | 64.0444 | 64.5607 | 65.128 | 0.023909 | 0.02379 | 0.023672 | 529.649 | 74.4173 | 0 | 0 | 76.3691 | 0.32287 | 533.9193 | 75.0173 | 0 | 0 | 76.9848 | 0.32547 | 538.6109 | 75.6764 | 0 | 0 | 77.6613 | 0.32833 | 10592.9802 | 10678.3861 | 10772.2174 | 1488.3456 | 1500.3454 | 1513.529 | 0 | 0 | 0 | 0 | 0 | 0 | 1527.3819 | 1539.6965 | 1553.2258 | 529.649 | 0.64835 | 1602.1792 | 74.4173 | 149.4346 | 225.111 | 0 | 0 | 0 | 0 | 0 | 0 | 76.3691 | 153.3539 | 231.0152 | 0.32287 | 0.64835 | 0.97668 | 1 | 1 | 1 | 1 | 1 | 1 | 1 | 112.5 | 100.5115 | 1.8934 | 112.5 | 102.728 | 1.9131 | 112.5 | 105.3154 | 1.9361 | 1107.6272 | 155.625 | 0 | 0 | 159.7067 | 0.6752 | 1113.1654 | 156.4031 | 0 | 0 | 0.67858 | 1118.7312 | 157.1851 | 0 | 0 | 0.68197 | 1107.6272 | 1.3538 | 3339.5238 | 155.625 | 312.0281 | 469.2132 | 0 | 0 | 0 | 0 | 0 | 0 | 159.7067 | 320.2119 | 481.5197 | 0.6752 | 1.3538 | 2.0358 | 12095.4698 | 22901.9899 | 12095.4698 | 18408.5033 | 4031.8233 | 12170.3325 | 23283.5203 | 12170.3325 | 18631.1564 | 4056.7775 | 12249.1928 | 23716.1164 | 12249.1928 | 18893.709 | 4083.0643 | 107.5153 | 108.1807 | 108.8817 | 0.040138 | 0.039938 | 0.039739 | 889.1551 | 124.929 | 0 | 0 | 128.2056 | 0.54202 | 894.6583 | 125.7022 | 0 | 0 | 128.9991 | 0.54538 | 900.4555 | 126.5167 | 0 | 0 | 129.835 | 0.54891 | 17783.1014 | 17893.1666 | 18009.1092 | 2498.5793 | 2514.0438 | 2530.3341 | 0 | 0 | 0 | 0 | 0 | 0 | 2564.112 | 2579.9821 | 2596.6997 | 889.1551 | 1.0874 | 2684.2689 | 124.929 | 250.6312 | 377.1479 | 0 | 0 | 0 | 0 | 0 | 0 | 128.2056 | 257.2047 | 387.0397 | 0.54202 | 1.0874 | 1.6363 | 150 | 63.0115 | 1.4201 | 150 | 65.228 | 1.4349 | 150 | 67.8154 | 1.4521 | 1107.6272 | 155.625 | 0 | 0 | 159.7067 | 0.6752 | 1113.1654 | 156.4031 | 0 | 0 | 0.67858 | 1118.7312 | 157.1851 | 0 | 0 | 0.68197 | 1107.6272 | 1.3538 | 3339.5238 | 155.625 | 312.0281 | 469.2132 | 0 | 0 | 0 | 0 | 0 | 0 | 159.7067 | 320.2119 | 481.5197 | 0.6752 | 1.3538 | 2.0358 | 20089.892 | 28529.1834 | 20089.892 | 22931.6128 | 0 | 20190.3414 | 28970.1755 | 20190.3414 | 23181.5405 | 0 | 20291.2931 | 29465.0438 | 20291.2931 | 23473.6562 | 0 | 133.9326 | 134.6023 | 135.2753 | 0.05 | 0.049751 | 0.049504 | 1107.6272 | 155.625 | 0 | 0 | 159.7067 | 0.6752 | 1113.1654 | 156.4031 | 0 | 0 | 160.5052 | 0.67858 | 1118.7312 | 157.1851 | 0 | 0 | 161.3078 | 0.68197 | 22152.545 | 22263.3077 | 22374.6242 | 3112.4993 | 3128.0618 | 3143.7021 | 0 | 0 | 0 | 0 | 0 | 0 | 3194.1339 | 3210.1046 | 3226.1551 | 1107.6272 | 1.3538 | 3339.5238 | 155.625 | 312.0281 | 469.2132 | 0 | 0 | 0 | 0 | 0 | 0 | 159.7067 | 320.2119 | 481.5197 | 0.6752 | 1.3538 | 2.0358
| 480 | Business | Lodging | Envelope | Gas | 02-347 | 02-347.07 | Windows | [02-347]_Business_Envelope_Efficient Windows_ROB_Gas_per 100 sf | IECC 2015 | Baseline U factor of IECC 2012 | ENGINEER | 8.27 | 1.162 | 0 | 0 | 0.010591 | 0 | 150 | 20 | 0.476 | 0.25758 | 0.40817 | 0.12932 | 0.20492 | 1 | 1 | Replace on Burnout | 5.9614 | 0.90689 | 165.4007 | 24.5188 | 0 | 0 | 25.1618 | 9.231 | 167.6812 | 0 | 0 | 34.8733 | 1.2259 | 0 | 213.0115 | 55.1856 | 157.8259 | 3.8599 | 9.2624 | 169.7593 | 0 | 0 | 34.9803 | 1.2259 | 0 | 215.228 | 55.1856 | 160.0424 | 3.9001 | 9.3343 | 172.0609 | 0 | 0 | 35.1943 | 1.2259 | 0 | 217.8154 | 55.1856 | 162.6298 | 3.947 | per 100 sf | 1.9223 | 5511.2012 | 0.005 | 2290.2855 | 321.792 | 0 | 0 | 330.232 | 1.3961 | 2301.7369 | 323.401 | 0 | 0 | 1.4031 | 2313.2456 | 325.018 | 0 | 0 | 1.4101 | 2290.2855 | 4592.0224 | 6905.268 | 321.792 | 645.193 | 970.2109 | 0 | 0 | 0 | 0 | 0 | 0 | 330.232 | 662.1151 | 995.6576 | 1.3961 | 2.7993 | 4.2094 | 2290.2855 | 321.792 | 0 | 0 | 330.232 | 1.3961 | 2301.7369 | 323.401 | 0 | 0 | 1.4031 | 2313.2456 | 325.018 | 0 | 0 | 1.4101 | 2290.2855 | 2.7993 | 6905.268 | 321.792 | 645.193 | 970.2109 | 0 | 0 | 0 | 0 | 0 | 0 | 330.232 | 662.1151 | 995.6576 | 1.3961 | 2.7993 | 4.2094 | 6299.9876 | 24317.3802 | 6299.9876 | 18662.8848 | 10824.0056 | 6353.2494 | 24778.1407 | 6353.2494 | 18931.7021 | 10915.5146 | 6415.4226 | 25321.4161 | 6415.4226 | 19262.4689 | 11022.3345 | 114.16 | 115.1251 | 116.2517 | 0.020611 | 0.020509 | 0.020407 | 944.1067 | 132.6498 | 0 | 0 | 136.129 | 0.57552 | 952.0884 | 133.7713 | 0 | 0 | 137.2798 | 0.58039 | 961.4056 | 135.0804 | 0 | 0 | 138.6233 | 0.58607 | 18882.1339 | 19041.7684 | 19228.1123 | 2652.9967 | 2675.4258 | 2701.6077 | 0 | 0 | 0 | 0 | 0 | 0 | 2722.5795 | 2745.5969 | 2772.4654 | 944.1067 | 1.1559 | 2857.6007 | 132.6498 | 266.4211 | 401.5015 | 0 | 0 | 0 | 0 | 0 | 0 | 136.129 | 273.4088 | 412.0321 | 0.57552 | 1.1559 | 1.742 | 1 | 1 | 1 | 1 | 1 | 1 | 1 | 112.5 | 100.5115 | 1.8934 | 112.5 | 102.728 | 1.9131 | 112.5 | 105.3154 | 1.9361 | 2290.2855 | 321.792 | 0 | 0 | 330.232 | 1.3961 | 2301.7369 | 323.401 | 0 | 0 | 1.4031 | 2313.2456 | 325.018 | 0 | 0 | 1.4101 | 2290.2855 | 2.7993 | 6905.268 | 321.792 | 645.193 | 970.2109 | 0 | 0 | 0 | 0 | 0 | 0 | 330.232 | 662.1151 | 995.6576 | 1.3961 | 2.7993 | 4.2094 | 24773.4996 | 46907.0193 | 24773.4996 | 35999.7784 | 8257.8332 | 24928.2594 | 47691.1895 | 24928.2594 | 36438.3833 | 8309.4198 | 25093.052 | 48583.5886 | 25093.052 | 36958.4331 | 8364.3507 | 220.2089 | 221.5845 | 223.0494 | 0.039758 | 0.03956 | 0.039363 | 1821.1349 | 255.8749 | 0 | 0 | 262.586 | 1.1102 | 1832.5116 | 257.4734 | 0 | 0 | 264.2264 | 1.1171 | 1844.6257 | 259.1755 | 0 | 0 | 265.9731 | 1.1245 | 36422.6989 | 36650.2311 | 36892.5139 | 5117.4989 | 5149.4678 | 5183.5093 | 0 | 0 | 0 | 0 | 0 | 0 | 5251.7206 | 5284.5281 | 5319.4624 | 1821.1349 | 2.2272 | 5498.2722 | 255.8749 | 513.3483 | 772.5238 | 0 | 0 | 0 | 0 | 0 | 0 | 262.586 | 526.8124 | 792.7856 | 1.1102 | 2.2272 | 3.3517 | 150 | 63.0115 | 1.4201 | 150 | 65.228 | 1.4349 | 150 | 67.8154 | 1.4521 | 2290.2855 | 321.792 | 0 | 0 | 330.232 | 1.3961 | 2301.7369 | 323.401 | 0 | 0 | 1.4031 | 2313.2456 | 325.018 | 0 | 0 | 1.4101 | 2290.2855 | 2.7993 | 6905.268 | 321.792 | 645.193 | 970.2109 | 0 | 0 | 0 | 0 | 0 | 0 | 330.232 | 662.1151 | 995.6576 | 1.3961 | 2.7993 | 4.2094 | 41540.6789 | 58990.9416 | 41540.6789 | 45273.8387 | 0 | 41748.3823 | 59902.7988 | 41748.3823 | 45768.6455 | 0 | 41957.1242 | 60926.058 | 41957.1242 | 46347.5775 | 0 | 276.9379 | 278.3225 | 279.7142 | 0.05 | 0.049751 | 0.049504 | 2290.2855 | 321.792 | 0 | 0 | 330.232 | 1.3961 | 2301.7369 | 323.401 | 0 | 0 | 331.8831 | 1.4031 | 2313.2456 | 325.018 | 0 | 0 | 333.5425 | 1.4101 | 45805.7096 | 46034.7381 | 46264.9118 | 6435.8401 | 6468.0193 | 6500.3594 | 0 | 0 | 0 | 0 | 0 | 0 | 6604.6393 | 6637.6625 | 6670.8508 | 2290.2855 | 2.7993 | 6905.268 | 321.792 | 645.193 | 970.2109 | 0 | 0 | 0 | 0 | 0 | 0 | 330.232 | 662.1151 | 995.6576 | 1.3961 | 2.7993 | 4.2094
| 481 | Business | Other Commercial | Envelope | Gas | 02-347 | 02-347.08 | Windows | [02-347]_Business_Envelope_Efficient Windows_ROB_Gas_per 100 sf | IECC 2015 | Baseline U factor of IECC 2012 | ENGINEER | 8.27 | 1.162 | 0 | 0 | 0.010591 | 0 | 150 | 20 | 0.476 | 0.25758 | 0.40817 | 0.12932 | 0.20492 | 1 | 1 | Replace on Burnout | 5.9614 | 0.90689 | 165.4007 | 24.5188 | 0 | 0 | 25.1618 | 9.231 | 167.6812 | 0 | 0 | 34.8733 | 1.2259 | 0 | 213.0115 | 55.1856 | 157.8259 | 3.8599 | 9.2624 | 169.7593 | 0 | 0 | 34.9803 | 1.2259 | 0 | 215.228 | 55.1856 | 160.0424 | 3.9001 | 9.3343 | 172.0609 | 0 | 0 | 35.1943 | 1.2259 | 0 | 217.8154 | 55.1856 | 162.6298 | 3.947 | per 100 sf | 0.78072 | 2966.722 | 0.005 | 1232.8783 | 173.2231 | 0 | 0 | 177.7664 | 0.75156 | 1239.0427 | 174.0892 | 0 | 0 | 0.75531 | 1245.2379 | 174.9597 | 0 | 0 | 0.75909 | 1232.8783 | 2471.921 | 3717.1589 | 173.2231 | 347.3123 | 522.272 | 0 | 0 | 0 | 0 | 0 | 0 | 177.7664 | 356.4216 | 535.9702 | 0.75156 | 1.5069 | 2.266 | 1232.8783 | 173.2231 | 0 | 0 | 177.7664 | 0.75156 | 1239.0427 | 174.0892 | 0 | 0 | 0.75531 | 1245.2379 | 174.9597 | 0 | 0 | 0.75909 | 1232.8783 | 1.5069 | 3717.1589 | 173.2231 | 347.3123 | 522.272 | 0 | 0 | 0 | 0 | 0 | 0 | 177.7664 | 356.4216 | 535.9702 | 0.75156 | 1.5069 | 2.266 | 3418.0407 | 13193.3269 | 3418.0407 | 10261.2711 | 5872.5341 | 3447.8432 | 13446.8424 | 3447.8432 | 10411.8635 | 5923.7376 | 3480.0772 | 13735.7254 | 3480.0772 | 10589.3073 | 5979.119 | 61.9372 | 62.4772 | 63.0613 | 0.020773 | 0.02067 | 0.020567 | 512.2225 | 71.9688 | 0 | 0 | 73.8564 | 0.31225 | 516.6886 | 72.5963 | 0 | 0 | 74.5004 | 0.31497 | 521.5192 | 73.275 | 0 | 0 | 75.1969 | 0.31792 | 10244.4491 | 10333.7721 | 10430.3831 | 1439.376 | 1451.9261 | 1465.5002 | 0 | 0 | 0 | 0 | 0 | 0 | 1477.1279 | 1490.0072 | 1503.9374 | 512.2225 | 0.62722 | 1550.4302 | 71.9688 | 144.5651 | 217.8401 | 0 | 0 | 0 | 0 | 0 | 0 | 73.8564 | 148.3568 | 223.5536 | 0.31225 | 0.62722 | 0.94513 | 1 | 1 | 1 | 1 | 1 | 1 | 1 | 112.5 | 100.5115 | 1.8934 | 112.5 | 102.728 | 1.9131 | 112.5 | 105.3154 | 1.9361 | 1232.8783 | 173.2231 | 0 | 0 | 177.7664 | 0.75156 | 1239.0427 | 174.0892 | 0 | 0 | 0.75531 | 1245.2379 | 174.9597 | 0 | 0 | 0.75909 | 1232.8783 | 1.5069 | 3717.1589 | 173.2231 | 347.3123 | 522.272 | 0 | 0 | 0 | 0 | 0 | 0 | 177.7664 | 356.4216 | 535.9702 | 0.75156 | 1.5069 | 2.266 | 13373.086 | 25321.0734 | 13373.086 | 19693.7741 | 4457.6953 | 13456.2226 | 25743.605 | 13456.2226 | 19933.2224 | 4485.4075 | 13544.6543 | 26224.3076 | 13544.6543 | 20217.1521 | 4514.8848 | 118.8719 | 119.6109 | 120.3969 | 0.039869 | 0.039671 | 0.039473 | 983.0744 | 138.1249 | 0 | 0 | 141.7477 | 0.59928 | 989.1859 | 138.9836 | 0 | 0 | 142.6289 | 0.603 | 995.6867 | 139.897 | 0 | 0 | 143.5662 | 0.60697 | 19661.4887 | 19783.7186 | 19913.7334 | 2762.4984 | 2779.672 | 2797.9395 | 0 | 0 | 0 | 0 | 0 | 0 | 2834.9532 | 2852.5773 | 2871.3239 | 983.0744 | 1.2023 | 2967.947 | 138.1249 | 277.1085 | 417.0055 | 0 | 0 | 0 | 0 | 0 | 0 | 141.7477 | 284.3765 | 427.9427 | 0.59928 | 1.2023 | 1.8092 | 150 | 63.0115 | 1.4201 | 150 | 65.228 | 1.4349 | 150 | 67.8154 | 1.4521 | 1232.8783 | 173.2231 | 0 | 0 | 177.7664 | 0.75156 | 1239.0427 | 174.0892 | 0 | 0 | 0.75531 | 1245.2379 | 174.9597 | 0 | 0 | 0.75909 | 1232.8783 | 1.5069 | 3717.1589 | 173.2231 | 347.3123 | 522.272 | 0 | 0 | 0 | 0 | 0 | 0 | 177.7664 | 356.4216 | 535.9702 | 0.75156 | 1.5069 | 2.266 | 22361.6671 | 31755.2778 | 22361.6671 | 24698.0552 | 0 | 22473.4754 | 32246.1375 | 22473.4754 | 24968.1205 | 0 | 22585.8428 | 32796.9658 | 22585.8428 | 25284.2232 | 0 | 149.0778 | 149.8232 | 150.5723 | 0.05 | 0.049751 | 0.049504 | 1232.8783 | 173.2231 | 0 | 0 | 177.7664 | 0.75156 | 1239.0427 | 174.0892 | 0 | 0 | 178.6552 | 0.75531 | 1245.2379 | 174.9597 | 0 | 0 | 179.5485 | 0.75909 | 24657.5659 | 24780.8537 | 24904.758 | 3464.4623 | 3481.7846 | 3499.1935 | 0 | 0 | 0 | 0 | 0 | 0 | 3555.3282 | 3573.1048 | 3590.9703 | 1232.8783 | 1.5069 | 3717.1589 | 173.2231 | 347.3123 | 522.272 | 0 | 0 | 0 | 0 | 0 | 0 | 177.7664 | 356.4216 | 535.9702 | 0.75156 | 1.5069 | 2.266
| 482 | Business | Food Sales | Envelope | Gas | 02-347 | 02-347.09 | Windows | [02-347]_Business_Envelope_Efficient Windows_ROB_Gas_per 100 sf | IECC 2015 | Baseline U factor of IECC 2012 | ENGINEER | 8.27 | 1.162 | 0 | 0 | 0.010591 | 0 | 150 | 20 | 0.476 | 0.25758 | 0.40817 | 0.12932 | 0.20492 | 1 | 1 | Replace on Burnout | 5.9614 | 0.90689 | 165.4007 | 24.5188 | 0 | 0 | 25.1618 | 9.231 | 167.6812 | 0 | 0 | 34.8733 | 1.2259 | 0 | 213.0115 | 55.1856 | 157.8259 | 3.8599 | 9.2624 | 169.7593 | 0 | 0 | 34.9803 | 1.2259 | 0 | 215.228 | 55.1856 | 160.0424 | 3.9001 | 9.3343 | 172.0609 | 0 | 0 | 35.1943 | 1.2259 | 0 | 217.8154 | 55.1856 | 162.6298 | 3.947 | per 100 sf | 0.69531 | 1248.7712 | 0.005 | 518.9508 | 72.9142 | 0 | 0 | 74.8265 | 0.31635 | 521.5456 | 73.2787 | 0 | 0 | 0.31793 | 524.1533 | 73.6451 | 0 | 0 | 0.31952 | 518.9508 | 1040.4964 | 1564.6497 | 72.9142 | 146.1929 | 219.838 | 0 | 0 | 0 | 0 | 0 | 0 | 74.8265 | 150.0272 | 225.6039 | 0.31635 | 0.63428 | 0.9538 | 518.9508 | 72.9142 | 0 | 0 | 74.8265 | 0.31635 | 521.5456 | 73.2787 | 0 | 0 | 0.31793 | 524.1533 | 73.6451 | 0 | 0 | 0.31952 | 518.9508 | 0.63428 | 1564.6497 | 72.9142 | 146.1929 | 219.838 | 0 | 0 | 0 | 0 | 0 | 0 | 74.8265 | 150.0272 | 225.6039 | 0.31635 | 0.63428 | 0.9538 | 891.1748 | 3439.8538 | 891.1748 | 2636.5978 | 1531.127 | 900.3122 | 3511.2839 | 900.3122 | 2679.3626 | 1546.8259 | 910.897 | 3595.2739 | 910.897 | 2731.5267 | 1565.0117 | 16.1487 | 16.3143 | 16.5061 | 0.012867 | 0.012803 | 0.01274 | 133.5501 | 18.7642 | 0 | 0 | 19.2563 | 0.081411 | 134.9194 | 18.9566 | 0 | 0 | 19.4538 | 0.082246 | 136.5057 | 19.1795 | 0 | 0 | 19.6825 | 0.083213 | 2671.0024 | 2698.3887 | 2730.1131 | 375.2839 | 379.1317 | 383.5891 | 0 | 0 | 0 | 0 | 0 | 0 | 385.1268 | 389.0756 | 393.6499 | 133.5501 | 0.16366 | 404.9752 | 18.7642 | 37.7208 | 56.9002 | 0 | 0 | 0 | 0 | 0 | 0 | 19.2563 | 38.7101 | 58.3926 | 0.081411 | 0.16366 | 0.24687 | 1 | 1 | 1 | 1 | 1 | 1 | 1 | 112.5 | 100.5115 | 1.8934 | 112.5 | 102.728 | 1.9131 | 112.5 | 105.3154 | 1.9361 | 518.9508 | 72.9142 | 0 | 0 | 74.8265 | 0.31635 | 521.5456 | 73.2787 | 0 | 0 | 0.31793 | 524.1533 | 73.6451 | 0 | 0 | 0.31952 | 518.9508 | 0.63428 | 1564.6497 | 72.9142 | 146.1929 | 219.838 | 0 | 0 | 0 | 0 | 0 | 0 | 74.8265 | 150.0272 | 225.6039 | 0.31635 | 0.63428 | 0.9538 | 4805.2909 | 9098.5076 | 4805.2909 | 6973.8734 | 1601.7636 | 4836.5148 | 9252.9182 | 4836.5148 | 7060.6434 | 1612.1716 | 4869.7827 | 9428.5669 | 4869.7827 | 7163.3993 | 1623.2609 | 42.7137 | 42.9912 | 43.287 | 0.034034 | 0.033865 | 0.033697 | 353.2437 | 49.6318 | 0 | 0 | 50.9335 | 0.21534 | 355.539 | 49.9543 | 0 | 0 | 51.2645 | 0.21673 | 357.9846 | 50.2979 | 0 | 0 | 51.6171 | 0.21823 | 7064.8745 | 7110.7807 | 7159.6921 | 992.6361 | 999.0861 | 1005.9583 | 0 | 0 | 0 | 0 | 0 | 0 | 1018.671 | 1025.2901 | 1032.3426 | 353.2437 | 0.43207 | 1066.7674 | 49.6318 | 99.5861 | 149.884 | 0 | 0 | 0 | 0 | 0 | 0 | 50.9335 | 102.1981 | 153.8152 | 0.21534 | 0.43207 | 0.6503 | 150 | 63.0115 | 1.4201 | 150 | 65.228 | 1.4349 | 150 | 67.8154 | 1.4521 | 518.9508 | 72.9142 | 0 | 0 | 74.8265 | 0.31635 | 521.5456 | 73.2787 | 0 | 0 | 0.31793 | 524.1533 | 73.6451 | 0 | 0 | 0.31952 | 518.9508 | 0.63428 | 1564.6497 | 72.9142 | 146.1929 | 219.838 | 0 | 0 | 0 | 0 | 0 | 0 | 74.8265 | 150.0272 | 225.6039 | 0.31635 | 0.63428 | 0.9538 | 8471.3513 | 12029.9669 | 8471.3513 | 9220.7942 | 0 | 8513.7081 | 12215.9211 | 8513.7081 | 9321.6282 | 0 | 8556.2766 | 12424.5934 | 8556.2766 | 9439.6448 | 0 | 56.4757 | 56.7581 | 57.0418 | 0.045 | 0.044776 | 0.044553 | 467.0558 | 65.6227 | 0 | 0 | 67.3439 | 0.28471 | 469.391 | 65.9509 | 0 | 0 | 67.6806 | 0.28614 | 471.738 | 66.2806 | 0 | 0 | 68.019 | 0.28757 | 9341.115 | 9387.8206 | 9434.7597 | 1312.4548 | 1319.0171 | 1325.6121 | 0 | 0 | 0 | 0 | 0 | 0 | 1346.8778 | 1353.6122 | 1360.3803 | 467.0558 | 0.57085 | 1408.1848 | 65.6227 | 131.5736 | 197.8542 | 0 | 0 | 0 | 0 | 0 | 0 | 67.3439 | 135.0245 | 203.0435 | 0.28471 | 0.57085 | 0.85842
| 483 | Business | Manufacturing/Industrial | Envelope | Gas | 02-347 | 02-347.10 | Windows | [02-347]_Business_Envelope_Efficient Windows_ROB_Gas_per 100 sf | IECC 2015 | Baseline U factor of IECC 2012 | ENGINEER | 8.27 | 1.162 | 0 | 0 | 0.010591 | 0 | 150 | 20 | 0.476 | 0.25758 | 0.40817 | 0.12932 | 0.20492 | 1 | 1 | Replace on Burnout | 5.9614 | 0.90689 | 165.4007 | 24.5188 | 0 | 0 | 25.1618 | 9.231 | 167.6812 | 0 | 0 | 34.8733 | 1.2259 | 0 | 213.0115 | 63.2301 | 149.7813 | 3.3688 | 9.2624 | 169.7593 | 0 | 0 | 34.9803 | 1.2259 | 0 | 215.228 | 63.2301 | 151.9978 | 3.4039 | 9.3343 | 172.0609 | 0 | 0 | 35.1943 | 1.2259 | 0 | 217.8154 | 63.2301 | 154.5853 | 3.4448 | per 100 sf | 1.4792 | 6128.4226 | 0.005 | 2546.7837 | 357.8308 | 0 | 0 | 367.216 | 1.5525 | 2559.5176 | 359.6199 | 0 | 0 | 1.5603 | 2572.3152 | 361.418 | 0 | 0 | 1.5681 | 2546.7837 | 5106.3013 | 7678.6165 | 357.8308 | 717.4507 | 1078.8687 | 0 | 0 | 0 | 0 | 0 | 0 | 367.216 | 736.268 | 1107.1653 | 1.5525 | 3.1128 | 4.6808 | 2546.7837 | 357.8308 | 0 | 0 | 367.216 | 1.5525 | 2559.5176 | 359.6199 | 0 | 0 | 1.5603 | 2572.3152 | 361.418 | 0 | 0 | 1.5681 | 2546.7837 | 3.1128 | 7678.6165 | 357.8308 | 717.4507 | 1078.8687 | 0 | 0 | 0 | 0 | 0 | 0 | 367.216 | 736.268 | 1107.1653 | 1.5525 | 3.1128 | 4.6808 | 9610.6592 | 32376.6637 | 9610.6592 | 27751.6293 | 13188.58 | 9685.1941 | 32967.2689 | 9685.1941 | 28128.6541 | 13290.8633 | 9768.8316 | 33651.7122 | 9768.8316 | 28582.1436 | 13405.6379 | 151.9949 | 153.1737 | 154.4965 | 0.024678 | 0.024555 | 0.024433 | 1257.0032 | 176.6127 | 0 | 0 | 181.2449 | 0.76626 | 1266.7518 | 177.9824 | 0 | 0 | 182.6506 | 0.77221 | 1277.691 | 179.5194 | 0 | 0 | 184.2279 | 0.77887 | 25140.0642 | 25335.0364 | 25553.8196 | 3532.2547 | 3559.6489 | 3590.3886 | 0 | 0 | 0 | 0 | 0 | 0 | 3624.8987 | 3653.0114 | 3684.5573 | 1257.0032 | 1.5385 | 3801.446 | 176.6127 | 354.5952 | 534.1146 | 0 | 0 | 0 | 0 | 0 | 0 | 181.2449 | 363.8955 | 548.1234 | 0.76626 | 1.5385 | 2.3173 | 1 | 1 | 1 | 1 | 1 | 1 | 1 | 112.5 | 100.5115 | 1.8934 | 112.5 | 102.728 | 1.9131 | 112.5 | 105.3154 | 1.9361 | 2546.7837 | 357.8308 | 0 | 0 | 367.216 | 1.5525 | 2559.5176 | 359.6199 | 0 | 0 | 1.5603 | 2572.3152 | 361.418 | 0 | 0 | 1.5681 | 2546.7837 | 3.1128 | 7678.6165 | 357.8308 | 717.4507 | 1078.8687 | 0 | 0 | 0 | 0 | 0 | 0 | 367.216 | 736.268 | 1107.1653 | 1.5525 | 3.1128 | 4.6808 | 28163.3126 | 53325.4109 | 28163.3126 | 45707.8298 | 9387.7709 | 28334.9914 | 54208.7365 | 28334.9914 | 46252.506 | 9444.9971 | 28516.1157 | 55211.1091 | 28516.1157 | 46893.657 | 9505.3719 | 250.3406 | 251.8666 | 253.4766 | 0.040646 | 0.040444 | 0.040242 | 2070.3249 | 290.8869 | 0 | 0 | 298.5163 | 1.2621 | 2082.9452 | 292.6601 | 0 | 0 | 300.336 | 1.2698 | 2096.2599 | 294.5308 | 0 | 0 | 302.2558 | 1.2779 | 41406.4977 | 41658.9047 | 41925.1988 | 5817.7376 | 5853.2016 | 5890.6167 | 0 | 0 | 0 | 0 | 0 | 0 | 5970.3252 | 6006.7193 | 6045.1158 | 2070.3249 | 2.5318 | 6249.5301 | 290.8869 | 583.547 | 878.0778 | 0 | 0 | 0 | 0 | 0 | 0 | 298.5163 | 598.8522 | 901.108 | 1.2621 | 2.5318 | 3.8097 | 150 | 63.0115 | 1.4201 | 150 | 65.228 | 1.4349 | 150 | 67.8154 | 1.4521 | 2546.7837 | 357.8308 | 0 | 0 | 367.216 | 1.5525 | 2559.5176 | 359.6199 | 0 | 0 | 1.5603 | 2572.3152 | 361.418 | 0 | 0 | 1.5681 | 2546.7837 | 3.1128 | 7678.6165 | 357.8308 | 717.4507 | 1078.8687 | 0 | 0 | 0 | 0 | 0 | 0 | 367.216 | 736.268 | 1107.1653 | 1.5525 | 3.1128 | 4.6808 | 46192.9852 | 65597.5725 | 46192.9852 | 56226.9024 | 0 | 46423.9502 | 66611.5522 | 46423.9502 | 56834.9572 | 0 | 46656.0699 | 67749.4103 | 46656.0699 | 57543.0862 | 0 | 307.9532 | 309.493 | 311.0405 | 0.05 | 0.049751 | 0.049504 | 2546.7837 | 357.8308 | 0 | 0 | 367.216 | 1.5525 | 2559.5176 | 359.6199 | 0 | 0 | 369.052 | 1.5603 | 2572.3152 | 361.418 | 0 | 0 | 370.8973 | 1.5681 | 50935.6737 | 51190.3521 | 51446.3038 | 7156.6156 | 7192.3986 | 7228.3606 | 0 | 0 | 0 | 0 | 0 | 0 | 7344.3192 | 7381.0408 | 7417.946 | 2546.7837 | 3.1128 | 7678.6165 | 357.8308 | 717.4507 | 1078.8687 | 0 | 0 | 0 | 0 | 0 | 0 | 367.216 | 736.268 | 1107.1653 | 1.5525 | 3.1128 | 4.6808
| 484 | Business | Office | Envelope | Electric | 02-471 | 02-471.01 | New Construction | [02-471]_Business_Envelope_New Construction_Code plus 10%_NEW_Electric_per sf | IECC 2015 | 0.1 | ENGINEER | 0.8211 | 0 | 0 | 0 | 9.3733e-05 | 0 | 0.41696 | 30 | 0.476 | 0.25758 | 0.40817 | 0.12932 | 0.20492 | 1 | 1 | New Construction/Installs | 4.3536 | 0.016927 | 24.633 | 0 | 0 | 0 | 0.095773 | 1.2637 | 0 | 0 | 0 | 0.37013 | 0 | 0 | 1.6339 | 0.17443 | 1.4594 | 9.3669 | 1.275 | 0 | 0 | 0 | 0.37044 | 0 | 0 | 1.6454 | 0.17443 | 1.471 | 9.4332 | 1.2902 | 0 | 0 | 0 | 0.37165 | 0 | 0 | 1.6618 | 0.17443 | 1.4874 | 9.5272 | per sf | 8.478 | 208303.807 | 0.005 | 171893.4472 | 0 | 0 | 0 | 633.4467 | 9.3403 | 172752.9144 | 0 | 0 | 0 | 9.387 | 173616.679 | 0 | 0 | 0 | 9.434 | 171893.4472 | 344646.3616 | 518263.0406 | 0 | 0 | 0 | 0 | 0 | 0 | 0 | 0 | 0 | 633.4467 | 1270.0606 | 1909.8576 | 9.3403 | 18.7274 | 28.1613 | 171893.4472 | 0 | 0 | 0 | 633.4467 | 9.3403 | 172752.9144 | 0 | 0 | 0 | 9.387 | 173616.679 | 0 | 0 | 0 | 9.434 | 171893.4472 | 18.7274 | 518263.0406 | 0 | 0 | 0 | 0 | 0 | 0 | 0 | 0 | 0 | 633.4467 | 1270.0606 | 1909.8576 | 9.3403 | 18.7274 | 28.1613 | 21467.189 | 201081.3136 | 21467.189 | 368072.6111 | 29848.6399 | 21667.2336 | 204390.7019 | 21667.2336 | 378312.0416 | 30126.788 | 21885.9069 | 208511.3263 | 21885.9069 | 390541.1867 | 30430.8382 | 123071.1337 | 124217.9867 | 125471.6385 | 0.58789 | 0.58496 | 0.58205 | 101053.7079 | 0 | 0 | 0 | 372.3943 | 5.491 | 101995.3889 | 0 | 0 | 0 | 375.8645 | 5.5422 | 103024.7624 | 0 | 0 | 0 | 379.6578 | 5.5981 | 3031611.2359 | 3059861.6674 | 3090742.8714 | 0 | 0 | 0 | 0 | 0 | 0 | 0 | 0 | 0 | 11171.8284 | 11275.9345 | 11389.7352 | 101053.7079 | 11.0333 | 306073.8592 | 0 | 0 | 0 | 0 | 0 | 0 | 0 | 0 | 0 | 372.3943 | 748.2588 | 1127.9166 | 5.491 | 11.0333 | 16.6314 | 1 | 1 | 1 | 1 | 1 | 1 | 1 | 0.31272 | 1.3211 | 5.2247 | 0.31272 | 1.3327 | 5.2616 | 0.31272 | 1.3491 | 5.3141 | 171893.4472 | 0 | 0 | 0 | 633.4467 | 9.3403 | 172752.9144 | 0 | 0 | 0 | 9.387 | 173616.679 | 0 | 0 | 0 | 9.434 | 171893.4472 | 18.7274 | 518263.0406 | 0 | 0 | 0 | 0 | 0 | 0 | 0 | 0 | 0 | 633.4467 | 1270.0606 | 1909.8576 | 9.3403 | 18.7274 | 28.1613 | 48910.2685 | 255540.1518 | 48910.2685 | 467757.6906 | 16303.4228 | 49214.0859 | 258946.2707 | 49214.0859 | 479290.3563 | 16404.6953 | 49530.2708 | 263207.5686 | 49530.2708 | 492987.1102 | 16510.0903 | 156402.4802 | 157374.0103 | 158385.0886 | 0.7471 | 0.74339 | 0.73969 | 128422.0765 | 0 | 0 | 0 | 473.2498 | 6.9782 | 129219.7999 | 0 | 0 | 0 | 476.1895 | 7.0215 | 130049.9963 | 0 | 0 | 0 | 479.2489 | 7.0666 | 3852662.2953 | 3876593.9957 | 3901499.8883 | 0 | 0 | 0 | 0 | 0 | 0 | 0 | 0 | 0 | 14197.494 | 14285.685 | 14377.466 | 128422.0765 | 13.9997 | 387691.8726 | 0 | 0 | 0 | 0 | 0 | 0 | 0 | 0 | 0 | 473.2498 | 949.4393 | 1428.6882 | 6.9782 | 13.9997 | 21.0664 | 0.41696 | 1.2169 | 3.9185 | 0.41696 | 1.2285 | 3.9462 | 0.41696 | 1.2449 | 3.9856 | 171893.4472 | 0 | 0 | 0 | 633.4467 | 9.3403 | 172752.9144 | 0 | 0 | 0 | 9.387 | 173616.679 | 0 | 0 | 0 | 9.434 | 171893.4472 | 18.7274 | 518263.0406 | 0 | 0 | 0 | 0 | 0 | 0 | 0 | 0 | 0 | 633.4467 | 1270.0606 | 1909.8576 | 9.3403 | 18.7274 | 28.1613 | 69831.0228 | 273633.1869 | 69831.0228 | 500876.3856 | 0 | 70180.1779 | 276946.5546 | 70180.1779 | 512607.5477 | 0 | 70531.0788 | 281105.5763 | 70531.0788 | 526510.0334 | 0 | 167476.2608 | 168313.6421 | 169155.2103 | 0.8 | 0.79602 | 0.79206 | 137514.7578 | 0 | 0 | 0 | 506.7574 | 7.4723 | 138202.3315 | 0 | 0 | 0 | 509.2911 | 7.5096 | 138893.3432 | 0 | 0 | 0 | 511.8376 | 7.5472 | 4125442.7326 | 4146069.9462 | 4166800.296 | 0 | 0 | 0 | 0 | 0 | 0 | 0 | 0 | 0 | 15202.7206 | 15278.7342 | 15355.1278 | 137514.7578 | 14.9819 | 414610.4325 | 0 | 0 | 0 | 0 | 0 | 0 | 0 | 0 | 0 | 506.7574 | 1016.0485 | 1527.8861 | 7.4723 | 14.9819 | 22.5291
| 485 | Business | Retail | Envelope | Electric | 02-471 | 02-471.02 | New Construction | [02-471]_Business_Envelope_New Construction_Code plus 10%_NEW_Electric_per sf | IECC 2015 | 0.1 | ENGINEER | 1.0897 | 0 | 0 | 0 | 0.0001244 | 0 | 0.59566 | 30 | 0.476 | 0.25758 | 0.40817 | 0.12932 | 0.20492 | 1 | 1 | New Construction/Installs | 4.6864 | 0.018221 | 32.6915 | 0 | 0 | 0 | 0.1271 | 1.6772 | 0 | 0 | 0 | 0.49122 | 0 | 0 | 2.1684 | 0.24918 | 1.9192 | 8.7019 | 1.6921 | 0 | 0 | 0 | 0.49162 | 0 | 0 | 2.1837 | 0.24918 | 1.9345 | 8.7634 | 1.7122 | 0 | 0 | 0 | 0.49324 | 0 | 0 | 2.2055 | 0.24918 | 1.9563 | 8.8508 | per sf | 7.1359 | 61147.5205 | 0.005 | 66966.7118 | 0 | 0 | 0 | 246.7799 | 3.6388 | 67301.5453 | 0 | 0 | 0 | 3.657 | 67638.053 | 0 | 0 | 0 | 3.6753 | 66966.7118 | 134268.2571 | 201906.3101 | 0 | 0 | 0 | 0 | 0 | 0 | 0 | 0 | 0 | 246.7799 | 494.7936 | 744.0475 | 3.6388 | 7.2959 | 10.9712 | 66966.7118 | 0 | 0 | 0 | 246.7799 | 3.6388 | 67301.5453 | 0 | 0 | 0 | 3.657 | 67638.053 | 0 | 0 | 0 | 3.6753 | 66966.7118 | 7.2959 | 201906.3101 | 0 | 0 | 0 | 0 | 0 | 0 | 0 | 0 | 0 | 246.7799 | 494.7936 | 744.0475 | 3.6388 | 7.2959 | 10.9712 | 7009.7767 | 60998.1641 | 7009.7767 | 112578.277 | 9746.6091 | 7099.1964 | 62213.2533 | 7099.1964 | 116093.9042 | 9870.9411 | 7199.7533 | 63723.375 | 7199.7533 | 120318.3865 | 10010.7585 | 28130.8751 | 28489.7249 | 28893.2689 | 0.45776 | 0.45548 | 0.45322 | 30654.7164 | 0 | 0 | 0 | 112.9661 | 1.6657 | 31045.7614 | 0 | 0 | 0 | 114.4071 | 1.687 | 31485.5106 | 0 | 0 | 0 | 116.0276 | 1.7109 | 919641.4932 | 931372.8431 | 944565.3165 | 0 | 0 | 0 | 0 | 0 | 0 | 0 | 0 | 0 | 3388.9824 | 3432.2137 | 3480.8295 | 30654.7164 | 3.3527 | 93185.9884 | 0 | 0 | 0 | 0 | 0 | 0 | 0 | 0 | 0 | 112.9661 | 227.3732 | 343.4009 | 1.6657 | 3.3527 | 5.0635 | 1 | 1 | 1 | 1 | 1 | 1 | 1 | 0.44674 | 1.7216 | 4.8537 | 0.44674 | 1.737 | 4.8881 | 0.44674 | 1.7587 | 4.9368 | 66966.7118 | 0 | 0 | 0 | 246.7799 | 3.6388 | 67301.5453 | 0 | 0 | 0 | 3.657 | 67638.053 | 0 | 0 | 0 | 3.6753 | 66966.7118 | 7.2959 | 201906.3101 | 0 | 0 | 0 | 0 | 0 | 0 | 0 | 0 | 0 | 246.7799 | 494.7936 | 744.0475 | 3.6388 | 7.2959 | 10.9712 | 18630.4903 | 90427.2732 | 18630.4903 | 166892.6724 | 6210.1634 | 18757.0227 | 91685.4016 | 18757.0227 | 171090.8152 | 6252.3409 | 18890.375 | 93257.6138 | 18890.375 | 176083.0405 | 6296.7917 | 41702.8671 | 41986.0998 | 42284.5982 | 0.67861 | 0.67523 | 0.67188 | 45444.3582 | 0 | 0 | 0 | 167.4676 | 2.4694 | 45753.002 | 0 | 0 | 0 | 168.605 | 2.4861 | 46078.2811 | 0 | 0 | 0 | 169.8036 | 2.5038 | 1363330.7469 | 1372590.0601 | 1382348.432 | 0 | 0 | 0 | 0 | 0 | 0 | 0 | 0 | 0 | 5024.0272 | 5058.1488 | 5094.1095 | 45444.3582 | 4.9555 | 137275.6413 | 0 | 0 | 0 | 0 | 0 | 0 | 0 | 0 | 0 | 167.4676 | 336.0725 | 505.8762 | 2.4694 | 4.9555 | 7.4593 | 0.59566 | 1.5727 | 3.6403 | 0.59566 | 1.5881 | 3.666 | 0.59566 | 1.6098 | 3.7026 | 66966.7118 | 0 | 0 | 0 | 246.7799 | 3.6388 | 67301.5453 | 0 | 0 | 0 | 3.657 | 67638.053 | 0 | 0 | 0 | 3.6753 | 66966.7118 | 7.2959 | 201906.3101 | 0 | 0 | 0 | 0 | 0 | 0 | 0 | 0 | 0 | 246.7799 | 494.7936 | 744.0475 | 3.6388 | 7.2959 | 10.9712 | 27453.8517 | 99940.0813 | 27453.8517 | 184449.5212 | 0 | 27591.121 | 101150.235 | 27591.121 | 188752.799 | 0 | 27729.0766 | 102669.2502 | 27729.0766 | 193853.4884 | 0 | 46089.9436 | 46320.3933 | 46551.9953 | 0.75 | 0.74627 | 0.74256 | 50225.0338 | 0 | 0 | 0 | 185.0849 | 2.7291 | 50476.159 | 0 | 0 | 0 | 186.0103 | 2.7428 | 50728.5398 | 0 | 0 | 0 | 186.9404 | 2.7565 | 1506751.0144 | 1514284.7695 | 1521856.1934 | 0 | 0 | 0 | 0 | 0 | 0 | 0 | 0 | 0 | 5552.547 | 5580.3097 | 5608.2113 | 50225.0338 | 5.4719 | 151429.7326 | 0 | 0 | 0 | 0 | 0 | 0 | 0 | 0 | 0 | 185.0849 | 371.0952 | 558.0356 | 2.7291 | 5.4719 | 8.2284
| 486 | Business | Food Service | Envelope | Electric | 02-471 | 02-471.03 | New Construction | [02-471]_Business_Envelope_New Construction_Code plus 10%_NEW_Electric_per sf | IECC 2015 | 0.1 | ENGINEER | 3.3279 | 0 | 0 | 0 | 0.0003799 | 0 | 0.35739 | 30 | 0.476 | 0.25758 | 0.40817 | 0.12932 | 0.20492 | 1 | 1 | New Construction/Installs | 0.92072 | 0.0035798 | 99.8372 | 0 | 0 | 0 | 0.38817 | 5.1219 | 0 | 0 | 0 | 1.5001 | 0 | 0 | 7.9464 | 0.14951 | 7.7969 | 53.1496 | 5.1675 | 0 | 0 | 0 | 1.5014 | 0 | 0 | 8.0026 | 0.14951 | 7.8531 | 53.5255 | 5.229 | 0 | 0 | 0 | 1.5063 | 0 | 0 | 8.0824 | 0.14951 | 7.9329 | 54.059 | per sf | 0.41699 | 668.4311 | 0.005 | 2235.5992 | 0 | 0 | 0 | 8.2384 | 0.12148 | 2246.7772 | 0 | 0 | 0 | 0.12209 | 2258.0111 | 0 | 0 | 0 | 0.1227 | 2235.5992 | 4482.3764 | 6740.3874 | 0 | 0 | 0 | 0 | 0 | 0 | 0 | 0 | 0 | 8.2384 | 16.5181 | 24.8391 | 0.12148 | 0.24356 | 0.36626 | 2235.5992 | 0 | 0 | 0 | 8.2384 | 0.12148 | 2246.7772 | 0 | 0 | 0 | 0.12209 | 2258.0111 | 0 | 0 | 0 | 0.1227 | 2235.5992 | 0.24356 | 6740.3874 | 0 | 0 | 0 | 0 | 0 | 0 | 0 | 0 | 0 | 8.2384 | 16.5181 | 24.8391 | 0.12148 | 0.24356 | 0.36626 | 65.8377 | 3499.245 | 65.8377 | 6463.7013 | 91.5428 | 66.2462 | 3545.8593 | 66.2462 | 6622.7794 | 92.1107 | 66.6712 | 3604.1782 | 66.6712 | 6811.718 | 92.7016 | 440.3545 | 443.0864 | 445.9291 | 0.65551 | 0.65225 | 0.649 | 1465.4589 | 0 | 0 | 0 | 5.4004 | 0.07963 | 1474.5505 | 0 | 0 | 0 | 5.4339 | 0.080124 | 1484.0105 | 0 | 0 | 0 | 5.4687 | 0.080638 | 43963.7668 | 44236.5162 | 44520.3156 | 0 | 0 | 0 | 0 | 0 | 0 | 0 | 0 | 0 | 162.0114 | 163.0165 | 164.0624 | 1465.4589 | 0.15975 | 4424.02 | 0 | 0 | 0 | 0 | 0 | 0 | 0 | 0 | 0 | 5.4004 | 10.8343 | 16.303 | 0.07963 | 0.15975 | 0.24039 | 1 | 1 | 1 | 1 | 1 | 1 | 1 | 0.26805 | 7.6784 | 29.6457 | 0.26805 | 7.7346 | 29.8554 | 0.26805 | 7.8144 | 30.153 | 2235.5992 | 0 | 0 | 0 | 8.2384 | 0.12148 | 2246.7772 | 0 | 0 | 0 | 0.12209 | 2258.0111 | 0 | 0 | 0 | 0.1227 | 2235.5992 | 0.24356 | 6740.3874 | 0 | 0 | 0 | 0 | 0 | 0 | 0 | 0 | 0 | 8.2384 | 16.5181 | 24.8391 | 0.12148 | 0.24356 | 0.36626 | 132.8593 | 3938.7127 | 132.8593 | 7275.473 | 44.2864 | 133.5629 | 3987.5801 | 133.5629 | 7447.8034 | 44.521 | 134.2772 | 4048.8649 | 134.2772 | 7652.1538 | 44.7591 | 495.6583 | 498.2834 | 500.9482 | 0.73784 | 0.73416 | 0.73051 | 1649.5048 | 0 | 0 | 0 | 6.0786 | 0.089631 | 1658.2407 | 0 | 0 | 0 | 6.1108 | 0.090105 | 1667.109 | 0 | 0 | 0 | 6.1435 | 0.090587 | 49485.1453 | 49747.2222 | 50013.2713 | 0 | 0 | 0 | 0 | 0 | 0 | 0 | 0 | 0 | 182.3583 | 183.3241 | 184.3045 | 1649.5048 | 0.17974 | 4974.8546 | 0 | 0 | 0 | 0 | 0 | 0 | 0 | 0 | 0 | 6.0786 | 12.1894 | 18.3329 | 0.089631 | 0.17974 | 0.27032 | 0.35739 | 7.589 | 22.2343 | 0.35739 | 7.6452 | 22.3916 | 0.35739 | 7.725 | 22.6148 | 2235.5992 | 0 | 0 | 0 | 8.2384 | 0.12148 | 2246.7772 | 0 | 0 | 0 | 0.12209 | 2258.0111 | 0 | 0 | 0 | 0.1227 | 2235.5992 | 0.24356 | 6740.3874 | 0 | 0 | 0 | 0 | 0 | 0 | 0 | 0 | 0 | 8.2384 | 16.5181 | 24.8391 | 0.12148 | 0.24356 | 0.36626 | 180.0663 | 4003.6482 | 180.0663 | 7395.42 | 0 | 180.9666 | 4052.1276 | 180.9666 | 7568.3619 | 0 | 181.8714 | 4112.9801 | 181.8714 | 7773.3283 | 0 | 503.83 | 506.3491 | 508.8809 | 0.75 | 0.74627 | 0.74256 | 1676.6994 | 0 | 0 | 0 | 6.1788 | 0.091108 | 1685.0829 | 0 | 0 | 0 | 6.2097 | 0.091564 | 1693.5083 | 0 | 0 | 0 | 6.2408 | 0.092022 | 50300.9815 | 50552.4864 | 50805.2488 | 0 | 0 | 0 | 0 | 0 | 0 | 0 | 0 | 0 | 185.3648 | 186.2916 | 187.2231 | 1676.6994 | 0.18267 | 5055.2906 | 0 | 0 | 0 | 0 | 0 | 0 | 0 | 0 | 0 | 6.1788 | 12.3885 | 18.6293 | 0.091108 | 0.18267 | 0.27469
| 487 | Business | Healthcare/Hospitals | Envelope | Electric | 02-471 | 02-471.04 | New Construction | [02-471]_Business_Envelope_New Construction_Code plus 10%_NEW_Electric_per sf | IECC 2015 | 0.1 | ENGINEER | 1.7238 | 0 | 0 | 0 | 0.00019678 | 0 | 0.37725 | 30 | 0.476 | 0.25758 | 0.40817 | 0.12932 | 0.20492 | 1 | 1 | New Construction/Installs | 1.8763 | 0.0072951 | 51.7131 | 0 | 0 | 0 | 0.20106 | 2.653 | 0 | 0 | 0 | 0.77703 | 0 | 0 | 3.43 | 0.12972 | 3.3003 | 26.4425 | 2.6766 | 0 | 0 | 0 | 0.77767 | 0 | 0 | 3.4543 | 0.12972 | 3.3246 | 26.6296 | 2.7085 | 0 | 0 | 0 | 0.78023 | 0 | 0 | 3.4887 | 0.12972 | 3.359 | 26.895 | per sf | 18.1181 | 49208.888 | 0.005 | 85248.8572 | 0 | 0 | 0 | 314.1516 | 4.6322 | 85675.1015 | 0 | 0 | 0 | 4.6554 | 86103.477 | 0 | 0 | 0 | 4.6787 | 85248.8572 | 170923.9586 | 257027.4356 | 0 | 0 | 0 | 0 | 0 | 0 | 0 | 0 | 0 | 314.1516 | 629.874 | 947.175 | 4.6322 | 9.2876 | 13.9663 | 85248.8572 | 0 | 0 | 0 | 314.1516 | 4.6322 | 85675.1015 | 0 | 0 | 0 | 4.6554 | 86103.477 | 0 | 0 | 0 | 4.6787 | 85248.8572 | 9.2876 | 257027.4356 | 0 | 0 | 0 | 0 | 0 | 0 | 0 | 0 | 0 | 314.1516 | 629.874 | 947.175 | 4.6322 | 9.2876 | 13.9663 | 3587.5877 | 94864.9317 | 3587.5877 | 173970.9984 | 6846.0737 | 3620.2952 | 96406.9379 | 3620.2952 | 178757.434 | 6908.4882 | 3655.9383 | 98326.5032 | 3655.9383 | 184471.3138 | 6976.5048 | 27657.1411 | 27909.2869 | 28184.0638 | 0.55924 | 0.55646 | 0.55369 | 47674.51 | 0 | 0 | 0 | 175.6859 | 2.5905 | 48109.1509 | 0 | 0 | 0 | 177.2876 | 2.6142 | 48582.8027 | 0 | 0 | 0 | 179.0331 | 2.6399 | 1430235.2995 | 1443274.5276 | 1457484.0812 | 0 | 0 | 0 | 0 | 0 | 0 | 0 | 0 | 0 | 5270.578 | 5318.629 | 5370.9928 | 47674.51 | 5.2047 | 144366.4636 | 0 | 0 | 0 | 0 | 0 | 0 | 0 | 0 | 0 | 175.6859 | 352.9736 | 532.0067 | 2.5905 | 5.2047 | 7.8446 | 1 | 1 | 1 | 1 | 1 | 1 | 1 | 0.28294 | 3.1471 | 12.1229 | 0.28294 | 3.1714 | 12.2087 | 0.28294 | 3.2058 | 12.3304 | 85248.8572 | 0 | 0 | 0 | 314.1516 | 4.6322 | 85675.1015 | 0 | 0 | 0 | 4.6554 | 86103.477 | 0 | 0 | 0 | 4.6787 | 85248.8572 | 9.2876 | 257027.4356 | 0 | 0 | 0 | 0 | 0 | 0 | 0 | 0 | 0 | 314.1516 | 629.874 | 947.175 | 4.6322 | 9.2876 | 13.9663 | 10079.3587 | 122191.3871 | 10079.3587 | 224084.4666 | 3359.7862 | 10137.0881 | 123760.4997 | 10137.0881 | 229476.3202 | 3379.0294 | 10196.4415 | 125725.9414 | 10196.4415 | 235875.6676 | 3398.8138 | 35623.959 | 35827.995 | 36037.7704 | 0.72033 | 0.71675 | 0.71318 | 61407.4601 | 0 | 0 | 0 | 226.2934 | 3.3368 | 61759.1709 | 0 | 0 | 0 | 227.5895 | 3.3559 | 62120.7752 | 0 | 0 | 0 | 228.922 | 3.3755 | 1842223.802 | 1852775.1282 | 1863623.2569 | 0 | 0 | 0 | 0 | 0 | 0 | 0 | 0 | 0 | 6788.802 | 6827.6848 | 6867.6614 | 61407.4601 | 6.6926 | 185287.4062 | 0 | 0 | 0 | 0 | 0 | 0 | 0 | 0 | 0 | 226.2934 | 453.8829 | 682.8049 | 3.3368 | 6.6926 | 10.0681 | 0.37725 | 3.0528 | 9.0922 | 0.37725 | 3.077 | 9.1565 | 0.37725 | 3.1115 | 9.2478 | 85248.8572 | 0 | 0 | 0 | 314.1516 | 4.6322 | 85675.1015 | 0 | 0 | 0 | 4.6554 | 86103.477 | 0 | 0 | 0 | 4.6787 | 85248.8572 | 9.2876 | 257027.4356 | 0 | 0 | 0 | 0 | 0 | 0 | 0 | 0 | 0 | 314.1516 | 629.874 | 947.175 | 4.6322 | 9.2876 | 13.9663 | 13992.6616 | 127224.0714 | 13992.6616 | 233313.8107 | 0 | 14062.6249 | 128764.6013 | 14062.6249 | 238754.9094 | 0 | 14132.938 | 130698.3129 | 14132.938 | 245204.3826 | 0 | 37091.1993 | 37276.6553 | 37463.0386 | 0.75 | 0.74627 | 0.74256 | 63936.6429 | 0 | 0 | 0 | 235.6137 | 3.4742 | 64256.3261 | 0 | 0 | 0 | 236.7918 | 3.4916 | 64577.6077 | 0 | 0 | 0 | 237.9757 | 3.509 | 1918099.2862 | 1927689.7827 | 1937328.2316 | 0 | 0 | 0 | 0 | 0 | 0 | 0 | 0 | 0 | 7068.4116 | 7103.7537 | 7139.2725 | 63936.6429 | 6.9657 | 192770.5767 | 0 | 0 | 0 | 0 | 0 | 0 | 0 | 0 | 0 | 235.6137 | 472.4055 | 710.3813 | 3.4742 | 6.9657 | 10.4747
| 488 | Business | Campus/Education | Envelope | Electric | 02-471 | 02-471.05 | New Construction | [02-471]_Business_Envelope_New Construction_Code plus 10%_NEW_Electric_per sf | IECC 2015 | 0.1 | ENGINEER | 1.0631 | 0 | 0 | 0 | 0.00012136 | 0 | 0.89349 | 30 | 0.476 | 0.25758 | 0.40817 | 0.12932 | 0.20492 | 1 | 1 | New Construction/Installs | 7.2053 | 0.028014 | 31.8941 | 0 | 0 | 0 | 0.124 | 1.6362 | 0 | 0 | 0 | 0.47924 | 0 | 0 | 2.1155 | 0.30722 | 1.8083 | 6.8858 | 1.6508 | 0 | 0 | 0 | 0.47963 | 0 | 0 | 2.1304 | 0.30722 | 1.8232 | 6.9345 | 1.6705 | 0 | 0 | 0 | 0.48121 | 0 | 0 | 2.1517 | 0.30722 | 1.8445 | 7.0036 | per sf | 37.7078 | 85634.3352 | 0.005 | 91496.2535 | 0 | 0 | 0 | 337.174 | 4.9717 | 91953.7347 | 0 | 0 | 0 | 4.9966 | 92413.5034 | 0 | 0 | 0 | 5.0216 | 91496.2535 | 183449.9882 | 275863.4916 | 0 | 0 | 0 | 0 | 0 | 0 | 0 | 0 | 0 | 337.174 | 676.0338 | 1016.588 | 4.9717 | 9.9683 | 14.9898 | 91496.2535 | 0 | 0 | 0 | 337.174 | 4.9717 | 91953.7347 | 0 | 0 | 0 | 4.9966 | 92413.5034 | 0 | 0 | 0 | 5.0216 | 91496.2535 | 9.9683 | 275863.4916 | 0 | 0 | 0 | 0 | 0 | 0 | 0 | 0 | 0 | 337.174 | 676.0338 | 1016.588 | 4.9717 | 9.9683 | 14.9898 | 7437.9694 | 51216.3954 | 7437.9694 | 93756.1601 | 14193.6283 | 7595.5277 | 52671.26 | 7595.5277 | 97492.3761 | 14494.2914 | 7779.7116 | 54486.2209 | 7779.7116 | 102049.0892 | 14845.7634 | 24210.3033 | 24723.1494 | 25322.6609 | 0.28131 | 0.27991 | 0.27852 | 25738.8743 | 0 | 0 | 0 | 94.8506 | 1.3986 | 26284.1 | 0 | 0 | 0 | 96.8599 | 1.4282 | 26921.463 | 0 | 0 | 0 | 99.2086 | 1.4629 | 772166.2295 | 788523.0009 | 807643.8908 | 0 | 0 | 0 | 0 | 0 | 0 | 0 | 0 | 0 | 2845.5194 | 2905.796 | 2976.2586 | 25738.8743 | 2.8268 | 78944.4374 | 0 | 0 | 0 | 0 | 0 | 0 | 0 | 0 | 0 | 94.8506 | 191.7105 | 290.9191 | 1.3986 | 2.8268 | 4.2897 | 1 | 1 | 1 | 1 | 1 | 1 | 1 | 0.67012 | 1.4454 | 3.1569 | 0.67012 | 1.4603 | 3.1792 | 0.67012 | 1.4816 | 3.2109 | 91496.2535 | 0 | 0 | 0 | 337.174 | 4.9717 | 91953.7347 | 0 | 0 | 0 | 4.9966 | 92413.5034 | 0 | 0 | 0 | 5.0216 | 91496.2535 | 9.9683 | 275863.4916 | 0 | 0 | 0 | 0 | 0 | 0 | 0 | 0 | 0 | 337.174 | 676.0338 | 1016.588 | 4.9717 | 9.9683 | 14.9898 | 37063.665 | 117005.8327 | 37063.665 | 214189.5676 | 12354.555 | 37351.1781 | 118747.5314 | 37351.1781 | 219796.887 | 12450.3927 | 37658.858 | 120919.0882 | 37658.858 | 226473.4573 | 12552.9527 | 55309.3727 | 55738.4226 | 56197.5672 | 0.64267 | 0.63947 | 0.63629 | 58801.4521 | 0 | 0 | 0 | 216.69 | 3.1951 | 59257.5911 | 0 | 0 | 0 | 218.3709 | 3.2199 | 59745.7249 | 0 | 0 | 0 | 220.1697 | 3.2465 | 1764043.5641 | 1777727.7341 | 1792371.7457 | 0 | 0 | 0 | 0 | 0 | 0 | 0 | 0 | 0 | 6500.699 | 6551.1267 | 6605.0915 | 58801.4521 | 6.4151 | 177804.7681 | 0 | 0 | 0 | 0 | 0 | 0 | 0 | 0 | 0 | 216.69 | 435.0609 | 655.2306 | 3.1951 | 6.4151 | 9.6615 | 0.89349 | 1.222 | 2.3677 | 0.89349 | 1.237 | 2.3844 | 0.89349 | 1.2582 | 2.4082 | 91496.2535 | 0 | 0 | 0 | 337.174 | 4.9717 | 91953.7347 | 0 | 0 | 0 | 4.9966 | 92413.5034 | 0 | 0 | 0 | 5.0216 | 91496.2535 | 9.9683 | 275863.4916 | 0 | 0 | 0 | 0 | 0 | 0 | 0 | 0 | 0 | 337.174 | 676.0338 | 1016.588 | 4.9717 | 9.9683 | 14.9898 | 57671.8154 | 136547.5886 | 57671.8154 | 249962.4872 | 0 | 57960.1744 | 138201.0151 | 57960.1744 | 255804.5001 | 0 | 58249.9753 | 140276.4373 | 58249.9753 | 262728.4923 | 0 | 64546.8802 | 64869.6146 | 65193.9626 | 0.75 | 0.74627 | 0.74256 | 68622.1901 | 0 | 0 | 0 | 252.8805 | 3.7288 | 68965.3011 | 0 | 0 | 0 | 254.1449 | 3.7474 | 69310.1276 | 0 | 0 | 0 | 255.4156 | 3.7662 | 2058665.703 | 2068959.0315 | 2079303.8267 | 0 | 0 | 0 | 0 | 0 | 0 | 0 | 0 | 0 | 7586.4147 | 7624.3468 | 7662.4685 | 68622.1901 | 7.4762 | 206897.6187 | 0 | 0 | 0 | 0 | 0 | 0 | 0 | 0 | 0 | 252.8805 | 507.0254 | 762.441 | 3.7288 | 7.4762 | 11.2424
| 489 | Business | Warehouse | Envelope | Electric | 02-471 | 02-471.06 | New Construction | [02-471]_Business_Envelope_New Construction_Code plus 10%_NEW_Electric_per sf | IECC 2015 | 0.1 | ENGINEER | 0.5223 | 0 | 0 | 0 | 5.9623e-05 | 0 | 0.59566 | 30 | 0.476 | 0.25758 | 0.40817 | 0.12932 | 0.20492 | 1 | 1 | New Construction/Installs | 9.7776 | 0.038015 | 15.6689 | 0 | 0 | 0 | 0.060921 | 0.80385 | 0 | 0 | 0 | 0.23544 | 0 | 0 | 1.0393 | 0.24918 | 0.7901 | 4.1708 | 0.81101 | 0 | 0 | 0 | 0.23563 | 0 | 0 | 1.0466 | 0.24918 | 0.79746 | 4.2003 | 0.82067 | 0 | 0 | 0 | 0.23641 | 0 | 0 | 1.0571 | 0.24918 | 0.80789 | 4.2421 | per sf | 20.9867 | 43568.2902 | 0.005 | 22869.3189 | 0 | 0 | 0 | 84.276 | 1.2427 | 22983.6654 | 0 | 0 | 0 | 1.2489 | 23098.5838 | 0 | 0 | 0 | 1.2551 | 22869.3189 | 45852.9843 | 68951.5681 | 0 | 0 | 0 | 0 | 0 | 0 | 0 | 0 | 0 | 84.276 | 168.9734 | 254.0943 | 1.2427 | 2.4916 | 3.7467 | 22869.3189 | 0 | 0 | 0 | 84.276 | 1.2427 | 22983.6654 | 0 | 0 | 0 | 1.2489 | 23098.5838 | 0 | 0 | 0 | 1.2551 | 22869.3189 | 2.4916 | 68951.5681 | 0 | 0 | 0 | 0 | 0 | 0 | 0 | 0 | 0 | 84.276 | 168.9734 | 254.0943 | 1.2427 | 2.4916 | 3.7467 | 4783.7855 | 19952.0198 | 4783.7855 | 36812.2784 | 6651.5224 | 4852.5192 | 20381.8486 | 4852.5192 | 38023.3775 | 6747.092 | 4929.5826 | 20911.9191 | 4929.5826 | 39474.9231 | 6854.2433 | 19197.7687 | 19473.6036 | 19782.8661 | 0.43844 | 0.43626 | 0.43409 | 10026.9167 | 0 | 0 | 0 | 36.9503 | 0.54484 | 10170.9841 | 0 | 0 | 0 | 37.4812 | 0.55267 | 10332.5107 | 0 | 0 | 0 | 38.0765 | 0.56145 | 300807.5004 | 305129.523 | 309975.3196 | 0 | 0 | 0 | 0 | 0 | 0 | 0 | 0 | 0 | 1108.5095 | 1124.4366 | 1142.2939 | 10026.9167 | 1.0975 | 30530.4114 | 0 | 0 | 0 | 0 | 0 | 0 | 0 | 0 | 0 | 36.9503 | 74.4315 | 112.508 | 0.54484 | 1.0975 | 1.659 | 1 | 1 | 1 | 1 | 1 | 1 | 1 | 0.44674 | 0.59254 | 2.3264 | 0.44674 | 0.5999 | 2.3428 | 0.44674 | 0.61033 | 2.3662 | 22869.3189 | 0 | 0 | 0 | 84.276 | 1.2427 | 22983.6654 | 0 | 0 | 0 | 1.2489 | 23098.5838 | 0 | 0 | 0 | 1.2551 | 22869.3189 | 2.4916 | 68951.5681 | 0 | 0 | 0 | 0 | 0 | 0 | 0 | 0 | 0 | 84.276 | 168.9734 | 254.0943 | 1.2427 | 2.4916 | 3.7467 | 13491.2606 | 31385.5882 | 13491.2606 | 57907.6716 | 4497.0869 | 13593.1023 | 31846.1886 | 13593.1023 | 59410.6881 | 4531.0341 | 13701.9543 | 32421.1805 | 13701.9543 | 61200.677 | 4567.3181 | 30199.1111 | 30427.0757 | 30670.7322 | 0.6897 | 0.68626 | 0.68285 | 15772.8732 | 0 | 0 | 0 | 58.1248 | 0.85706 | 15891.9382 | 0 | 0 | 0 | 58.5636 | 0.86353 | 16019.1989 | 0 | 0 | 0 | 59.0326 | 0.87045 | 473186.1953 | 476758.1447 | 480575.9685 | 0 | 0 | 0 | 0 | 0 | 0 | 0 | 0 | 0 | 1743.7444 | 1756.9074 | 1770.9765 | 15772.8732 | 1.7206 | 47684.0103 | 0 | 0 | 0 | 0 | 0 | 0 | 0 | 0 | 0 | 58.1248 | 116.6884 | 175.7209 | 0.85706 | 1.7206 | 2.591 | 0.59566 | 0.44363 | 1.7448 | 0.59566 | 0.45098 | 1.7571 | 0.59566 | 0.46141 | 1.7746 | 22869.3189 | 0 | 0 | 0 | 84.276 | 1.2427 | 22983.6654 | 0 | 0 | 0 | 1.2489 | 23098.5838 | 0 | 0 | 0 | 1.2551 | 22869.3189 | 2.4916 | 68951.5681 | 0 | 0 | 0 | 0 | 0 | 0 | 0 | 0 | 0 | 84.276 | 168.9734 | 254.0943 | 1.2427 | 2.4916 | 3.7467 | 20865.2539 | 36405.1376 | 20865.2539 | 67168.942 | 0 | 20969.5801 | 36845.9599 | 20969.5801 | 68738.0163 | 0 | 21074.428 | 37399.291 | 21074.428 | 70597.7355 | 0 | 35028.9053 | 35204.0499 | 35380.0701 | 0.8 | 0.79602 | 0.79206 | 18295.4551 | 0 | 0 | 0 | 67.4208 | 0.99414 | 18386.9324 | 0 | 0 | 0 | 67.7579 | 0.99911 | 18478.867 | 0 | 0 | 0 | 68.0967 | 1.0041 | 548863.6525 | 551607.9708 | 554366.0106 | 0 | 0 | 0 | 0 | 0 | 0 | 0 | 0 | 0 | 2022.6243 | 2032.7374 | 2042.9011 | 18295.4551 | 1.9932 | 55161.2545 | 0 | 0 | 0 | 0 | 0 | 0 | 0 | 0 | 0 | 67.4208 | 135.1787 | 203.2754 | 0.99414 | 1.9932 | 2.9973
| 490 | Business | Lodging | Envelope | Electric | 02-471 | 02-471.07 | New Construction | [02-471]_Business_Envelope_New Construction_Code plus 10%_NEW_Electric_per sf | IECC 2015 | 0.1 | ENGINEER | 0.76451 | 0 | 0 | 0 | 8.7273e-05 | 0 | 0.25812 | 30 | 0.476 | 0.25758 | 0.40817 | 0.12932 | 0.20492 | 1 | 1 | New Construction/Installs | 2.8946 | 0.011254 | 22.9354 | 0 | 0 | 0 | 0.089173 | 1.1766 | 0 | 0 | 0 | 0.34462 | 0 | 0 | 1.5213 | 0.088753 | 1.4325 | 17.1404 | 1.1871 | 0 | 0 | 0 | 0.34491 | 0 | 0 | 1.532 | 0.088753 | 1.4433 | 17.2616 | 1.2013 | 0 | 0 | 0 | 0.34604 | 0 | 0 | 1.5473 | 0.088753 | 1.4585 | 17.4337 | per sf | 27.2879 | 78234.4989 | 0.005 | 60110.4484 | 0 | 0 | 0 | 221.5138 | 3.2663 | 60411.0006 | 0 | 0 | 0 | 3.2826 | 60713.0556 | 0 | 0 | 0 | 3.299 | 60110.4484 | 120521.4491 | 181234.5047 | 0 | 0 | 0 | 0 | 0 | 0 | 0 | 0 | 0 | 221.5138 | 444.1351 | 667.8695 | 3.2663 | 6.5489 | 9.8479 | 60110.4484 | 0 | 0 | 0 | 221.5138 | 3.2663 | 60411.0006 | 0 | 0 | 0 | 3.2826 | 60713.0556 | 0 | 0 | 0 | 3.299 | 60110.4484 | 6.5489 | 181234.5047 | 0 | 0 | 0 | 0 | 0 | 0 | 0 | 0 | 0 | 221.5138 | 444.1351 | 667.8695 | 3.2663 | 6.5489 | 9.8479 | 4233.9699 | 72571.7903 | 4233.9699 | 132713.3158 | 8079.5433 | 4271.101 | 73726.0631 | 4271.101 | 136329.7124 | 8150.3992 | 4311.393 | 75163.3704 | 4311.393 | 140643.3241 | 8227.2871 | 47704.8765 | 48123.2386 | 48577.2154 | 0.60673 | 0.60372 | 0.60071 | 36471.0592 | 0 | 0 | 0 | 134.4 | 1.9818 | 36790.903 | 0 | 0 | 0 | 135.5786 | 1.9991 | 37137.9748 | 0 | 0 | 0 | 136.8576 | 2.018 | 1094131.7758 | 1103727.0897 | 1114139.2435 | 0 | 0 | 0 | 0 | 0 | 0 | 0 | 0 | 0 | 4031.9987 | 4067.3585 | 4105.7284 | 36471.0592 | 3.9809 | 110399.937 | 0 | 0 | 0 | 0 | 0 | 0 | 0 | 0 | 0 | 134.4 | 269.9786 | 406.8362 | 1.9818 | 3.9809 | 5.9989 | 1 | 1 | 1 | 1 | 1 | 1 | 1 | 0.19359 | 1.3277 | 7.8582 | 0.19359 | 1.3384 | 7.9138 | 0.19359 | 1.3537 | 7.9927 | 60110.4484 | 0 | 0 | 0 | 221.5138 | 3.2663 | 60411.0006 | 0 | 0 | 0 | 3.2826 | 60713.0556 | 0 | 0 | 0 | 3.299 | 60110.4484 | 6.5489 | 181234.5047 | 0 | 0 | 0 | 0 | 0 | 0 | 0 | 0 | 0 | 221.5138 | 444.1351 | 667.8695 | 3.2663 | 6.5489 | 9.8479 | 11631.0272 | 91399.2567 | 11631.0272 | 167143.4365 | 3877.0091 | 11698.6976 | 92581.2935 | 11698.6976 | 171195.6473 | 3899.5659 | 11768.4433 | 94061.5607 | 11768.4433 | 176005.0208 | 3922.8144 | 60081.0623 | 60430.6195 | 60790.8969 | 0.76414 | 0.76034 | 0.75656 | 45932.83 | 0 | 0 | 0 | 169.2676 | 2.4959 | 46200.0715 | 0 | 0 | 0 | 170.2525 | 2.5104 | 46475.5086 | 0 | 0 | 0 | 171.2675 | 2.5254 | 1377984.8986 | 1386002.1438 | 1394265.2585 | 0 | 0 | 0 | 0 | 0 | 0 | 0 | 0 | 0 | 5078.0294 | 5107.5738 | 5138.0243 | 45932.83 | 5.0063 | 138608.41 | 0 | 0 | 0 | 0 | 0 | 0 | 0 | 0 | 0 | 169.2676 | 339.5201 | 510.7876 | 2.4959 | 5.0063 | 7.5317 | 0.25812 | 1.2631 | 5.8937 | 0.25812 | 1.2739 | 5.9354 | 0.25812 | 1.2892 | 5.9945 | 60110.4484 | 0 | 0 | 0 | 221.5138 | 3.2663 | 60411.0006 | 0 | 0 | 0 | 3.2826 | 60713.0556 | 0 | 0 | 0 | 3.299 | 60110.4484 | 6.5489 | 181234.5047 | 0 | 0 | 0 | 0 | 0 | 0 | 0 | 0 | 0 | 221.5138 | 444.1351 | 667.8695 | 3.2663 | 6.5489 | 9.8479 | 16235.795 | 95688.427 | 16235.795 | 174987.118 | 0 | 16316.974 | 96847.0983 | 16316.974 | 179083.7119 | 0 | 16398.5588 | 98301.4915 | 16398.5588 | 183938.6453 | 0 | 62900.5371 | 63215.0398 | 63531.115 | 0.8 | 0.79602 | 0.79206 | 48088.3587 | 0 | 0 | 0 | 177.211 | 2.613 | 48328.8005 | 0 | 0 | 0 | 178.0971 | 2.6261 | 48570.4445 | 0 | 0 | 0 | 178.9876 | 2.6392 | 1442650.7617 | 1449864.0155 | 1457113.3356 | 0 | 0 | 0 | 0 | 0 | 0 | 0 | 0 | 0 | 5316.3303 | 5342.912 | 5369.6266 | 48088.3587 | 5.2391 | 144987.6038 | 0 | 0 | 0 | 0 | 0 | 0 | 0 | 0 | 0 | 177.211 | 355.3081 | 534.2956 | 2.613 | 5.2391 | 7.8783
| 491 | Business | Other Commercial | Envelope | Electric | 02-471 | 02-471.08 | New Construction | [02-471]_Business_Envelope_New Construction_Code plus 10%_NEW_Electric_per sf | IECC 2015 | 0.1 | ENGINEER | 0.72344 | 0 | 0 | 0 | 8.2584e-05 | 0 | 0.37725 | 30 | 0.476 | 0.25758 | 0.40817 | 0.12932 | 0.20492 | 1 | 1 | New Construction/Installs | 4.4708 | 0.017382 | 21.7031 | 0 | 0 | 0 | 0.084382 | 1.1134 | 0 | 0 | 0 | 0.32611 | 0 | 0 | 1.4395 | 0.15782 | 1.2817 | 9.1215 | 1.1233 | 0 | 0 | 0 | 0.32638 | 0 | 0 | 1.4497 | 0.15782 | 1.2919 | 9.186 | 1.1367 | 0 | 0 | 0 | 0.32745 | 0 | 0 | 1.4642 | 0.15782 | 1.3063 | 9.2776 | per sf | 5.8225 | 22125.5406 | 0.005 | 16086.4405 | 0 | 0 | 0 | 59.2803 | 0.8741 | 16166.8727 | 0 | 0 | 0 | 0.87847 | 16247.707 | 0 | 0 | 0 | 0.88287 | 16086.4405 | 32253.3131 | 48501.0202 | 0 | 0 | 0 | 0 | 0 | 0 | 0 | 0 | 0 | 59.2803 | 118.8571 | 178.7317 | 0.8741 | 1.7526 | 2.6354 | 16086.4405 | 0 | 0 | 0 | 59.2803 | 0.8741 | 16166.8727 | 0 | 0 | 0 | 0.87847 | 16247.707 | 0 | 0 | 0 | 0.88287 | 16086.4405 | 1.7526 | 48501.0202 | 0 | 0 | 0 | 0 | 0 | 0 | 0 | 0 | 0 | 59.2803 | 118.8571 | 178.7317 | 0.8741 | 1.7526 | 2.6354 | 2057.4894 | 18767.3862 | 2057.4894 | 34685.2634 | 2860.7966 | 2076.7501 | 19077.0649 | 2076.7501 | 35650.068 | 2887.5772 | 2097.772 | 19462.2497 | 2097.772 | 36801.787 | 2916.8068 | 13037.2 | 13159.2445 | 13292.4491 | 0.58631 | 0.58339 | 0.58049 | 9431.5774 | 0 | 0 | 0 | 34.7564 | 0.51249 | 9519.8687 | 0 | 0 | 0 | 35.0818 | 0.51729 | 9616.2337 | 0 | 0 | 0 | 35.4369 | 0.52253 | 282947.3208 | 285596.0622 | 288487.0119 | 0 | 0 | 0 | 0 | 0 | 0 | 0 | 0 | 0 | 1042.6927 | 1052.4536 | 1063.1071 | 9431.5774 | 1.0298 | 28567.6798 | 0 | 0 | 0 | 0 | 0 | 0 | 0 | 0 | 0 | 34.7564 | 69.8382 | 105.2751 | 0.51249 | 1.0298 | 1.5523 | 1 | 1 | 1 | 1 | 1 | 1 | 1 | 0.28294 | 1.1566 | 5.0878 | 0.28294 | 1.1668 | 5.1238 | 0.28294 | 1.1812 | 5.1748 | 16086.4405 | 0 | 0 | 0 | 59.2803 | 0.8741 | 16166.8727 | 0 | 0 | 0 | 0.87847 | 16247.707 | 0 | 0 | 0 | 0.88287 | 16086.4405 | 1.7526 | 48501.0202 | 0 | 0 | 0 | 0 | 0 | 0 | 0 | 0 | 0 | 59.2803 | 118.8571 | 178.7317 | 0.8741 | 1.7526 | 2.6354 | 4694.9909 | 23887.1042 | 4694.9909 | 44147.3571 | 1564.997 | 4724.235 | 24205.9078 | 4724.235 | 45234.5402 | 1574.745 | 4754.6845 | 24604.7534 | 4754.6845 | 46525.9109 | 1584.8948 | 16593.7308 | 16697.0895 | 16804.7085 | 0.74625 | 0.74254 | 0.73884 | 12004.4991 | 0 | 0 | 0 | 44.2379 | 0.6523 | 12079.2725 | 0 | 0 | 0 | 44.5135 | 0.65636 | 12157.128 | 0 | 0 | 0 | 44.8004 | 0.66059 | 360134.9729 | 362378.1739 | 364713.8388 | 0 | 0 | 0 | 0 | 0 | 0 | 0 | 0 | 0 | 1327.1379 | 1335.4043 | 1344.0115 | 12004.4991 | 1.3087 | 36240.8995 | 0 | 0 | 0 | 0 | 0 | 0 | 0 | 0 | 0 | 44.2379 | 88.7514 | 133.5518 | 0.6523 | 1.3087 | 1.9693 | 0.37725 | 1.0623 | 3.8158 | 0.37725 | 1.0725 | 3.8428 | 0.37725 | 1.0869 | 3.8811 | 16086.4405 | 0 | 0 | 0 | 59.2803 | 0.8741 | 16166.8727 | 0 | 0 | 0 | 0.87847 | 16247.707 | 0 | 0 | 0 | 0.88287 | 16086.4405 | 1.7526 | 48501.0202 | 0 | 0 | 0 | 0 | 0 | 0 | 0 | 0 | 0 | 59.2803 | 118.8571 | 178.7317 | 0.8741 | 1.7526 | 2.6354 | 6710.8788 | 25607.631 | 6710.8788 | 47327.178 | 0 | 6744.4332 | 25917.7085 | 6744.4332 | 48433.4502 | 0 | 6778.1553 | 26306.9256 | 6778.1553 | 49744.6024 | 0 | 17788.9347 | 17877.8793 | 17967.2687 | 0.8 | 0.79602 | 0.79206 | 12869.1524 | 0 | 0 | 0 | 47.4243 | 0.69928 | 12933.4981 | 0 | 0 | 0 | 47.6614 | 0.70278 | 12998.1656 | 0 | 0 | 0 | 47.8997 | 0.70629 | 386074.5713 | 388004.9441 | 389944.9689 | 0 | 0 | 0 | 0 | 0 | 0 | 0 | 0 | 0 | 1422.7282 | 1429.8419 | 1436.9911 | 12869.1524 | 1.4021 | 38800.8161 | 0 | 0 | 0 | 0 | 0 | 0 | 0 | 0 | 0 | 47.4243 | 95.0857 | 142.9854 | 0.69928 | 1.4021 | 2.1084
| 492 | Business | Food Sales | Envelope | Electric | 02-471 | 02-471.09 | New Construction | [02-471]_Business_Envelope_New Construction_Code plus 10%_NEW_Electric_per sf | IECC 2015 | 0.1 | ENGINEER | 4.7916 | 0 | 0 | 0 | 0.00054699 | 0 | 0.59566 | 30 | 0.476 | 0.25758 | 0.40817 | 0.12932 | 0.20492 | 1 | 1 | New Construction/Installs | 1.0658 | 0.0041438 | 143.7482 | 0 | 0 | 0 | 0.55889 | 7.3746 | 0 | 0 | 0 | 2.1599 | 0 | 0 | 9.5346 | 0.20482 | 9.3297 | 46.5519 | 7.4403 | 0 | 0 | 0 | 2.1617 | 0 | 0 | 9.602 | 0.20482 | 9.3972 | 46.8812 | 7.5289 | 0 | 0 | 0 | 2.1688 | 0 | 0 | 9.6977 | 0.20482 | 9.4929 | 47.3485 | per sf | 2.7282 | 4899.7966 | 0.005 | 23595.2815 | 0 | 0 | 0 | 86.9513 | 1.2821 | 23713.2579 | 0 | 0 | 0 | 1.2885 | 23831.8242 | 0 | 0 | 0 | 1.295 | 23595.2815 | 47308.5394 | 71140.3637 | 0 | 0 | 0 | 0 | 0 | 0 | 0 | 0 | 0 | 86.9513 | 174.3373 | 262.1602 | 1.2821 | 2.5706 | 3.8656 | 23595.2815 | 0 | 0 | 0 | 86.9513 | 1.2821 | 23713.2579 | 0 | 0 | 0 | 1.2885 | 23831.8242 | 0 | 0 | 0 | 1.295 | 23595.2815 | 2.5706 | 71140.3637 | 0 | 0 | 0 | 0 | 0 | 0 | 0 | 0 | 0 | 86.9513 | 174.3373 | 262.1602 | 1.2821 | 2.5706 | 3.8656 | 619.9461 | 28859.6825 | 619.9461 | 52815.1689 | 1183.0224 | 624.5284 | 29278.6425 | 624.5284 | 54179.3652 | 1191.7666 | 629.4073 | 29801.4877 | 629.4073 | 55802.9098 | 1201.0769 | 3026.851 | 3049.2237 | 3073.0446 | 0.61468 | 0.61162 | 0.60858 | 14503.4756 | 0 | 0 | 0 | 53.4469 | 0.78809 | 14610.677 | 0 | 0 | 0 | 53.842 | 0.79391 | 14724.8173 | 0 | 0 | 0 | 54.2626 | 0.80012 | 435104.2676 | 438320.3106 | 441744.5191 | 0 | 0 | 0 | 0 | 0 | 0 | 0 | 0 | 0 | 1603.4082 | 1615.2597 | 1627.8782 | 14503.4756 | 1.582 | 43838.9699 | 0 | 0 | 0 | 0 | 0 | 0 | 0 | 0 | 0 | 53.4469 | 107.2889 | 161.5515 | 0.78809 | 1.582 | 2.3821 | 1 | 1 | 1 | 1 | 1 | 1 | 1 | 0.44674 | 9.0878 | 21.3423 | 0.44674 | 9.1553 | 21.4933 | 0.44674 | 9.251 | 21.7075 | 23595.2815 | 0 | 0 | 0 | 86.9513 | 1.2821 | 23713.2579 | 0 | 0 | 0 | 1.2885 | 23831.8242 | 0 | 0 | 0 | 1.295 | 23595.2815 | 2.5706 | 71140.3637 | 0 | 0 | 0 | 0 | 0 | 0 | 0 | 0 | 0 | 86.9513 | 174.3373 | 262.1602 | 1.2821 | 2.5706 | 3.8656 | 1612.493 | 34414.3829 | 1612.493 | 62980.646 | 537.4977 | 1621.2256 | 34845.5017 | 1621.2256 | 64480.6932 | 540.4085 | 1630.1237 | 35385.9836 | 1630.1237 | 66259.808 | 543.3746 | 3609.4371 | 3628.9842 | 3648.9019 | 0.73299 | 0.72934 | 0.72571 | 17294.9984 | 0 | 0 | 0 | 63.734 | 0.93977 | 17388.6604 | 0 | 0 | 0 | 64.0792 | 0.94486 | 17484.0984 | 0 | 0 | 0 | 64.4309 | 0.95005 | 518849.9523 | 521659.8115 | 524522.9526 | 0 | 0 | 0 | 0 | 0 | 0 | 0 | 0 | 0 | 1912.0204 | 1922.3751 | 1932.9261 | 17294.9984 | 1.8846 | 52167.7572 | 0 | 0 | 0 | 0 | 0 | 0 | 0 | 0 | 0 | 63.734 | 127.8132 | 192.2441 | 0.93977 | 1.8846 | 2.8347 | 0.59566 | 8.9389 | 16.0068 | 0.59566 | 9.0063 | 16.12 | 0.59566 | 9.102 | 16.2807 | 23595.2815 | 0 | 0 | 0 | 86.9513 | 1.2821 | 23713.2579 | 0 | 0 | 0 | 1.2885 | 23831.8242 | 0 | 0 | 0 | 1.295 | 23595.2815 | 2.5706 | 71140.3637 | 0 | 0 | 0 | 0 | 0 | 0 | 0 | 0 | 0 | 86.9513 | 174.3373 | 262.1602 | 1.2821 | 2.5706 | 3.8656 | 2199.8977 | 35213.2319 | 2199.8977 | 64442.5936 | 0 | 2210.8972 | 35639.6217 | 2210.8972 | 65950.1915 | 0 | 2221.9517 | 36174.8367 | 2221.9517 | 67736.9255 | 0 | 3693.2217 | 3711.6878 | 3730.2462 | 0.75 | 0.74627 | 0.74256 | 17696.4611 | 0 | 0 | 0 | 65.2135 | 0.96159 | 17784.9434 | 0 | 0 | 0 | 65.5395 | 0.9664 | 17873.8682 | 0 | 0 | 0 | 65.8672 | 0.97123 | 530893.8342 | 533548.3033 | 536216.0448 | 0 | 0 | 0 | 0 | 0 | 0 | 0 | 0 | 0 | 1956.4035 | 1966.1855 | 1976.0164 | 17696.4611 | 1.928 | 53355.2727 | 0 | 0 | 0 | 0 | 0 | 0 | 0 | 0 | 0 | 65.2135 | 130.753 | 196.6202 | 0.96159 | 1.928 | 2.8992
| 493 | Business | Manufacturing/Industrial | Envelope | Electric | 02-471 | 02-471.10 | New Construction | [02-471]_Business_Envelope_New Construction_Code plus 10%_NEW_Electric_per sf | IECC 2015 | 0.1 | ENGINEER | 2.6937 | 0 | 0 | 0 | 0.0003075 | 0 | 0.25812 | 30 | 0.476 | 0.25758 | 0.40817 | 0.12932 | 0.20492 | 1 | 1 | New Construction/Installs | 0.82152 | 0.0031941 | 80.8118 | 0 | 0 | 0 | 0.3142 | 4.1458 | 0 | 0 | 0 | 1.2143 | 0 | 0 | 5.3601 | 0.088753 | 5.2713 | 60.3932 | 4.1827 | 0 | 0 | 0 | 1.2153 | 0 | 0 | 5.398 | 0.088753 | 5.3093 | 60.8204 | 4.2326 | 0 | 0 | 0 | 1.2193 | 0 | 0 | 5.4518 | 0.088753 | 5.3631 | 61.4266 | per sf | 0 | 0 | 0.005 | 0 | 0 | 0 | 0 | 0 | 0 | 0 | 0 | 0 | 0 | 0 | 0 | 0 | 0 | 0 | 0 | 0 | 0 | 0 | 0 | 0 | 0 | 0 | 0 | 0 | 0 | 0 | 0 | 0 | 0 | 0 | 0 | 0 | 0 | 0 | 0 | 0 | 0 | 0 | 0 | 0 | 0 | 0 | 0 | 0 | 0 | 0 | 0 | 0 | 0 | 0 | 0 | 0 | 0 | 0 | 0 | 0 | 0 | 0 | 0 | 0 | 0 | 0 | 0 | 0 | 0 | 0 | 0 | 0 | 0 | 0 | 0 | 0 | 0 | 0 | 0 | 0 | 0 | 0 | 0 | 0 | 0 | 0 | 0 | 0 | 0 | #NUM! | #NUM! | #NUM! | 0 | 0 | 0 | 0 | 0 | 0 | 0 | 0 | 0 | 0 | 0 | 0 | 0 | 0 | 0 | 0 | 0 | 0 | 0 | 0 | 0 | 0 | 0 | 0 | 0 | 0 | 0 | 0 | 0 | 0 | 0 | 0 | 0 | 0 | 0 | 0 | 0 | 0 | 0 | 0 | 0 | 0 | 0 | 0 | 0 | 0 | 0 | 0 | 0 | 0 | 0 | 1 | 1 | 1 | 1 | 1 | 1 | 1 | 0.19359 | 5.1665 | 27.6881 | 0.19359 | 5.2044 | 27.8839 | 0.19359 | 5.2582 | 28.1618 | 0 | 0 | 0 | 0 | 0 | 0 | 0 | 0 | 0 | 0 | 0 | 0 | 0 | 0 | 0 | 0 | 0 | 0 | 0 | 0 | 0 | 0 | 0 | 0 | 0 | 0 | 0 | 0 | 0 | 0 | 0 | 0 | 0 | 0 | 0 | 0 | 0 | 0 | 0 | 0 | 0 | 0 | 0 | 0 | 0 | 0 | 0 | 0 | 0 | 0 | 0 | 0 | #NUM! | #NUM! | #NUM! | 0 | 0 | 0 | 0 | 0 | 0 | 0 | 0 | 0 | 0 | 0 | 0 | 0 | 0 | 0 | 0 | 0 | 0 | 0 | 0 | 0 | 0 | 0 | 0 | 0 | 0 | 0 | 0 | 0 | 0 | 0 | 0 | 0 | 0 | 0 | 0 | 0 | 0 | 0 | 0 | 0 | 0 | 0 | 0 | 0 | 0 | 0 | 0 | 0 | 0 | 0 | 0.25812 | 5.102 | 20.766 | 0.25812 | 5.1399 | 20.9129 | 0.25812 | 5.1937 | 21.1214 | 0 | 0 | 0 | 0 | 0 | 0 | 0 | 0 | 0 | 0 | 0 | 0 | 0 | 0 | 0 | 0 | 0 | 0 | 0 | 0 | 0 | 0 | 0 | 0 | 0 | 0 | 0 | 0 | 0 | 0 | 0 | 0 | 0 | 0 | 0 | 0 | 0 | 0 | 0 | 0 | 0 | 0 | 0 | 0 | 0 | 0 | 0 | 0 | 0 | 0 | 0 | 0 | #NUM! | #NUM! | #NUM! | 0 | 0 | 0 | 0 | 0 | 0 | 0 | 0 | 0 | 0 | 0 | 0 | 0 | 0 | 0 | 0 | 0 | 0 | 0 | 0 | 0 | 0 | 0 | 0 | 0 | 0 | 0 | 0 | 0 | 0 | 0 | 0 | 0 | 0 | 0 | 0 | 0 | 0 | 0 | 0 | 0 | 0 | 0 | 0 | 0 | 0 | 0 | 0 | 0 | 0 | 0
| 494 | Business | Office | Envelope | Electric | 02-468 | 02-468.01 | New Construction | [02-468]_Business_Envelope_New Construction_Code plus 20%_NEW_Electric_per sf | IECC 2015 | 0.2 | ENGINEER | 1.6422 | 0 | 0 | 0 | 0.00018747 | 0 | 0.83392 | 30 | 0.476 | 0.25758 | 0.40817 | 0.12932 | 0.20492 | 1 | 1 | New Construction/Installs | 4.3536 | 0.016927 | 49.266 | 0 | 0 | 0 | 0.19155 | 2.5275 | 0 | 0 | 0 | 0.74026 | 0 | 0 | 3.2677 | 0.34886 | 2.9189 | 9.3669 | 2.55 | 0 | 0 | 0 | 0.74088 | 0 | 0 | 3.2908 | 0.34886 | 2.942 | 9.4332 | 2.5803 | 0 | 0 | 0 | 0.74331 | 0 | 0 | 3.3236 | 0.34886 | 2.9748 | 9.5272 | per sf | 7.8191 | 192115.8665 | 0.005 | 317070.1393 | 0 | 0 | 0 | 1168.4391 | 17.2289 | 318655.49 | 0 | 0 | 0 | 17.3151 | 320248.7675 | 0 | 0 | 0 | 17.4016 | 317070.1393 | 635725.6294 | 955974.3969 | 0 | 0 | 0 | 0 | 0 | 0 | 0 | 0 | 0 | 1168.4391 | 2342.7205 | 3522.8732 | 17.2289 | 34.544 | 51.9456 | 317070.1393 | 0 | 0 | 0 | 1168.4391 | 17.2289 | 318655.49 | 0 | 0 | 0 | 17.3151 | 320248.7675 | 0 | 0 | 0 | 17.4016 | 317070.1393 | 34.544 | 955974.3969 | 0 | 0 | 0 | 0 | 0 | 0 | 0 | 0 | 0 | 1168.4391 | 2342.7205 | 3522.8732 | 17.2289 | 34.544 | 51.9456 | 39336.074 | 368457.6234 | 39336.074 | 674449.3412 | 54694.0873 | 39707.1507 | 374564.3102 | 39707.1507 | 693290.7789 | 55210.0437 | 40113.2742 | 382167.0275 | 40113.2742 | 715797.8758 | 55774.7303 | 112756.6172 | 113820.3062 | 114984.4567 | 0.584 | 0.58109 | 0.5782 | 185168.9168 | 0 | 0 | 0 | 682.3683 | 10.0617 | 186915.7068 | 0 | 0 | 0 | 688.8054 | 10.1566 | 188827.4747 | 0 | 0 | 0 | 695.8505 | 10.2605 | 5555067.5036 | 5607471.2032 | 5664824.2417 | 0 | 0 | 0 | 0 | 0 | 0 | 0 | 0 | 0 | 20471.0487 | 20664.1622 | 20875.5146 | 185168.9168 | 20.2183 | 560912.0983 | 0 | 0 | 0 | 0 | 0 | 0 | 0 | 0 | 0 | 682.3683 | 1371.1737 | 2067.0242 | 10.0617 | 20.2183 | 30.4788 | 1 | 1 | 1 | 1 | 1 | 1 | 1 | 0.62544 | 2.6423 | 5.2247 | 0.62544 | 2.6654 | 5.2616 | 0.62544 | 2.6982 | 5.3141 | 317070.1393 | 0 | 0 | 0 | 1168.4391 | 17.2289 | 318655.49 | 0 | 0 | 0 | 17.3151 | 320248.7675 | 0 | 0 | 0 | 17.4016 | 317070.1393 | 34.544 | 955974.3969 | 0 | 0 | 0 | 0 | 0 | 0 | 0 | 0 | 0 | 1168.4391 | 2342.7205 | 3522.8732 | 17.2289 | 34.544 | 51.9456 | 90218.597 | 471362.6544 | 90218.597 | 862813.5544 | 30072.8657 | 90779.0106 | 477645.4918 | 90779.0106 | 884086.4067 | 30259.6702 | 91362.2371 | 485505.77 | 91362.2371 | 909351.0792 | 30454.079 | 144247.9542 | 145143.9836 | 146076.4879 | 0.7471 | 0.74339 | 0.73969 | 236883.9904 | 0 | 0 | 0 | 872.9442 | 12.8718 | 238355.4499 | 0 | 0 | 0 | 878.3666 | 12.9517 | 239886.8085 | 0 | 0 | 0 | 884.0099 | 13.0349 | 7106519.7119 | 7150663.498 | 7196604.2535 | 0 | 0 | 0 | 0 | 0 | 0 | 0 | 0 | 0 | 26188.3246 | 26350.9994 | 26520.2963 | 236883.9904 | 25.8235 | 715126.2488 | 0 | 0 | 0 | 0 | 0 | 0 | 0 | 0 | 0 | 872.9442 | 1751.3108 | 2635.3207 | 12.8718 | 25.8235 | 38.8585 | 0.83392 | 2.4338 | 3.9185 | 0.83392 | 2.4569 | 3.9462 | 0.83392 | 2.4897 | 3.9856 | 317070.1393 | 0 | 0 | 0 | 1168.4391 | 17.2289 | 318655.49 | 0 | 0 | 0 | 17.3151 | 320248.7675 | 0 | 0 | 0 | 17.4016 | 317070.1393 | 34.544 | 955974.3969 | 0 | 0 | 0 | 0 | 0 | 0 | 0 | 0 | 0 | 1168.4391 | 2342.7205 | 3522.8732 | 17.2289 | 34.544 | 51.9456 | 128808.4712 | 504736.5919 | 128808.4712 | 923903.4296 | 0 | 129452.5135 | 510848.3429 | 129452.5135 | 945542.4232 | 0 | 130099.7761 | 518519.9652 | 130099.7761 | 971186.5832 | 0 | 154461.1567 | 155233.4624 | 156009.6298 | 0.8 | 0.79602 | 0.79206 | 253656.1115 | 0 | 0 | 0 | 934.7513 | 13.7831 | 254924.392 | 0 | 0 | 0 | 939.4251 | 13.8521 | 256199.014 | 0 | 0 | 0 | 944.1222 | 13.9213 | 7609683.3441 | 7647731.7608 | 7685970.4196 | 0 | 0 | 0 | 0 | 0 | 0 | 0 | 0 | 0 | 28042.5392 | 28182.7519 | 28323.6656 | 253656.1115 | 27.6352 | 764779.5175 | 0 | 0 | 0 | 0 | 0 | 0 | 0 | 0 | 0 | 934.7513 | 1874.1764 | 2818.2986 | 13.7831 | 27.6352 | 41.5565
| 495 | Business | Retail | Envelope | Electric | 02-468 | 02-468.02 | New Construction | [02-468]_Business_Envelope_New Construction_Code plus 20%_NEW_Electric_per sf | IECC 2015 | 0.2 | ENGINEER | 2.1794 | 0 | 0 | 0 | 0.00024879 | 0 | 1.1913 | 30 | 0.476 | 0.25758 | 0.40817 | 0.12932 | 0.20492 | 1 | 1 | New Construction/Installs | 4.6864 | 0.018221 | 65.3831 | 0 | 0 | 0 | 0.25421 | 3.3543 | 0 | 0 | 0 | 0.98243 | 0 | 0 | 4.3367 | 0.49837 | 3.8384 | 8.7019 | 3.3842 | 0 | 0 | 0 | 0.98325 | 0 | 0 | 4.3674 | 0.49837 | 3.869 | 8.7634 | 3.4245 | 0 | 0 | 0 | 0.98648 | 0 | 0 | 4.4109 | 0.49837 | 3.9126 | 8.8508 | per sf | 6.7473 | 57817.5134 | 0.005 | 126639.5993 | 0 | 0 | 0 | 466.6812 | 6.8813 | 127272.7973 | 0 | 0 | 0 | 6.9157 | 127909.1613 | 0 | 0 | 0 | 6.9503 | 126639.5993 | 253912.3967 | 381821.558 | 0 | 0 | 0 | 0 | 0 | 0 | 0 | 0 | 0 | 466.6812 | 935.6957 | 1407.0554 | 6.8813 | 13.7971 | 20.7474 | 126639.5993 | 0 | 0 | 0 | 466.6812 | 6.8813 | 127272.7973 | 0 | 0 | 0 | 6.9157 | 127909.1613 | 0 | 0 | 0 | 6.9503 | 126639.5993 | 13.7971 | 381821.558 | 0 | 0 | 0 | 0 | 0 | 0 | 0 | 0 | 0 | 466.6812 | 935.6957 | 1407.0554 | 6.8813 | 13.7971 | 20.7474 | 13144.2675 | 114379.705 | 13144.2675 | 211099.3061 | 18276.1939 | 13313.954 | 116675.7956 | 13313.954 | 217724.4865 | 18512.1312 | 13504.9528 | 119529.2579 | 13504.9528 | 225687.4727 | 18777.7018 | 26374.5741 | 26715.0578 | 27098.3057 | 0.4539 | 0.45164 | 0.44939 | 57481.6878 | 0 | 0 | 0 | 211.8265 | 3.1234 | 58223.7501 | 0 | 0 | 0 | 214.5611 | 3.1638 | 59059.0143 | 0 | 0 | 0 | 217.6391 | 3.2091 | 1724450.6339 | 1746712.5027 | 1771770.4276 | 0 | 0 | 0 | 0 | 0 | 0 | 0 | 0 | 0 | 6354.7946 | 6436.8321 | 6529.1733 | 57481.6878 | 6.2872 | 174764.4521 | 0 | 0 | 0 | 0 | 0 | 0 | 0 | 0 | 0 | 211.8265 | 426.3876 | 644.0267 | 3.1234 | 6.2872 | 9.4963 | 1 | 1 | 1 | 1 | 1 | 1 | 1 | 0.89349 | 3.4433 | 4.8537 | 0.89349 | 3.4739 | 4.8881 | 0.89349 | 3.5175 | 4.9368 | 126639.5993 | 0 | 0 | 0 | 466.6812 | 6.8813 | 127272.7973 | 0 | 0 | 0 | 6.9157 | 127909.1613 | 0 | 0 | 0 | 6.9503 | 126639.5993 | 13.7971 | 381821.558 | 0 | 0 | 0 | 0 | 0 | 0 | 0 | 0 | 0 | 466.6812 | 935.6957 | 1407.0554 | 6.8813 | 13.7971 | 20.7474 | 35231.8005 | 171005.4645 | 35231.8005 | 315607.8686 | 11743.9335 | 35471.0838 | 173384.6895 | 35471.0838 | 323546.9045 | 11823.6946 | 35723.264 | 176357.873 | 35723.264 | 332987.616 | 11907.7547 | 39431.7881 | 39699.5964 | 39981.839 | 0.67861 | 0.67523 | 0.67188 | 85939.046 | 0 | 0 | 0 | 316.6951 | 4.6697 | 86522.7169 | 0 | 0 | 0 | 318.8459 | 4.7015 | 87137.8466 | 0 | 0 | 0 | 321.1128 | 4.7349 | 2578171.3786 | 2595681.5069 | 2614135.3966 | 0 | 0 | 0 | 0 | 0 | 0 | 0 | 0 | 0 | 9500.8516 | 9565.3784 | 9633.383 | 85939.046 | 9.3712 | 259599.6094 | 0 | 0 | 0 | 0 | 0 | 0 | 0 | 0 | 0 | 316.6951 | 635.541 | 956.6538 | 4.6697 | 9.3712 | 14.1061 | 1.1913 | 3.1454 | 3.6403 | 1.1913 | 3.1761 | 3.666 | 1.1913 | 3.2196 | 3.7026 | 126639.5993 | 0 | 0 | 0 | 466.6812 | 6.8813 | 127272.7973 | 0 | 0 | 0 | 6.9157 | 127909.1613 | 0 | 0 | 0 | 6.9503 | 126639.5993 | 13.7971 | 381821.558 | 0 | 0 | 0 | 0 | 0 | 0 | 0 | 0 | 0 | 466.6812 | 935.6957 | 1407.0554 | 6.8813 | 13.7971 | 20.7474 | 51917.5079 | 188994.9726 | 51917.5079 | 348809.324 | 0 | 52177.0954 | 191283.4736 | 52177.0954 | 356947.1788 | 0 | 52437.9809 | 194156.0572 | 52437.9809 | 366593.0051 | 0 | 43579.9507 | 43797.8504 | 44016.8397 | 0.75 | 0.74627 | 0.74256 | 94979.6995 | 0 | 0 | 0 | 350.0109 | 5.161 | 95454.598 | 0 | 0 | 0 | 351.7609 | 5.1868 | 95931.871 | 0 | 0 | 0 | 353.5197 | 5.2127 | 2849390.9852 | 2863637.9402 | 2877956.1299 | 0 | 0 | 0 | 0 | 0 | 0 | 0 | 0 | 0 | 10500.3263 | 10552.828 | 10605.5921 | 94979.6995 | 10.3478 | 286366.1685 | 0 | 0 | 0 | 0 | 0 | 0 | 0 | 0 | 0 | 350.0109 | 701.7718 | 1055.2915 | 5.161 | 10.3478 | 15.5605
| 496 | Business | Food Service | Envelope | Electric | 02-468 | 02-468.03 | New Construction | [02-468]_Business_Envelope_New Construction_Code plus 20%_NEW_Electric_per sf | IECC 2015 | 0.2 | ENGINEER | 6.6558 | 0 | 0 | 0 | 0.0007598 | 0 | 0.71479 | 30 | 0.476 | 0.25758 | 0.40817 | 0.12932 | 0.20492 | 1 | 1 | New Construction/Installs | 0.92072 | 0.0035798 | 199.6744 | 0 | 0 | 0 | 0.77633 | 10.2438 | 0 | 0 | 0 | 3.0003 | 0 | 0 | 15.8929 | 0.29902 | 15.5938 | 53.1496 | 10.335 | 0 | 0 | 0 | 3.0028 | 0 | 0 | 16.0053 | 0.29902 | 15.7062 | 53.5255 | 10.458 | 0 | 0 | 0 | 3.0126 | 0 | 0 | 16.1648 | 0.29902 | 15.8658 | 54.059 | per sf | 0.44806 | 718.2468 | 0.005 | 4804.4197 | 0 | 0 | 0 | 17.7048 | 0.26106 | 4828.4418 | 0 | 0 | 0 | 0.26237 | 4852.584 | 0 | 0 | 0 | 0.26368 | 4804.4197 | 9632.8615 | 14485.4454 | 0 | 0 | 0 | 0 | 0 | 0 | 0 | 0 | 0 | 17.7048 | 35.4982 | 53.3805 | 0.26106 | 0.52343 | 0.78711 | 4804.4197 | 0 | 0 | 0 | 17.7048 | 0.26106 | 4828.4418 | 0 | 0 | 0 | 0.26237 | 4852.584 | 0 | 0 | 0 | 0.26368 | 4804.4197 | 0.52343 | 14485.4454 | 0 | 0 | 0 | 0 | 0 | 0 | 0 | 0 | 0 | 17.7048 | 35.4982 | 53.3805 | 0.26106 | 0.52343 | 0.78711 | 141.1835 | 7503.8439 | 141.1835 | 13860.8775 | 196.3059 | 142.0651 | 7604.105 | 142.0651 | 14202.5684 | 197.5316 | 142.9831 | 7729.529 | 142.9831 | 14608.4263 | 198.8081 | 472.1521 | 475.1 | 478.1703 | 0.6541 | 0.65084 | 0.6476 | 3142.5564 | 0 | 0 | 0 | 11.5807 | 0.17076 | 3162.1777 | 0 | 0 | 0 | 11.653 | 0.17183 | 3182.6124 | 0 | 0 | 0 | 11.7283 | 0.17294 | 94276.6928 | 94865.3295 | 95478.3728 | 0 | 0 | 0 | 0 | 0 | 0 | 0 | 0 | 0 | 347.4202 | 349.5894 | 351.8485 | 3142.5564 | 0.34259 | 9487.3465 | 0 | 0 | 0 | 0 | 0 | 0 | 0 | 0 | 0 | 11.5807 | 23.2337 | 34.9619 | 0.17076 | 0.34259 | 0.51552 | 1 | 1 | 1 | 1 | 1 | 1 | 1 | 0.53609 | 15.3568 | 29.6457 | 0.53609 | 15.4692 | 29.8554 | 0.53609 | 15.6287 | 30.153 | 4804.4197 | 0 | 0 | 0 | 17.7048 | 0.26106 | 4828.4418 | 0 | 0 | 0 | 0.26237 | 4852.584 | 0 | 0 | 0 | 0.26368 | 4804.4197 | 0.52343 | 14485.4454 | 0 | 0 | 0 | 0 | 0 | 0 | 0 | 0 | 0 | 17.7048 | 35.4982 | 53.3805 | 0.26106 | 0.52343 | 0.78711 | 285.5216 | 8464.4998 | 285.5216 | 15635.3725 | 95.1739 | 287.0338 | 8569.5185 | 287.0338 | 16005.7195 | 95.6779 | 288.5688 | 8701.2226 | 288.5688 | 16444.8791 | 96.1896 | 532.5978 | 535.4185 | 538.2819 | 0.73784 | 0.73416 | 0.73051 | 3544.8723 | 0 | 0 | 0 | 13.0633 | 0.19262 | 3563.6462 | 0 | 0 | 0 | 13.1324 | 0.19364 | 3582.7046 | 0 | 0 | 0 | 13.2027 | 0.19468 | 106346.168 | 106909.385 | 107481.1386 | 0 | 0 | 0 | 0 | 0 | 0 | 0 | 0 | 0 | 391.8976 | 393.9731 | 396.0801 | 3544.8723 | 0.38626 | 10691.2231 | 0 | 0 | 0 | 0 | 0 | 0 | 0 | 0 | 0 | 13.0633 | 26.1957 | 39.3984 | 0.19262 | 0.38626 | 0.58094 | 0.71479 | 15.1781 | 22.2343 | 0.71479 | 15.2905 | 22.3916 | 0.71479 | 15.45 | 22.6148 | 4804.4197 | 0 | 0 | 0 | 17.7048 | 0.26106 | 4828.4418 | 0 | 0 | 0 | 0.26237 | 4852.584 | 0 | 0 | 0 | 0.26368 | 4804.4197 | 0.52343 | 14485.4454 | 0 | 0 | 0 | 0 | 0 | 0 | 0 | 0 | 0 | 17.7048 | 35.4982 | 53.3805 | 0.26106 | 0.52343 | 0.78711 | 386.9718 | 8604.0496 | 386.9718 | 15893.1448 | 0 | 388.9067 | 8708.2343 | 388.9067 | 16264.8059 | 0 | 390.8512 | 8839.0095 | 390.8512 | 16705.2894 | 0 | 541.3785 | 544.0854 | 546.8058 | 0.75 | 0.74627 | 0.74256 | 3603.3148 | 0 | 0 | 0 | 13.2786 | 0.1958 | 3621.3313 | 0 | 0 | 0 | 13.345 | 0.19678 | 3639.438 | 0 | 0 | 0 | 13.4117 | 0.19776 | 108099.4427 | 108639.94 | 109183.1397 | 0 | 0 | 0 | 0 | 0 | 0 | 0 | 0 | 0 | 398.3586 | 400.3504 | 402.3522 | 3603.3148 | 0.39257 | 10864.0841 | 0 | 0 | 0 | 0 | 0 | 0 | 0 | 0 | 0 | 13.2786 | 26.6236 | 40.0354 | 0.1958 | 0.39257 | 0.59033
| 497 | Business | Healthcare/Hospitals | Envelope | Electric | 02-468 | 02-468.04 | New Construction | [02-468]_Business_Envelope_New Construction_Code plus 20%_NEW_Electric_per sf | IECC 2015 | 0.2 | ENGINEER | 3.4475 | 0 | 0 | 0 | 0.00039355 | 0 | 0.7545 | 30 | 0.476 | 0.25758 | 0.40817 | 0.12932 | 0.20492 | 1 | 1 | New Construction/Installs | 1.8763 | 0.0072951 | 103.4261 | 0 | 0 | 0 | 0.40212 | 5.306 | 0 | 0 | 0 | 1.5541 | 0 | 0 | 6.8601 | 0.25943 | 6.6006 | 26.4425 | 5.3532 | 0 | 0 | 0 | 1.5553 | 0 | 0 | 6.9086 | 0.25943 | 6.6492 | 26.6296 | 5.417 | 0 | 0 | 0 | 1.5605 | 0 | 0 | 6.9775 | 0.25943 | 6.718 | 26.895 | per sf | 16.742 | 45471.3085 | 0.005 | 157547.8431 | 0 | 0 | 0 | 580.5815 | 8.5608 | 158335.5823 | 0 | 0 | 0 | 8.6036 | 159127.2602 | 0 | 0 | 0 | 8.6466 | 157547.8431 | 315883.4254 | 475010.6856 | 0 | 0 | 0 | 0 | 0 | 0 | 0 | 0 | 0 | 580.5815 | 1164.066 | 1750.4678 | 8.5608 | 17.1644 | 25.8111 | 157547.8431 | 0 | 0 | 0 | 580.5815 | 8.5608 | 158335.5823 | 0 | 0 | 0 | 8.6036 | 159127.2602 | 0 | 0 | 0 | 8.6466 | 157547.8431 | 17.1644 | 475010.6856 | 0 | 0 | 0 | 0 | 0 | 0 | 0 | 0 | 0 | 580.5815 | 1164.066 | 1750.4678 | 8.5608 | 17.1644 | 25.8111 | 6574.1907 | 173838.2994 | 6574.1907 | 318798.7591 | 12545.3082 | 6635.1497 | 176691.2456 | 6635.1497 | 327620.339 | 12661.6343 | 6701.6913 | 180242.0654 | 6701.6913 | 338153.9009 | 12788.6134 | 25340.6095 | 25575.5798 | 25832.0682 | 0.55452 | 0.55176 | 0.54901 | 87362.6913 | 0 | 0 | 0 | 321.9413 | 4.7471 | 88172.76 | 0 | 0 | 0 | 324.9265 | 4.7911 | 89057.0133 | 0 | 0 | 0 | 328.1851 | 4.8392 | 2620880.7376 | 2645182.8011 | 2671710.3992 | 0 | 0 | 0 | 0 | 0 | 0 | 0 | 0 | 0 | 9658.2404 | 9747.7962 | 9845.5534 | 87362.6913 | 9.5382 | 264592.4646 | 0 | 0 | 0 | 0 | 0 | 0 | 0 | 0 | 0 | 321.9413 | 646.8679 | 975.053 | 4.7471 | 9.5382 | 14.3774 | 1 | 1 | 1 | 1 | 1 | 1 | 1 | 0.56588 | 6.2942 | 12.1229 | 0.56588 | 6.3427 | 12.2087 | 0.56588 | 6.4116 | 12.3304 | 157547.8431 | 0 | 0 | 0 | 580.5815 | 8.5608 | 158335.5823 | 0 | 0 | 0 | 8.6036 | 159127.2602 | 0 | 0 | 0 | 8.6466 | 157547.8431 | 17.1644 | 475010.6856 | 0 | 0 | 0 | 0 | 0 | 0 | 0 | 0 | 0 | 580.5815 | 1164.066 | 1750.4678 | 8.5608 | 17.1644 | 25.8111 | 18627.5953 | 225821.0858 | 18627.5953 | 414129.0048 | 6209.1984 | 18734.2848 | 228720.9521 | 18734.2848 | 424093.6535 | 6244.7616 | 18843.9753 | 232353.2718 | 18843.9753 | 435920.2446 | 6281.3251 | 32918.2002 | 33106.739 | 33300.5813 | 0.72033 | 0.71675 | 0.71318 | 113486.7165 | 0 | 0 | 0 | 418.2113 | 6.1666 | 114136.711 | 0 | 0 | 0 | 420.6066 | 6.2019 | 114804.9895 | 0 | 0 | 0 | 423.0693 | 6.2383 | 3404601.4942 | 3424101.3296 | 3444149.6839 | 0 | 0 | 0 | 0 | 0 | 0 | 0 | 0 | 0 | 12546.3395 | 12618.1986 | 12692.079 | 113486.7165 | 12.3686 | 342428.4169 | 0 | 0 | 0 | 0 | 0 | 0 | 0 | 0 | 0 | 418.2113 | 838.8179 | 1261.8872 | 6.1666 | 12.3686 | 18.6068 | 0.7545 | 6.1056 | 9.0922 | 0.7545 | 6.1541 | 9.1565 | 0.7545 | 6.223 | 9.2478 | 157547.8431 | 0 | 0 | 0 | 580.5815 | 8.5608 | 158335.5823 | 0 | 0 | 0 | 8.6036 | 159127.2602 | 0 | 0 | 0 | 8.6466 | 157547.8431 | 17.1644 | 475010.6856 | 0 | 0 | 0 | 0 | 0 | 0 | 0 | 0 | 0 | 580.5815 | 1164.066 | 1750.4678 | 8.5608 | 17.1644 | 25.8111 | 25859.7443 | 235121.9558 | 25859.7443 | 431185.694 | 0 | 25989.043 | 237968.9989 | 25989.043 | 441241.3521 | 0 | 26118.9882 | 241542.6785 | 26118.9882 | 453160.5803 | 0 | 34273.9988 | 34445.3688 | 34617.5956 | 0.75 | 0.74627 | 0.74256 | 118160.8823 | 0 | 0 | 0 | 435.4361 | 6.4206 | 118751.6867 | 0 | 0 | 0 | 437.6133 | 6.4527 | 119345.4452 | 0 | 0 | 0 | 439.8014 | 6.485 | 3544826.4694 | 3562550.6018 | 3580363.3548 | 0 | 0 | 0 | 0 | 0 | 0 | 0 | 0 | 0 | 13063.0843 | 13128.3997 | 13194.0417 | 118160.8823 | 12.8733 | 356258.0142 | 0 | 0 | 0 | 0 | 0 | 0 | 0 | 0 | 0 | 435.4361 | 873.0495 | 1312.8509 | 6.4206 | 12.8733 | 19.3583
| 498 | Business | Campus/Education | Envelope | Electric | 02-468 | 02-468.05 | New Construction | [02-468]_Business_Envelope_New Construction_Code plus 20%_NEW_Electric_per sf | IECC 2015 | 0.2 | ENGINEER | 2.1263 | 0 | 0 | 0 | 0.00024273 | 0 | 1.787 | 30 | 0.476 | 0.25758 | 0.40817 | 0.12932 | 0.20492 | 1 | 1 | New Construction/Installs | 7.2053 | 0.028014 | 63.7882 | 0 | 0 | 0 | 0.24801 | 3.2725 | 0 | 0 | 0 | 0.95847 | 0 | 0 | 4.231 | 0.61445 | 3.6165 | 6.8858 | 3.3016 | 0 | 0 | 0 | 0.95926 | 0 | 0 | 4.2609 | 0.61445 | 3.6464 | 6.9345 | 3.3409 | 0 | 0 | 0 | 0.96242 | 0 | 0 | 4.3034 | 0.61445 | 3.6889 | 7.0036 | per sf | 35.4432 | 80491.4156 | 0.005 | 172002.5722 | 0 | 0 | 0 | 633.8488 | 9.3463 | 172862.5851 | 0 | 0 | 0 | 9.393 | 173726.898 | 0 | 0 | 0 | 9.44 | 172002.5722 | 344865.1573 | 518592.0553 | 0 | 0 | 0 | 0 | 0 | 0 | 0 | 0 | 0 | 633.8488 | 1270.8669 | 1911.0701 | 9.3463 | 18.7392 | 28.1792 | 172002.5722 | 0 | 0 | 0 | 633.8488 | 9.3463 | 172862.5851 | 0 | 0 | 0 | 9.393 | 173726.898 | 0 | 0 | 0 | 9.44 | 172002.5722 | 18.7392 | 518592.0553 | 0 | 0 | 0 | 0 | 0 | 0 | 0 | 0 | 0 | 633.8488 | 1270.8669 | 1911.0701 | 9.3463 | 18.7392 | 28.1792 | 13783.8423 | 94912.8293 | 13783.8423 | 173746.3628 | 26303.2454 | 14079.0362 | 97631.2126 | 14079.0362 | 180711.4333 | 26866.5539 | 14424.3686 | 101022.9396 | 14424.3686 | 189209.2864 | 27525.5401 | 22432.9374 | 22913.3597 | 23475.3815 | 0.27731 | 0.27593 | 0.27456 | 47698.581 | 0 | 0 | 0 | 175.7746 | 2.5918 | 48720.0905 | 0 | 0 | 0 | 179.539 | 2.6473 | 49915.1031 | 0 | 0 | 0 | 183.9428 | 2.7123 | 1430957.4296 | 1461602.7159 | 1497453.0928 | 0 | 0 | 0 | 0 | 0 | 0 | 0 | 0 | 0 | 5273.2391 | 5386.1704 | 5518.2831 | 47698.581 | 5.2392 | 146333.7746 | 0 | 0 | 0 | 0 | 0 | 0 | 0 | 0 | 0 | 175.7746 | 355.3137 | 539.2564 | 2.5918 | 5.2392 | 7.9515 | 1 | 1 | 1 | 1 | 1 | 1 | 1 | 1.3402 | 2.8907 | 3.1569 | 1.3402 | 2.9207 | 3.1792 | 1.3402 | 2.9631 | 3.2109 | 172002.5722 | 0 | 0 | 0 | 633.8488 | 9.3463 | 172862.5851 | 0 | 0 | 0 | 9.393 | 173726.898 | 0 | 0 | 0 | 9.44 | 172002.5722 | 18.7392 | 518592.0553 | 0 | 0 | 0 | 0 | 0 | 0 | 0 | 0 | 0 | 633.8488 | 1270.8669 | 1911.0701 | 9.3463 | 18.7392 | 28.1792 | 69675.4838 | 219957.6861 | 69675.4838 | 402652.0778 | 23225.1613 | 70215.9756 | 223231.8818 | 70215.9756 | 413193.2018 | 23405.3252 | 70794.3789 | 227314.1622 | 70794.3789 | 425744.3962 | 23598.1263 | 51987.6716 | 52390.9543 | 52822.5242 | 0.64267 | 0.63947 | 0.63629 | 110540.0564 | 0 | 0 | 0 | 407.3525 | 6.0065 | 111397.5459 | 0 | 0 | 0 | 410.5125 | 6.0531 | 112315.1819 | 0 | 0 | 0 | 413.8941 | 6.103 | 3316201.6919 | 3341926.3783 | 3369455.4582 | 0 | 0 | 0 | 0 | 0 | 0 | 0 | 0 | 0 | 12220.5763 | 12315.3747 | 12416.8224 | 110540.0564 | 12.0596 | 334252.7843 | 0 | 0 | 0 | 0 | 0 | 0 | 0 | 0 | 0 | 407.3525 | 817.865 | 1231.7591 | 6.0065 | 12.0596 | 18.1626 | 1.787 | 2.444 | 2.3677 | 1.787 | 2.4739 | 2.3844 | 1.787 | 2.5164 | 2.4082 | 172002.5722 | 0 | 0 | 0 | 633.8488 | 9.3463 | 172862.5851 | 0 | 0 | 0 | 9.393 | 173726.898 | 0 | 0 | 0 | 9.44 | 172002.5722 | 18.7392 | 518592.0553 | 0 | 0 | 0 | 0 | 0 | 0 | 0 | 0 | 0 | 633.8488 | 1270.8669 | 1911.0701 | 9.3463 | 18.7392 | 28.1792 | 108416.4675 | 256693.9693 | 108416.4675 | 469901.1066 | 0 | 108958.5498 | 259802.2234 | 108958.5498 | 480883.4279 | 0 | 109503.3426 | 263703.7816 | 109503.3426 | 493899.7473 | 0 | 60670.4045 | 60973.7565 | 61278.6253 | 0.75 | 0.74627 | 0.74256 | 129001.9292 | 0 | 0 | 0 | 475.3866 | 7.0097 | 129646.9388 | 0 | 0 | 0 | 477.7636 | 7.0447 | 130295.1735 | 0 | 0 | 0 | 480.1524 | 7.08 | 3870057.8751 | 3889408.1644 | 3908855.2053 | 0 | 0 | 0 | 0 | 0 | 0 | 0 | 0 | 0 | 14261.5986 | 14332.9066 | 14404.5712 | 129001.9292 | 14.0544 | 388944.0415 | 0 | 0 | 0 | 0 | 0 | 0 | 0 | 0 | 0 | 475.3866 | 953.1502 | 1433.3025 | 7.0097 | 14.0544 | 21.1344
| 499 | Business | Warehouse | Envelope | Electric | 02-468 | 02-468.06 | New Construction | [02-468]_Business_Envelope_New Construction_Code plus 20%_NEW_Electric_per sf | IECC 2015 | 0.2 | ENGINEER | 1.0446 | 0 | 0 | 0 | 0.00011925 | 0 | 1.1913 | 30 | 0.476 | 0.25758 | 0.40817 | 0.12932 | 0.20492 | 1 | 1 | New Construction/Installs | 9.7776 | 0.038015 | 31.3378 | 0 | 0 | 0 | 0.12184 | 1.6077 | 0 | 0 | 0 | 0.47088 | 0 | 0 | 2.0786 | 0.49837 | 1.5802 | 4.1708 | 1.622 | 0 | 0 | 0 | 0.47127 | 0 | 0 | 2.0933 | 0.49837 | 1.5949 | 4.2003 | 1.6413 | 0 | 0 | 0 | 0.47281 | 0 | 0 | 2.1141 | 0.49837 | 1.6158 | 4.2421 | per sf | 20.0914 | 41709.6775 | 0.005 | 43787.4385 | 0 | 0 | 0 | 161.3616 | 2.3793 | 44006.3757 | 0 | 0 | 0 | 2.3912 | 44226.4076 | 0 | 0 | 0 | 2.4032 | 43787.4385 | 87793.8142 | 132020.2218 | 0 | 0 | 0 | 0 | 0 | 0 | 0 | 0 | 0 | 161.3616 | 323.5301 | 486.5094 | 2.3793 | 4.7705 | 7.1737 | 43787.4385 | 0 | 0 | 0 | 161.3616 | 2.3793 | 44006.3757 | 0 | 0 | 0 | 2.3912 | 44226.4076 | 0 | 0 | 0 | 2.4032 | 43787.4385 | 4.7705 | 132020.2218 | 0 | 0 | 0 | 0 | 0 | 0 | 0 | 0 | 0 | 161.3616 | 323.5301 | 486.5094 | 2.3793 | 4.7705 | 7.1737 | 9067.6576 | 37819.0214 | 9067.6576 | 69777.6144 | 12607.9501 | 9199.4817 | 38640.2269 | 9199.4817 | 72085.3128 | 12791.2423 | 9347.3974 | 39652.8537 | 9347.3974 | 74851.7313 | 12996.9089 | 18194.6699 | 18459.1808 | 18755.9805 | 0.43405 | 0.43189 | 0.42974 | 19006.0044 | 0 | 0 | 0 | 70.0393 | 1.0327 | 19282.3105 | 0 | 0 | 0 | 71.0575 | 1.0478 | 19592.345 | 0 | 0 | 0 | 72.2 | 1.0646 | 570180.1334 | 578469.3136 | 587770.3488 | 0 | 0 | 0 | 0 | 0 | 0 | 0 | 0 | 0 | 2101.1779 | 2131.7245 | 2165.9999 | 19006.0044 | 2.0805 | 57880.6599 | 0 | 0 | 0 | 0 | 0 | 0 | 0 | 0 | 0 | 70.0393 | 141.0967 | 213.2967 | 1.0327 | 2.0805 | 3.1451 | 1 | 1 | 1 | 1 | 1 | 1 | 1 | 0.89349 | 1.1851 | 2.3264 | 0.89349 | 1.1998 | 2.3428 | 0.89349 | 1.2207 | 2.3662 | 43787.4385 | 0 | 0 | 0 | 161.3616 | 2.3793 | 44006.3757 | 0 | 0 | 0 | 2.3912 | 44226.4076 | 0 | 0 | 0 | 2.4032 | 43787.4385 | 4.7705 | 132020.2218 | 0 | 0 | 0 | 0 | 0 | 0 | 0 | 0 | 0 | 161.3616 | 323.5301 | 486.5094 | 2.3793 | 4.7705 | 7.1737 | 25831.4534 | 60093.3732 | 25831.4534 | 110874.6886 | 8610.4845 | 26026.4477 | 60975.2759 | 26026.4477 | 113752.4851 | 8675.4826 | 26234.8645 | 62076.2016 | 26234.8645 | 117179.7418 | 8744.9548 | 28910.8244 | 29129.0641 | 29362.3262 | 0.6897 | 0.68626 | 0.68285 | 30200.0125 | 0 | 0 | 0 | 111.2904 | 1.641 | 30427.9838 | 0 | 0 | 0 | 112.1305 | 1.6534 | 30671.6476 | 0 | 0 | 0 | 113.0285 | 1.6666 | 906000.3736 | 912839.5154 | 920149.4281 | 0 | 0 | 0 | 0 | 0 | 0 | 0 | 0 | 0 | 3338.7133 | 3363.9163 | 3390.8542 | 30200.0125 | 3.2944 | 91299.6439 | 0 | 0 | 0 | 0 | 0 | 0 | 0 | 0 | 0 | 111.2904 | 223.421 | 336.4495 | 1.641 | 3.2944 | 4.961 | 1.1913 | 0.88726 | 1.7448 | 1.1913 | 0.90196 | 1.7571 | 1.1913 | 0.92283 | 1.7746 | 43787.4385 | 0 | 0 | 0 | 161.3616 | 2.3793 | 44006.3757 | 0 | 0 | 0 | 2.3912 | 44226.4076 | 0 | 0 | 0 | 2.4032 | 43787.4385 | 4.7705 | 132020.2218 | 0 | 0 | 0 | 0 | 0 | 0 | 0 | 0 | 0 | 161.3616 | 323.5301 | 486.5094 | 2.3793 | 4.7705 | 7.1737 | 39950.2944 | 69704.2065 | 39950.2944 | 128607.0624 | 0 | 40150.0459 | 70548.2403 | 40150.0459 | 131611.3383 | 0 | 40350.7961 | 71607.6927 | 40350.7961 | 135172.1065 | 0 | 33534.5807 | 33702.2536 | 33870.7649 | 0.8 | 0.79602 | 0.79206 | 35029.9508 | 0 | 0 | 0 | 129.0893 | 1.9035 | 35205.1006 | 0 | 0 | 0 | 129.7348 | 1.913 | 35381.1261 | 0 | 0 | 0 | 130.3834 | 1.9225 | 1050898.524 | 1056153.0166 | 1061433.7817 | 0 | 0 | 0 | 0 | 0 | 0 | 0 | 0 | 0 | 3872.6793 | 3892.0427 | 3911.5029 | 35029.9508 | 3.8164 | 105616.1774 | 0 | 0 | 0 | 0 | 0 | 0 | 0 | 0 | 0 | 129.0893 | 258.8241 | 389.2075 | 1.9035 | 3.8164 | 5.739
| 500 | Business | Lodging | Envelope | Electric | 02-468 | 02-468.07 | New Construction | [02-468]_Business_Envelope_New Construction_Code plus 20%_NEW_Electric_per sf | IECC 2015 | 0.2 | ENGINEER | 1.529 | 0 | 0 | 0 | 0.00017455 | 0 | 0.51624 | 30 | 0.476 | 0.25758 | 0.40817 | 0.12932 | 0.20492 | 1 | 1 | New Construction/Installs | 2.8946 | 0.011254 | 45.8709 | 0 | 0 | 0 | 0.17835 | 2.3533 | 0 | 0 | 0 | 0.68925 | 0 | 0 | 3.0425 | 0.17751 | 2.865 | 17.1404 | 2.3742 | 0 | 0 | 0 | 0.68982 | 0 | 0 | 3.0641 | 0.17751 | 2.8865 | 17.2616 | 2.4025 | 0 | 0 | 0 | 0.69208 | 0 | 0 | 3.0946 | 0.17751 | 2.9171 | 17.4337 | per sf | 23.6856 | 67906.5476 | 0.005 | 104350.2056 | 0 | 0 | 0 | 384.5422 | 5.6702 | 104871.9567 | 0 | 0 | 0 | 5.6985 | 105396.3164 | 0 | 0 | 0 | 5.727 | 104350.2056 | 209222.1623 | 314618.4788 | 0 | 0 | 0 | 0 | 0 | 0 | 0 | 0 | 0 | 384.5422 | 771.0072 | 1159.4045 | 5.6702 | 11.3687 | 17.0957 | 104350.2056 | 0 | 0 | 0 | 384.5422 | 5.6702 | 104871.9567 | 0 | 0 | 0 | 5.6985 | 105396.3164 | 0 | 0 | 0 | 5.727 | 104350.2056 | 11.3687 | 314618.4788 | 0 | 0 | 0 | 0 | 0 | 0 | 0 | 0 | 0 | 384.5422 | 771.0072 | 1159.4045 | 5.6702 | 11.3687 | 17.0957 | 7269.0765 | 124594.6241 | 7269.0765 | 227848.3918 | 13871.3356 | 7334.2258 | 126600.5161 | 7334.2258 | 234101.9065 | 13995.6578 | 7405.0784 | 129097.6375 | 7405.0784 | 241563.4207 | 14130.8635 | 40950.9751 | 41317.9992 | 41717.1537 | 0.60005 | 0.59706 | 0.59409 | 62615.2103 | 0 | 0 | 0 | 230.7441 | 3.4024 | 63176.4007 | 0 | 0 | 0 | 232.8121 | 3.4329 | 63786.7192 | 0 | 0 | 0 | 235.0612 | 3.466 | 1878456.3101 | 1895292.02 | 1913601.5768 | 0 | 0 | 0 | 0 | 0 | 0 | 0 | 0 | 0 | 6922.3228 | 6984.3643 | 7051.8371 | 62615.2103 | 6.8353 | 189578.3302 | 0 | 0 | 0 | 0 | 0 | 0 | 0 | 0 | 0 | 230.7441 | 463.5562 | 698.6175 | 3.4024 | 6.8353 | 10.3013 | 1 | 1 | 1 | 1 | 1 | 1 | 1 | 0.38718 | 2.6554 | 7.8582 | 0.38718 | 2.6769 | 7.9138 | 0.38718 | 2.7074 | 7.9927 | 104350.2056 | 0 | 0 | 0 | 384.5422 | 5.6702 | 104871.9567 | 0 | 0 | 0 | 5.6985 | 105396.3164 | 0 | 0 | 0 | 5.727 | 104350.2056 | 11.3687 | 314618.4788 | 0 | 0 | 0 | 0 | 0 | 0 | 0 | 0 | 0 | 384.5422 | 771.0072 | 1159.4045 | 5.6702 | 11.3687 | 17.0957 | 20191.1666 | 158666.779 | 20191.1666 | 290156.7437 | 6730.3889 | 20308.6407 | 160718.7646 | 20308.6407 | 297191.2783 | 6769.5469 | 20429.7175 | 163288.4709 | 20429.7175 | 305540.228 | 6809.9058 | 52149.5961 | 52453.0073 | 52765.7234 | 0.76414 | 0.76034 | 0.75656 | 79738.2215 | 0 | 0 | 0 | 293.8443 | 4.3328 | 80202.146 | 0 | 0 | 0 | 295.5539 | 4.358 | 80680.2979 | 0 | 0 | 0 | 297.316 | 4.384 | 2392146.6459 | 2406064.3792 | 2420408.9356 | 0 | 0 | 0 | 0 | 0 | 0 | 0 | 0 | 0 | 8815.3295 | 8866.6179 | 8919.4792 | 79738.2215 | 8.6908 | 240620.6654 | 0 | 0 | 0 | 0 | 0 | 0 | 0 | 0 | 0 | 293.8443 | 589.3982 | 886.7142 | 4.3328 | 8.6908 | 13.0748 | 0.51624 | 2.5263 | 5.8937 | 0.51624 | 2.5478 | 5.9354 | 0.51624 | 2.5784 | 5.9945 | 104350.2056 | 0 | 0 | 0 | 384.5422 | 5.6702 | 104871.9567 | 0 | 0 | 0 | 5.6985 | 105396.3164 | 0 | 0 | 0 | 5.727 | 104350.2056 | 11.3687 | 314618.4788 | 0 | 0 | 0 | 0 | 0 | 0 | 0 | 0 | 0 | 384.5422 | 771.0072 | 1159.4045 | 5.6702 | 11.3687 | 17.0957 | 28184.9261 | 166112.6692 | 28184.9261 | 303773.1747 | 0 | 28325.8507 | 168124.0931 | 28325.8507 | 310884.7574 | 0 | 28467.48 | 170648.8826 | 28467.48 | 319312.7979 | 0 | 54596.8643 | 54869.8486 | 55144.1978 | 0.8 | 0.79602 | 0.79206 | 83480.1645 | 0 | 0 | 0 | 307.6338 | 4.5361 | 83897.5653 | 0 | 0 | 0 | 309.172 | 4.5588 | 84317.0532 | 0 | 0 | 0 | 310.7178 | 4.5816 | 2504404.9353 | 2516926.96 | 2529511.5948 | 0 | 0 | 0 | 0 | 0 | 0 | 0 | 0 | 0 | 9229.0139 | 9275.159 | 9321.5348 | 83480.1645 | 9.095 | 251694.783 | 0 | 0 | 0 | 0 | 0 | 0 | 0 | 0 | 0 | 307.6338 | 616.8058 | 927.5236 | 4.5361 | 9.095 | 13.6766
| 501 | Business | Other Commercial | Envelope | Electric | 02-468 | 02-468.08 | New Construction | [02-468]_Business_Envelope_New Construction_Code plus 20%_NEW_Electric_per sf | IECC 2015 | 0.2 | ENGINEER | 1.4469 | 0 | 0 | 0 | 0.00016517 | 0 | 0.7545 | 30 | 0.476 | 0.25758 | 0.40817 | 0.12932 | 0.20492 | 1 | 1 | New Construction/Installs | 4.4708 | 0.017382 | 43.4061 | 0 | 0 | 0 | 0.16876 | 2.2268 | 0 | 0 | 0 | 0.65221 | 0 | 0 | 2.8791 | 0.31563 | 2.5634 | 9.1215 | 2.2467 | 0 | 0 | 0 | 0.65275 | 0 | 0 | 2.8994 | 0.31563 | 2.5838 | 9.186 | 2.2734 | 0 | 0 | 0 | 0.6549 | 0 | 0 | 2.9283 | 0.31563 | 2.6127 | 9.2776 | per sf | 5.5112 | 20942.5451 | 0.005 | 30452.6801 | 0 | 0 | 0 | 112.2216 | 1.6547 | 30604.9435 | 0 | 0 | 0 | 1.663 | 30757.9682 | 0 | 0 | 0 | 1.6713 | 30452.6801 | 61057.6236 | 91815.5919 | 0 | 0 | 0 | 0 | 0 | 0 | 0 | 0 | 0 | 112.2216 | 225.0042 | 338.3508 | 1.6547 | 3.3177 | 4.9891 | 30452.6801 | 0 | 0 | 0 | 112.2216 | 1.6547 | 30604.9435 | 0 | 0 | 0 | 1.663 | 30757.9682 | 0 | 0 | 0 | 1.6713 | 30452.6801 | 3.3177 | 91815.5919 | 0 | 0 | 0 | 0 | 0 | 0 | 0 | 0 | 0 | 112.2216 | 225.0042 | 338.3508 | 1.6547 | 3.3177 | 4.9891 | 3866.2967 | 35266.4182 | 3866.2967 | 65178.2294 | 5375.8178 | 3902.9841 | 35852.8838 | 3902.9841 | 66999.7063 | 5426.8291 | 3943.0785 | 36582.2298 | 3943.0785 | 69174.5019 | 5482.5777 | 12249.3176 | 12365.5517 | 12492.5802 | 0.58199 | 0.5791 | 0.57621 | 17723.19 | 0 | 0 | 0 | 65.3119 | 0.96304 | 17891.3659 | 0 | 0 | 0 | 65.9317 | 0.97218 | 18075.1597 | 0 | 0 | 0 | 66.609 | 0.98217 | 531695.6991 | 536740.9757 | 542254.7918 | 0 | 0 | 0 | 0 | 0 | 0 | 0 | 0 | 0 | 1959.3585 | 1977.9509 | 1998.2699 | 17723.19 | 1.9352 | 53689.7156 | 0 | 0 | 0 | 0 | 0 | 0 | 0 | 0 | 0 | 65.3119 | 131.2436 | 197.8526 | 0.96304 | 1.9352 | 2.9174 | 1 | 1 | 1 | 1 | 1 | 1 | 1 | 0.56588 | 2.3132 | 5.0878 | 0.56588 | 2.3335 | 5.1238 | 0.56588 | 2.3624 | 5.1748 | 30452.6801 | 0 | 0 | 0 | 112.2216 | 1.6547 | 30604.9435 | 0 | 0 | 0 | 1.663 | 30757.9682 | 0 | 0 | 0 | 1.6713 | 30452.6801 | 3.3177 | 91815.5919 | 0 | 0 | 0 | 0 | 0 | 0 | 0 | 0 | 0 | 112.2216 | 225.0042 | 338.3508 | 1.6547 | 3.3177 | 4.9891 | 8887.9238 | 45219.8449 | 8887.9238 | 83573.8239 | 2962.6413 | 8943.2847 | 45823.3608 | 8943.2847 | 85631.9323 | 2981.0949 | 9000.9275 | 46578.4016 | 9000.9275 | 88076.5814 | 3000.3092 | 15706.5069 | 15804.3392 | 15906.2042 | 0.74625 | 0.74254 | 0.73884 | 22725.2991 | 0 | 0 | 0 | 83.7453 | 1.2348 | 22866.8499 | 0 | 0 | 0 | 84.2669 | 1.2425 | 23014.2355 | 0 | 0 | 0 | 84.81 | 1.2505 | 681758.9726 | 686005.4981 | 690427.0641 | 0 | 0 | 0 | 0 | 0 | 0 | 0 | 0 | 0 | 2512.3585 | 2528.0074 | 2544.3014 | 22725.2991 | 2.4774 | 68606.3845 | 0 | 0 | 0 | 0 | 0 | 0 | 0 | 0 | 0 | 83.7453 | 168.0122 | 252.8222 | 1.2348 | 2.4774 | 3.7279 | 0.7545 | 2.1246 | 3.8158 | 0.7545 | 2.1449 | 3.8428 | 0.7545 | 2.1738 | 3.8811 | 30452.6801 | 0 | 0 | 0 | 112.2216 | 1.6547 | 30604.9435 | 0 | 0 | 0 | 1.663 | 30757.9682 | 0 | 0 | 0 | 1.6713 | 30452.6801 | 3.3177 | 91815.5919 | 0 | 0 | 0 | 0 | 0 | 0 | 0 | 0 | 0 | 112.2216 | 225.0042 | 338.3508 | 1.6547 | 3.3177 | 4.9891 | 12704.1308 | 48476.9143 | 12704.1308 | 89593.432 | 0 | 12767.6515 | 49063.9112 | 12767.6515 | 91687.6774 | 0 | 12831.4897 | 49800.7244 | 12831.4897 | 94169.774 | 0 | 16837.8063 | 16921.9953 | 17006.6053 | 0.8 | 0.79602 | 0.79206 | 24362.1441 | 0 | 0 | 0 | 89.7772 | 1.3238 | 24483.9548 | 0 | 0 | 0 | 90.2261 | 1.3304 | 24606.3746 | 0 | 0 | 0 | 90.6773 | 1.3371 | 730864.3227 | 734518.6443 | 738191.2375 | 0 | 0 | 0 | 0 | 0 | 0 | 0 | 0 | 0 | 2693.3172 | 2706.7838 | 2720.3178 | 24362.1441 | 2.6542 | 73452.4735 | 0 | 0 | 0 | 0 | 0 | 0 | 0 | 0 | 0 | 89.7772 | 180.0034 | 270.6806 | 1.3238 | 2.6542 | 3.9913
| 502 | Business | Food Sales | Envelope | Electric | 02-468 | 02-468.09 | New Construction | [02-468]_Business_Envelope_New Construction_Code plus 20%_NEW_Electric_per sf | IECC 2015 | 0.2 | ENGINEER | 9.5832 | 0 | 0 | 0 | 0.001094 | 0 | 1.1913 | 30 | 0.476 | 0.25758 | 0.40817 | 0.12932 | 0.20492 | 1 | 1 | New Construction/Installs | 1.0658 | 0.0041438 | 287.4963 | 0 | 0 | 0 | 1.1178 | 14.7492 | 0 | 0 | 0 | 4.3199 | 0 | 0 | 19.0691 | 0.40963 | 18.6595 | 46.5519 | 14.8806 | 0 | 0 | 0 | 4.3234 | 0 | 0 | 19.204 | 0.40963 | 18.7944 | 46.8812 | 15.0578 | 0 | 0 | 0 | 4.3377 | 0 | 0 | 19.3954 | 0.40963 | 18.9858 | 47.3485 | per sf | 2.0487 | 3679.4612 | 0.005 | 35437.3581 | 0 | 0 | 0 | 130.5907 | 1.9256 | 35614.5449 | 0 | 0 | 0 | 1.9352 | 35792.6176 | 0 | 0 | 0 | 1.9449 | 35437.3581 | 71051.903 | 106844.5206 | 0 | 0 | 0 | 0 | 0 | 0 | 0 | 0 | 0 | 130.5907 | 261.8343 | 393.7341 | 1.9256 | 3.8608 | 5.8057 | 35437.3581 | 0 | 0 | 0 | 130.5907 | 1.9256 | 35614.5449 | 0 | 0 | 0 | 1.9352 | 35792.6176 | 0 | 0 | 0 | 1.9449 | 35437.3581 | 3.8608 | 106844.5206 | 0 | 0 | 0 | 0 | 0 | 0 | 0 | 0 | 0 | 130.5907 | 261.8343 | 393.7341 | 1.9256 | 3.8608 | 5.8057 | 928.1557 | 43207.4332 | 928.1557 | 79072.5221 | 1771.1686 | 935.0701 | 43837.2129 | 935.0701 | 81119.6205 | 1784.3631 | 942.439 | 44623.0682 | 942.439 | 83556.1324 | 1798.4248 | 2265.8333 | 2282.7129 | 2300.7019 | 0.61274 | 0.60969 | 0.60666 | 21713.9587 | 0 | 0 | 0 | 80.0184 | 1.1799 | 21875.7191 | 0 | 0 | 0 | 80.6145 | 1.1887 | 22048.1116 | 0 | 0 | 0 | 81.2498 | 1.198 | 651418.7601 | 656271.5732 | 661443.3487 | 0 | 0 | 0 | 0 | 0 | 0 | 0 | 0 | 0 | 2400.5514 | 2418.4346 | 2437.4931 | 21713.9587 | 2.3686 | 65637.7894 | 0 | 0 | 0 | 0 | 0 | 0 | 0 | 0 | 0 | 80.0184 | 160.6329 | 241.8826 | 1.1799 | 2.3686 | 3.5666 | 1 | 1 | 1 | 1 | 1 | 1 | 1 | 0.89349 | 18.1756 | 21.3423 | 0.89349 | 18.3105 | 21.4933 | 0.89349 | 18.5019 | 21.7075 | 35437.3581 | 0 | 0 | 0 | 130.5907 | 1.9256 | 35614.5449 | 0 | 0 | 0 | 1.9352 | 35792.6176 | 0 | 0 | 0 | 1.9449 | 35437.3581 | 3.8608 | 106844.5206 | 0 | 0 | 0 | 0 | 0 | 0 | 0 | 0 | 0 | 130.5907 | 261.8343 | 393.7341 | 1.9256 | 3.8608 | 5.8057 | 2421.7763 | 51686.3853 | 2421.7763 | 94589.5773 | 807.2588 | 2434.8915 | 52333.8754 | 2434.8915 | 96842.4731 | 811.6305 | 2448.2555 | 53145.616 | 2448.2555 | 99514.4958 | 816.0852 | 2710.4766 | 2725.1553 | 2740.1124 | 0.73299 | 0.72934 | 0.72571 | 25975.0684 | 0 | 0 | 0 | 95.721 | 1.4114 | 26115.7378 | 0 | 0 | 0 | 96.2394 | 1.4191 | 26259.0746 | 0 | 0 | 0 | 96.7676 | 1.4269 | 779252.0528 | 783472.1332 | 787772.2368 | 0 | 0 | 0 | 0 | 0 | 0 | 0 | 0 | 0 | 2871.6315 | 2887.1829 | 2903.0293 | 25975.0684 | 2.8305 | 78349.8808 | 0 | 0 | 0 | 0 | 0 | 0 | 0 | 0 | 0 | 95.721 | 191.9605 | 288.7281 | 1.4114 | 2.8305 | 4.2574 | 1.1913 | 17.8778 | 16.0068 | 1.1913 | 18.0127 | 16.12 | 1.1913 | 18.2041 | 16.2807 | 35437.3581 | 0 | 0 | 0 | 130.5907 | 1.9256 | 35614.5449 | 0 | 0 | 0 | 1.9352 | 35792.6176 | 0 | 0 | 0 | 1.9449 | 35437.3581 | 3.8608 | 106844.5206 | 0 | 0 | 0 | 0 | 0 | 0 | 0 | 0 | 0 | 130.5907 | 261.8343 | 393.7341 | 1.9256 | 3.8608 | 5.8057 | 3303.9895 | 52886.1632 | 3303.9895 | 96785.2519 | 0 | 3320.5094 | 53526.5508 | 3320.5094 | 99049.4879 | 0 | 3337.112 | 54330.3813 | 3337.112 | 101732.9539 | 0 | 2773.3939 | 2787.2609 | 2801.1972 | 0.75 | 0.74627 | 0.74256 | 26578.0186 | 0 | 0 | 0 | 97.943 | 1.4442 | 26710.9087 | 0 | 0 | 0 | 98.4327 | 1.4514 | 26844.4632 | 0 | 0 | 0 | 98.9249 | 1.4587 | 797340.5571 | 801327.2599 | 805333.8962 | 0 | 0 | 0 | 0 | 0 | 0 | 0 | 0 | 0 | 2938.2897 | 2952.9811 | 2967.746 | 26578.0186 | 2.8956 | 80133.3904 | 0 | 0 | 0 | 0 | 0 | 0 | 0 | 0 | 0 | 97.943 | 196.3757 | 295.3006 | 1.4442 | 2.8956 | 4.3543
| 503 | Business | Manufacturing/Industrial | Envelope | Electric | 02-468 | 02-468.10 | New Construction | [02-468]_Business_Envelope_New Construction_Code plus 20%_NEW_Electric_per sf | IECC 2015 | 0.2 | ENGINEER | 5.3875 | 0 | 0 | 0 | 0.00061501 | 0 | 0.51624 | 30 | 0.476 | 0.25758 | 0.40817 | 0.12932 | 0.20492 | 1 | 1 | New Construction/Installs | 0.82152 | 0.0031941 | 161.6236 | 0 | 0 | 0 | 0.62839 | 8.2917 | 0 | 0 | 0 | 2.4285 | 0 | 0 | 10.7202 | 0.17751 | 10.5427 | 60.3932 | 8.3655 | 0 | 0 | 0 | 2.4305 | 0 | 0 | 10.796 | 0.17751 | 10.6185 | 60.8204 | 8.4651 | 0 | 0 | 0 | 2.4385 | 0 | 0 | 10.9036 | 0.17751 | 10.7261 | 61.4266 | per sf | 0 | 0 | 0.005 | 0 | 0 | 0 | 0 | 0 | 0 | 0 | 0 | 0 | 0 | 0 | 0 | 0 | 0 | 0 | 0 | 0 | 0 | 0 | 0 | 0 | 0 | 0 | 0 | 0 | 0 | 0 | 0 | 0 | 0 | 0 | 0 | 0 | 0 | 0 | 0 | 0 | 0 | 0 | 0 | 0 | 0 | 0 | 0 | 0 | 0 | 0 | 0 | 0 | 0 | 0 | 0 | 0 | 0 | 0 | 0 | 0 | 0 | 0 | 0 | 0 | 0 | 0 | 0 | 0 | 0 | 0 | 0 | 0 | 0 | 0 | 0 | 0 | 0 | 0 | 0 | 0 | 0 | 0 | 0 | 0 | 0 | 0 | 0 | 0 | 0 | #NUM! | #NUM! | #NUM! | 0 | 0 | 0 | 0 | 0 | 0 | 0 | 0 | 0 | 0 | 0 | 0 | 0 | 0 | 0 | 0 | 0 | 0 | 0 | 0 | 0 | 0 | 0 | 0 | 0 | 0 | 0 | 0 | 0 | 0 | 0 | 0 | 0 | 0 | 0 | 0 | 0 | 0 | 0 | 0 | 0 | 0 | 0 | 0 | 0 | 0 | 0 | 0 | 0 | 0 | 0 | 1 | 1 | 1 | 1 | 1 | 1 | 1 | 0.38718 | 10.333 | 27.6881 | 0.38718 | 10.4089 | 27.8839 | 0.38718 | 10.5165 | 28.1618 | 0 | 0 | 0 | 0 | 0 | 0 | 0 | 0 | 0 | 0 | 0 | 0 | 0 | 0 | 0 | 0 | 0 | 0 | 0 | 0 | 0 | 0 | 0 | 0 | 0 | 0 | 0 | 0 | 0 | 0 | 0 | 0 | 0 | 0 | 0 | 0 | 0 | 0 | 0 | 0 | 0 | 0 | 0 | 0 | 0 | 0 | 0 | 0 | 0 | 0 | 0 | 0 | #NUM! | #NUM! | #NUM! | 0 | 0 | 0 | 0 | 0 | 0 | 0 | 0 | 0 | 0 | 0 | 0 | 0 | 0 | 0 | 0 | 0 | 0 | 0 | 0 | 0 | 0 | 0 | 0 | 0 | 0 | 0 | 0 | 0 | 0 | 0 | 0 | 0 | 0 | 0 | 0 | 0 | 0 | 0 | 0 | 0 | 0 | 0 | 0 | 0 | 0 | 0 | 0 | 0 | 0 | 0 | 0.51624 | 10.204 | 20.766 | 0.51624 | 10.2798 | 20.9129 | 0.51624 | 10.3874 | 21.1214 | 0 | 0 | 0 | 0 | 0 | 0 | 0 | 0 | 0 | 0 | 0 | 0 | 0 | 0 | 0 | 0 | 0 | 0 | 0 | 0 | 0 | 0 | 0 | 0 | 0 | 0 | 0 | 0 | 0 | 0 | 0 | 0 | 0 | 0 | 0 | 0 | 0 | 0 | 0 | 0 | 0 | 0 | 0 | 0 | 0 | 0 | 0 | 0 | 0 | 0 | 0 | 0 | #NUM! | #NUM! | #NUM! | 0 | 0 | 0 | 0 | 0 | 0 | 0 | 0 | 0 | 0 | 0 | 0 | 0 | 0 | 0 | 0 | 0 | 0 | 0 | 0 | 0 | 0 | 0 | 0 | 0 | 0 | 0 | 0 | 0 | 0 | 0 | 0 | 0 | 0 | 0 | 0 | 0 | 0 | 0 | 0 | 0 | 0 | 0 | 0 | 0 | 0 | 0 | 0 | 0 | 0 | 0
| 504 | Business | Office | Envelope | Gas | 02-474 | 02-474.01 | New Construction | [02-474]_Business_Envelope_New Construction_Code plus 10%_NEW_Gas_per sf | IECC 2015 | 0.1 | ENGINEER | 0 | 0.00312 | 0 | 0 | 0 | 0 | 0.41696 | 30 | 0.476 | 0.25758 | 0.40817 | 0.12932 | 0.20492 | 1 | 1 | New Construction/Installs | 4.2222 | #NUM! | 0 | 0.098753 | 0 | 0 | 0.098753 | 0 | 0.61471 | 0 | 0 | 0 | 0.0032918 | 0 | 0.618 | 0.1534 | 0.4646 | 4.0286 | 0 | 0.62266 | 0 | 0 | 0 | 0.0032918 | 0 | 0.62595 | 0.1534 | 0.47255 | 4.0805 | 0 | 0.63119 | 0 | 0 | 0 | 0.0032918 | 0 | 0.63448 | 0.1534 | 0.48108 | 4.1361 | per sf | 7.7702 | 190914.9902 | 0.005 | 0 | 598.6331 | 0 | 0 | 598.6331 | 0 | 0 | 601.6262 | 0 | 0 | 0 | 0 | 604.6343 | 0 | 0 | 0 | 0 | 0 | 0 | 598.6331 | 1200.2593 | 1804.8936 | 0 | 0 | 0 | 0 | 0 | 0 | 598.6331 | 1200.2593 | 1804.8936 | 0 | 0 | 0 | 0 | 598.6331 | 0 | 0 | 598.6331 | 0 | 0 | 601.6262 | 0 | 0 | 0 | 0 | 604.6343 | 0 | 0 | 0 | 0 | 0 | 0 | 598.6331 | 1200.2593 | 1804.8936 | 0 | 0 | 0 | 0 | 0 | 0 | 598.6331 | 1200.2593 | 1804.8936 | 0 | 0 | 0 | 3953.8905 | 15928.7638 | 3953.8905 | 11707.611 | 6793.1773 | 4003.9088 | 16337.9137 | 4003.9088 | 11911.9735 | 6879.1137 | 4054.2976 | 16768.9786 | 4054.2976 | 12127.7074 | 6965.6867 | 25774.7725 | 26100.8338 | 26429.3103 | 0.13433 | 0.13367 | 0.133 | 0 | 80.4173 | 0 | 0 | 80.4173 | 0 | 0 | 81.4346 | 0 | 0 | 81.4346 | 0 | 0 | 82.4594 | 0 | 0 | 82.4594 | 0 | 0 | 0 | 0 | 2412.5187 | 2443.0381 | 2473.7835 | 0 | 0 | 0 | 0 | 0 | 0 | 2412.5187 | 2443.0381 | 2473.7835 | 0 | 0 | 0 | 80.4173 | 161.8519 | 244.3113 | 0 | 0 | 0 | 0 | 0 | 0 | 80.4173 | 161.8519 | 244.3113 | 0 | 0 | 0 | 1 | 1 | 1 | 1 | 1 | 1 | 1 | 0.31272 | 0.30528 | 1.9762 | 0.31272 | 0.31323 | 2.0016 | 0.31272 | 0.32176 | 2.0289 | 0 | 598.6331 | 0 | 0 | 598.6331 | 0 | 0 | 601.6262 | 0 | 0 | 0 | 0 | 604.6343 | 0 | 0 | 0 | 0 | 0 | 0 | 598.6331 | 1200.2593 | 1804.8936 | 0 | 0 | 0 | 0 | 0 | 0 | 598.6331 | 1200.2593 | 1804.8936 | 0 | 0 | 0 | 32092.9112 | 63422.0005 | 32092.9112 | 46615.0491 | 10697.6371 | 32305.9493 | 64664.8556 | 32305.9493 | 47147.1488 | 10768.6498 | 32530.4242 | 66001.5442 | 32530.4242 | 47733.8207 | 10843.4747 | 102624.8898 | 103306.131 | 104023.9441 | 0.53487 | 0.53221 | 0.52956 | 0 | 320.1897 | 0 | 0 | 320.1897 | 0 | 0 | 322.3151 | 0 | 0 | 322.3151 | 0 | 0 | 324.5547 | 0 | 0 | 324.5547 | 0 | 0 | 0 | 0 | 9605.6898 | 9669.454 | 9736.6413 | 0 | 0 | 0 | 0 | 0 | 0 | 9605.6898 | 9669.454 | 9736.6413 | 0 | 0 | 0 | 320.1897 | 642.5048 | 967.0595 | 0 | 0 | 0 | 0 | 0 | 0 | 320.1897 | 642.5048 | 967.0595 | 0 | 0 | 0 | 0.41696 | 0.20104 | 1.4821 | 0.41696 | 0.20899 | 1.5012 | 0.41696 | 0.21752 | 1.5217 | 0 | 598.6331 | 0 | 0 | 598.6331 | 0 | 0 | 601.6262 | 0 | 0 | 0 | 0 | 604.6343 | 0 | 0 | 0 | 0 | 0 | 0 | 598.6331 | 1200.2593 | 1804.8936 | 0 | 0 | 0 | 0 | 0 | 0 | 598.6331 | 1200.2593 | 1804.8936 | 0 | 0 | 0 | 64001.6581 | 94860.0418 | 64001.6581 | 69721.9493 | 0 | 64321.6664 | 96561.5782 | 64321.6664 | 70403.0506 | 0 | 64643.2747 | 98366.8993 | 64643.2747 | 71141.1831 | 0 | 153495.6521 | 154263.1304 | 155034.446 | 0.8 | 0.79602 | 0.79206 | 0 | 478.9064 | 0 | 0 | 478.9064 | 0 | 0 | 481.301 | 0 | 0 | 481.301 | 0 | 0 | 483.7075 | 0 | 0 | 483.7075 | 0 | 0 | 0 | 0 | 14367.1932 | 14439.0292 | 14511.2243 | 0 | 0 | 0 | 0 | 0 | 0 | 14367.1932 | 14439.0292 | 14511.2243 | 0 | 0 | 0 | 478.9064 | 960.2074 | 1443.9149 | 0 | 0 | 0 | 0 | 0 | 0 | 478.9064 | 960.2074 | 1443.9149 | 0 | 0 | 0
| 505 | Business | Retail | Envelope | Gas | 02-474 | 02-474.02 | New Construction | [02-474]_Business_Envelope_New Construction_Code plus 10%_NEW_Gas_per sf | IECC 2015 | 0.1 | ENGINEER | 0 | 0.0024207 | 0 | 0 | 0 | 0 | 0.59566 | 30 | 0.476 | 0.25758 | 0.40817 | 0.12932 | 0.20492 | 1 | 1 | New Construction/Installs | 7.7744 | #NUM! | 0 | 0.076618 | 0 | 0 | 0.076618 | 0 | 0.47692 | 0 | 0 | 0 | 0.0025539 | 0 | 0.47947 | 0.21915 | 0.26033 | 2.1879 | 0 | 0.48309 | 0 | 0 | 0 | 0.0025539 | 0 | 0.48565 | 0.21915 | 0.2665 | 2.2161 | 0 | 0.48971 | 0 | 0 | 0 | 0.0025539 | 0 | 0.49227 | 0.21915 | 0.27312 | 2.2463 | per sf | 11.2365 | 96285.1475 | 0.005 | 0 | 234.2386 | 0 | 0 | 234.2386 | 0 | 0 | 235.4098 | 0 | 0 | 0 | 0 | 236.5868 | 0 | 0 | 0 | 0 | 0 | 0 | 234.2386 | 469.6484 | 706.2352 | 0 | 0 | 0 | 0 | 0 | 0 | 234.2386 | 469.6484 | 706.2352 | 0 | 0 | 0 | 0 | 234.2386 | 0 | 0 | 234.2386 | 0 | 0 | 235.4098 | 0 | 0 | 0 | 0 | 236.5868 | 0 | 0 | 0 | 0 | 0 | 0 | 234.2386 | 469.6484 | 706.2352 | 0 | 0 | 0 | 0 | 0 | 0 | 234.2386 | 469.6484 | 706.2352 | 0 | 0 | 0 | 245.4673 | 537.066 | 245.4673 | 395.8566 | 421.7373 | 249.1844 | 552.2171 | 249.1844 | 403.7579 | 428.1237 | 253.5759 | 569.6074 | 253.5759 | 413.1157 | 435.6687 | 1120.1131 | 1137.0751 | 1157.1144 | 0.011575 | 0.011518 | 0.011461 | 0 | 2.7114 | 0 | 0 | 2.7114 | 0 | 0 | 2.7525 | 0 | 0 | 2.7525 | 0 | 0 | 2.801 | 0 | 0 | 2.801 | 0 | 0 | 0 | 0 | 81.3423 | 82.574 | 84.0293 | 0 | 0 | 0 | 0 | 0 | 0 | 81.3423 | 82.574 | 84.0293 | 0 | 0 | 0 | 2.7114 | 5.4639 | 8.2649 | 0 | 0 | 0 | 0 | 0 | 0 | 2.7114 | 5.4639 | 8.2649 | 0 | 0 | 0 | 1 | 1 | 1 | 1 | 1 | 1 | 1 | 0.44674 | 0.032731 | 1.0733 | 0.44674 | 0.038903 | 1.0871 | 0.44674 | 0.045522 | 1.1019 | 0 | 234.2386 | 0 | 0 | 234.2386 | 0 | 0 | 235.4098 | 0 | 0 | 0 | 0 | 236.5868 | 0 | 0 | 0 | 0 | 0 | 0 | 234.2386 | 469.6484 | 706.2352 | 0 | 0 | 0 | 0 | 0 | 0 | 234.2386 | 469.6484 | 706.2352 | 0 | 0 | 0 | 11424.4008 | 12261.4207 | 11424.4008 | 9037.557 | 3808.1336 | 11532.3525 | 12536.614 | 11532.3525 | 9166.2442 | 3844.1175 | 11650.1203 | 12837.23 | 11650.1203 | 9310.3813 | 3883.3734 | 25572.6102 | 25814.2516 | 26077.8654 | 0.26427 | 0.26296 | 0.26165 | 0 | 61.9025 | 0 | 0 | 61.9025 | 0 | 0 | 62.4874 | 0 | 0 | 62.4874 | 0 | 0 | 63.1255 | 0 | 0 | 63.1255 | 0 | 0 | 0 | 0 | 1857.0749 | 1874.6228 | 1893.7663 | 0 | 0 | 0 | 0 | 0 | 0 | 1857.0749 | 1874.6228 | 1893.7663 | 0 | 0 | 0 | 61.9025 | 124.3899 | 187.5155 | 0 | 0 | 0 | 0 | 0 | 0 | 61.9025 | 124.3899 | 187.5155 | 0 | 0 | 0 | 0.59566 | -0.11618 | 0.80495 | 0.59566 | -0.11001 | 0.81531 | 0.59566 | -0.10339 | 0.82642 | 0 | 234.2386 | 0 | 0 | 234.2386 | 0 | 0 | 235.4098 | 0 | 0 | 0 | 0 | 236.5868 | 0 | 0 | 0 | 0 | 0 | 0 | 234.2386 | 469.6484 | 706.2352 | 0 | 0 | 0 | 0 | 0 | 0 | 234.2386 | 469.6484 | 706.2352 | 0 | 0 | 0 | 43229.8504 | 34797.8459 | 43229.8504 | 25648.5379 | 0 | 43445.9996 | 35422.0265 | 43445.9996 | 25899.0939 | 0 | 43663.2296 | 36084.2789 | 43663.2296 | 26170.6299 | 0 | 72574.9299 | 72937.8045 | 73302.4936 | 0.75 | 0.74627 | 0.74256 | 0 | 175.6789 | 0 | 0 | 175.6789 | 0 | 0 | 176.5573 | 0 | 0 | 176.5573 | 0 | 0 | 177.4401 | 0 | 0 | 177.4401 | 0 | 0 | 0 | 0 | 5270.3685 | 5296.7203 | 5323.2039 | 0 | 0 | 0 | 0 | 0 | 0 | 5270.3685 | 5296.7203 | 5323.2039 | 0 | 0 | 0 | 175.6789 | 352.2363 | 529.6764 | 0 | 0 | 0 | 0 | 0 | 0 | 175.6789 | 352.2363 | 529.6764 | 0 | 0 | 0
| 506 | Business | Food Service | Envelope | Gas | 02-474 | 02-474.03 | New Construction | [02-474]_Business_Envelope_New Construction_Code plus 10%_NEW_Gas_per sf | IECC 2015 | 0.1 | ENGINEER | 0 | 0.0059742 | 0 | 0 | 0 | 0 | 0.35739 | 30 | 0.476 | 0.25758 | 0.40817 | 0.12932 | 0.20492 | 1 | 1 | New Construction/Installs | 1.8901 | #NUM! | 0 | 0.18909 | 0 | 0 | 0.18909 | 0 | 1.177 | 0 | 0 | 0 | 0.0063031 | 0 | 1.42 | 0.13149 | 1.2885 | 10.7996 | 0 | 1.1923 | 0 | 0 | 0 | 0.0063031 | 0 | 1.4383 | 0.13149 | 1.3068 | 10.9386 | 0 | 1.2086 | 0 | 0 | 0 | 0.0063031 | 0 | 1.4579 | 0.13149 | 1.3264 | 11.0877 | per sf | 2.6175 | 4195.7753 | 0.005 | 0 | 25.1915 | 0 | 0 | 25.1915 | 0 | 0 | 25.3175 | 0 | 0 | 0 | 0 | 25.4441 | 0 | 0 | 0 | 0 | 0 | 0 | 25.1915 | 50.5091 | 75.9531 | 0 | 0 | 0 | 0 | 0 | 0 | 25.1915 | 50.5091 | 75.9531 | 0 | 0 | 0 | 0 | 25.1915 | 0 | 0 | 25.1915 | 0 | 0 | 25.3175 | 0 | 0 | 0 | 0 | 25.4441 | 0 | 0 | 0 | 0 | 0 | 0 | 25.1915 | 50.5091 | 75.9531 | 0 | 0 | 0 | 0 | 0 | 0 | 25.1915 | 50.5091 | 75.9531 | 0 | 0 | 0 | 117.7642 | 1271.8057 | 117.7642 | 907.8396 | 202.3306 | 118.9796 | 1301.4727 | 118.9796 | 921.5615 | 204.4189 | 120.3216 | 1334.0888 | 120.3216 | 937.0419 | 206.7246 | 895.6335 | 904.8772 | 915.0835 | 0.2124 | 0.21134 | 0.21029 | 0 | 5.3507 | 0 | 0 | 5.3507 | 0 | 0 | 5.4059 | 0 | 0 | 5.4059 | 0 | 0 | 5.4669 | 0 | 0 | 5.4669 | 0 | 0 | 0 | 0 | 160.5196 | 162.1763 | 164.0056 | 0 | 0 | 0 | 0 | 0 | 0 | 160.5196 | 162.1763 | 164.0056 | 0 | 0 | 0 | 5.3507 | 10.7565 | 16.2234 | 0 | 0 | 0 | 0 | 0 | 0 | 5.3507 | 10.7565 | 16.2234 | 0 | 0 | 0 | 1 | 1 | 1 | 1 | 1 | 1 | 1 | 0.26805 | 1.152 | 5.2976 | 0.26805 | 1.1702 | 5.3658 | 0.26805 | 1.1898 | 5.4389 | 0 | 25.1915 | 0 | 0 | 25.1915 | 0 | 0 | 25.3175 | 0 | 0 | 0 | 0 | 25.4441 | 0 | 0 | 0 | 0 | 0 | 0 | 25.1915 | 50.5091 | 75.9531 | 0 | 0 | 0 | 0 | 0 | 0 | 25.1915 | 50.5091 | 75.9531 | 0 | 0 | 0 | 670.6011 | 3552.5901 | 670.6011 | 2535.9078 | 223.5337 | 674.6735 | 3620.174 | 674.6735 | 2563.4138 | 224.8912 | 678.8987 | 3692.4901 | 678.8987 | 2593.5438 | 226.2996 | 2501.8119 | 2517.0046 | 2532.7676 | 0.5933 | 0.59035 | 0.58741 | 0 | 14.9462 | 0 | 0 | 14.9462 | 0 | 0 | 15.037 | 0 | 0 | 15.037 | 0 | 0 | 15.1311 | 0 | 0 | 15.1311 | 0 | 0 | 0 | 0 | 448.3864 | 451.1094 | 453.9345 | 0 | 0 | 0 | 0 | 0 | 0 | 448.3864 | 451.1094 | 453.9345 | 0 | 0 | 0 | 14.9462 | 29.9832 | 45.1143 | 0 | 0 | 0 | 0 | 0 | 0 | 14.9462 | 29.9832 | 45.1143 | 0 | 0 | 0 | 0.35739 | 1.0626 | 3.9732 | 0.35739 | 1.0809 | 4.0244 | 0.35739 | 1.1005 | 4.0792 | 0 | 25.1915 | 0 | 0 | 25.1915 | 0 | 0 | 25.3175 | 0 | 0 | 0 | 0 | 25.4441 | 0 | 0 | 0 | 0 | 0 | 0 | 25.1915 | 50.5091 | 75.9531 | 0 | 0 | 0 | 0 | 0 | 0 | 25.1915 | 50.5091 | 75.9531 | 0 | 0 | 0 | 1130.2848 | 4490.865 | 1130.2848 | 3205.6666 | 0 | 1135.9363 | 4571.4191 | 1135.9363 | 3236.9822 | 0 | 1141.616 | 4656.8866 | 1141.616 | 3270.92 | 0 | 3162.5656 | 3178.3785 | 3194.2703 | 0.75 | 0.74627 | 0.74256 | 0 | 18.8937 | 0 | 0 | 18.8937 | 0 | 0 | 18.9881 | 0 | 0 | 18.9881 | 0 | 0 | 19.0831 | 0 | 0 | 19.0831 | 0 | 0 | 0 | 0 | 566.8098 | 569.6439 | 572.4921 | 0 | 0 | 0 | 0 | 0 | 0 | 566.8098 | 569.6439 | 572.4921 | 0 | 0 | 0 | 18.8937 | 37.8818 | 56.9649 | 0 | 0 | 0 | 0 | 0 | 0 | 18.8937 | 37.8818 | 56.9649 | 0 | 0 | 0
| 507 | Business | Healthcare/Hospitals | Envelope | Gas | 02-474 | 02-474.04 | New Construction | [02-474]_Business_Envelope_New Construction_Code plus 10%_NEW_Gas_per sf | IECC 2015 | 0.1 | ENGINEER | 0 | 0.0048086 | 0 | 0 | 0 | 0 | 0.37725 | 30 | 0.476 | 0.25758 | 0.40817 | 0.12932 | 0.20492 | 1 | 1 | New Construction/Installs | 2.4786 | #NUM! | 0 | 0.1522 | 0 | 0 | 0.1522 | 0 | 0.9474 | 0 | 0 | 0 | 0.0050734 | 0 | 0.95248 | 0.15902 | 0.79345 | 5.9895 | 0 | 0.95967 | 0 | 0 | 0 | 0.0050734 | 0 | 0.96474 | 0.15902 | 0.80572 | 6.0666 | 0 | 0.97281 | 0 | 0 | 0 | 0.0050734 | 0 | 0.97789 | 0.15902 | 0.81886 | 6.1493 | per sf | 23.2776 | 63222.0226 | 0.005 | 0 | 305.5321 | 0 | 0 | 305.5321 | 0 | 0 | 307.0597 | 0 | 0 | 0 | 0 | 308.595 | 0 | 0 | 0 | 0 | 0 | 0 | 305.5321 | 612.5918 | 921.1868 | 0 | 0 | 0 | 0 | 0 | 0 | 305.5321 | 612.5918 | 921.1868 | 0 | 0 | 0 | 0 | 305.5321 | 0 | 0 | 305.5321 | 0 | 0 | 307.0597 | 0 | 0 | 0 | 0 | 308.595 | 0 | 0 | 0 | 0 | 0 | 0 | 305.5321 | 612.5918 | 921.1868 | 0 | 0 | 0 | 0 | 0 | 0 | 305.5321 | 612.5918 | 921.1868 | 0 | 0 | 0 | 1848.7859 | 11073.3573 | 1848.7859 | 8875.1218 | 2537.0644 | 1869.2963 | 11340.3334 | 1869.2963 | 9016.1627 | 2565.2105 | 1891.2646 | 11629.968 | 1891.2646 | 9171.9022 | 2595.3572 | 11625.8402 | 11754.8171 | 11892.9614 | 0.18297 | 0.18206 | 0.18116 | 0 | 55.9045 | 0 | 0 | 55.9045 | 0 | 0 | 56.5247 | 0 | 0 | 56.5247 | 0 | 0 | 57.189 | 0 | 0 | 57.189 | 0 | 0 | 0 | 0 | 1677.1347 | 1695.7408 | 1715.6693 | 0 | 0 | 0 | 0 | 0 | 0 | 1677.1347 | 1695.7408 | 1715.6693 | 0 | 0 | 0 | 55.9045 | 112.4292 | 169.6182 | 0 | 0 | 0 | 0 | 0 | 0 | 55.9045 | 112.4292 | 169.6182 | 0 | 0 | 0 | 1 | 1 | 1 | 1 | 1 | 1 | 1 | 0.28294 | 0.66954 | 3.3664 | 0.28294 | 0.6818 | 3.4097 | 0.28294 | 0.69495 | 3.4562 | 0 | 305.5321 | 0 | 0 | 305.5321 | 0 | 0 | 307.0597 | 0 | 0 | 0 | 0 | 308.595 | 0 | 0 | 0 | 0 | 0 | 0 | 305.5321 | 612.5918 | 921.1868 | 0 | 0 | 0 | 0 | 0 | 0 | 305.5321 | 612.5918 | 921.1868 | 0 | 0 | 0 | 9735.0547 | 32771.9772 | 9735.0547 | 26266.2244 | 3245.0182 | 9798.5677 | 33410.4115 | 9798.5677 | 26563.0381 | 3266.1892 | 9864.245 | 34092.7195 | 9864.245 | 26887.0122 | 3288.0817 | 34407.0692 | 34631.546 | 34863.6727 | 0.54152 | 0.53882 | 0.53614 | 0 | 165.4512 | 0 | 0 | 165.4512 | 0 | 0 | 166.5307 | 0 | 0 | 166.5307 | 0 | 0 | 167.6469 | 0 | 0 | 167.6469 | 0 | 0 | 0 | 0 | 4963.537 | 4995.9199 | 5029.4063 | 0 | 0 | 0 | 0 | 0 | 0 | 4963.537 | 4995.9199 | 5029.4063 | 0 | 0 | 0 | 165.4512 | 331.9819 | 499.6288 | 0 | 0 | 0 | 0 | 0 | 0 | 165.4512 | 331.9819 | 499.6288 | 0 | 0 | 0 | 0.37725 | 0.57523 | 2.5248 | 0.37725 | 0.58749 | 2.5573 | 0.37725 | 0.60064 | 2.5921 | 0 | 305.5321 | 0 | 0 | 305.5321 | 0 | 0 | 307.0597 | 0 | 0 | 0 | 0 | 308.595 | 0 | 0 | 0 | 0 | 0 | 0 | 305.5321 | 612.5918 | 921.1868 | 0 | 0 | 0 | 0 | 0 | 0 | 305.5321 | 612.5918 | 921.1868 | 0 | 0 | 0 | 17977.3289 | 45389.0062 | 17977.3289 | 36378.5748 | 0 | 18067.2156 | 46203.164 | 18067.2156 | 36733.9506 | 0 | 18157.5516 | 47066.9812 | 18157.5516 | 37119.0834 | 0 | 47653.5995 | 47891.8675 | 48131.3268 | 0.75 | 0.74627 | 0.74256 | 0 | 229.149 | 0 | 0 | 229.149 | 0 | 0 | 230.2948 | 0 | 0 | 230.2948 | 0 | 0 | 231.4463 | 0 | 0 | 231.4463 | 0 | 0 | 0 | 0 | 6874.4712 | 6908.8435 | 6943.3877 | 0 | 0 | 0 | 0 | 0 | 0 | 6874.4712 | 6908.8435 | 6943.3877 | 0 | 0 | 0 | 229.149 | 459.4438 | 690.8901 | 0 | 0 | 0 | 0 | 0 | 0 | 229.149 | 459.4438 | 690.8901 | 0 | 0 | 0
| 508 | Business | Campus/Education | Envelope | Gas | 02-474 | 02-474.05 | New Construction | [02-474]_Business_Envelope_New Construction_Code plus 10%_NEW_Gas_per sf | IECC 2015 | 0.1 | ENGINEER | 0 | 0.0051899 | 0 | 0 | 0 | 0 | 0.89349 | 30 | 0.476 | 0.25758 | 0.40817 | 0.12932 | 0.20492 | 1 | 1 | New Construction/Installs | 5.4392 | #NUM! | 0 | 0.16427 | 0 | 0 | 0.16427 | 0 | 1.0225 | 0 | 0 | 0 | 0.0054756 | 0 | 1.028 | 0.37664 | 0.65136 | 2.7294 | 0 | 1.0358 | 0 | 0 | 0 | 0.0054756 | 0 | 1.0412 | 0.37664 | 0.66459 | 2.7645 | 0 | 1.0499 | 0 | 0 | 0 | 0.0054756 | 0 | 1.0554 | 0.37664 | 0.67878 | 2.8022 | per sf | 63.5621 | 144349.4591 | 0.005 | 0 | 752.9031 | 0 | 0 | 752.9031 | 0 | 0 | 756.6676 | 0 | 0 | 0 | 0 | 760.4509 | 0 | 0 | 0 | 0 | 0 | 0 | 752.9031 | 1509.5707 | 2270.0216 | 0 | 0 | 0 | 0 | 0 | 0 | 752.9031 | 1509.5707 | 2270.0216 | 0 | 0 | 0 | 0 | 752.9031 | 0 | 0 | 752.9031 | 0 | 0 | 756.6676 | 0 | 0 | 0 | 0 | 760.4509 | 0 | 0 | 0 | 0 | 0 | 0 | 752.9031 | 1509.5707 | 2270.0216 | 0 | 0 | 0 | 0 | 0 | 0 | 752.9031 | 1509.5707 | 2270.0216 | 0 | 0 | 0 | 2397.9936 | 6545.1154 | 2397.9936 | 5021.7388 | 3290.7347 | 2432.3747 | 6724.4186 | 2432.3747 | 5117.9079 | 3337.9154 | 2473.568 | 6931.4914 | 2473.568 | 5232.9838 | 3394.4445 | 6366.8824 | 6458.1671 | 6567.5391 | 0.043888 | 0.04367 | 0.043452 | 0 | 33.0434 | 0 | 0 | 33.0434 | 0 | 0 | 33.5172 | 0 | 0 | 33.5172 | 0 | 0 | 34.0848 | 0 | 0 | 34.0848 | 0 | 0 | 0 | 0 | 991.3019 | 1005.5146 | 1022.5434 | 0 | 0 | 0 | 0 | 0 | 0 | 991.3019 | 1005.5146 | 1022.5434 | 0 | 0 | 0 | 33.0434 | 66.5605 | 100.6453 | 0 | 0 | 0 | 0 | 0 | 0 | 33.0434 | 66.5605 | 100.6453 | 0 | 0 | 0 | 1 | 1 | 1 | 1 | 1 | 1 | 1 | 0.67012 | 0.35788 | 1.5341 | 0.67012 | 0.37111 | 1.5538 | 0.67012 | 0.3853 | 1.575 | 0 | 752.9031 | 0 | 0 | 752.9031 | 0 | 0 | 756.6676 | 0 | 0 | 0 | 0 | 760.4509 | 0 | 0 | 0 | 0 | 0 | 0 | 752.9031 | 1509.5707 | 2270.0216 | 0 | 0 | 0 | 0 | 0 | 0 | 752.9031 | 1509.5707 | 2270.0216 | 0 | 0 | 0 | 35469.6807 | 54412.4308 | 35469.6807 | 41747.9292 | 11823.2269 | 35763.1661 | 55568.8987 | 35763.1661 | 42293.0995 | 11921.0554 | 36071.628 | 56812.008 | 36071.628 | 42890.6711 | 12023.876 | 52930.7015 | 53368.6638 | 53828.9755 | 0.36486 | 0.36304 | 0.36124 | 0 | 274.7043 | 0 | 0 | 274.7043 | 0 | 0 | 276.9773 | 0 | 0 | 276.9773 | 0 | 0 | 279.3663 | 0 | 0 | 279.3663 | 0 | 0 | 0 | 0 | 8241.1297 | 8309.3189 | 8380.9879 | 0 | 0 | 0 | 0 | 0 | 0 | 8241.1297 | 8309.3189 | 8380.9879 | 0 | 0 | 0 | 274.7043 | 551.6816 | 831.0479 | 0 | 0 | 0 | 0 | 0 | 0 | 274.7043 | 551.6816 | 831.0479 | 0 | 0 | 0 | 0.89349 | 0.13451 | 1.1505 | 0.89349 | 0.14774 | 1.1654 | 0.89349 | 0.16193 | 1.1812 | 0 | 752.9031 | 0 | 0 | 752.9031 | 0 | 0 | 756.6676 | 0 | 0 | 0 | 0 | 760.4509 | 0 | 0 | 0 | 0 | 0 | 0 | 752.9031 | 1509.5707 | 2270.0216 | 0 | 0 | 0 | 0 | 0 | 0 | 752.9031 | 1509.5707 | 2270.0216 | 0 | 0 | 0 | 97214.4565 | 111849.2211 | 97214.4565 | 85816.2978 | 0 | 97700.5287 | 113855.4982 | 97700.5287 | 86654.6219 | 0 | 98189.0314 | 115984.1475 | 98189.0314 | 87563.142 | 0 | 108803.4048 | 109347.4218 | 109894.1589 | 0.75 | 0.74627 | 0.74256 | 0 | 564.6773 | 0 | 0 | 564.6773 | 0 | 0 | 567.5007 | 0 | 0 | 567.5007 | 0 | 0 | 570.3382 | 0 | 0 | 570.3382 | 0 | 0 | 0 | 0 | 16940.319 | 17025.0206 | 17110.1457 | 0 | 0 | 0 | 0 | 0 | 0 | 16940.319 | 17025.0206 | 17110.1457 | 0 | 0 | 0 | 564.6773 | 1132.178 | 1702.5162 | 0 | 0 | 0 | 0 | 0 | 0 | 564.6773 | 1132.178 | 1702.5162 | 0 | 0 | 0
| 509 | Business | Warehouse | Envelope | Gas | 02-474 | 02-474.06 | New Construction | [02-474]_Business_Envelope_New Construction_Code plus 10%_NEW_Gas_per sf | IECC 2015 | 0.1 | ENGINEER | 0 | 0.0037962 | 0 | 0 | 0 | 0 | 0.59566 | 30 | 0.476 | 0.25758 | 0.40817 | 0.12932 | 0.20492 | 1 | 1 | New Construction/Installs | 4.9574 | #NUM! | 0 | 0.12015 | 0 | 0 | 0.12015 | 0 | 0.74792 | 0 | 0 | 0 | 0.0040052 | 0 | 0.75193 | 0.25109 | 0.50084 | 2.9947 | 0 | 0.7576 | 0 | 0 | 0 | 0.0040052 | 0 | 0.76161 | 0.25109 | 0.51052 | 3.0332 | 0 | 0.76798 | 0 | 0 | 0 | 0.0040052 | 0 | 0.77199 | 0.25109 | 0.5209 | 3.0745 | per sf | 21.0917 | 43786.2679 | 0.005 | 0 | 167.0504 | 0 | 0 | 167.0504 | 0 | 0 | 167.8857 | 0 | 0 | 0 | 0 | 168.7251 | 0 | 0 | 0 | 0 | 0 | 0 | 167.0504 | 334.9361 | 503.6612 | 0 | 0 | 0 | 0 | 0 | 0 | 167.0504 | 334.9361 | 503.6612 | 0 | 0 | 0 | 0 | 167.0504 | 0 | 0 | 167.0504 | 0 | 0 | 167.8857 | 0 | 0 | 0 | 0 | 168.7251 | 0 | 0 | 0 | 0 | 0 | 0 | 167.0504 | 334.9361 | 503.6612 | 0 | 0 | 0 | 0 | 0 | 0 | 167.0504 | 334.9361 | 503.6612 | 0 | 0 | 0 | 1677.0078 | 5022.0545 | 1677.0078 | 3863.8195 | 2301.3356 | 1696.4431 | 5145.6544 | 1696.4431 | 3927.145 | 2328.0064 | 1717.3995 | 5280.2101 | 1717.3995 | 3997.353 | 2356.7645 | 6678.9034 | 6756.307 | 6839.7684 | 0.15178 | 0.15102 | 0.15027 | 0 | 25.3541 | 0 | 0 | 25.3541 | 0 | 0 | 25.648 | 0 | 0 | 25.648 | 0 | 0 | 25.9648 | 0 | 0 | 25.9648 | 0 | 0 | 0 | 0 | 760.624 | 769.4391 | 778.9441 | 0 | 0 | 0 | 0 | 0 | 0 | 760.624 | 769.4391 | 778.9441 | 0 | 0 | 0 | 25.3541 | 51.0021 | 76.9669 | 0 | 0 | 0 | 0 | 0 | 0 | 25.3541 | 51.0021 | 76.9669 | 0 | 0 | 0 | 1 | 1 | 1 | 1 | 1 | 1 | 1 | 0.44674 | 0.30518 | 1.6831 | 0.44674 | 0.31486 | 1.7048 | 0.44674 | 0.32524 | 1.728 | 0 | 167.0504 | 0 | 0 | 167.0504 | 0 | 0 | 167.8857 | 0 | 0 | 0 | 0 | 168.7251 | 0 | 0 | 0 | 0 | 0 | 0 | 167.0504 | 334.9361 | 503.6612 | 0 | 0 | 0 | 0 | 0 | 0 | 167.0504 | 334.9361 | 503.6612 | 0 | 0 | 0 | 10073.7239 | 16955.3958 | 10073.7239 | 13044.9777 | 3357.908 | 10142.3453 | 17290.6477 | 10142.3453 | 13196.1603 | 3380.7818 | 10215.3173 | 17652.3811 | 10215.3173 | 13363.6346 | 3405.1058 | 22549.2278 | 22702.8312 | 22866.1732 | 0.51242 | 0.50987 | 0.50734 | 0 | 85.6003 | 0 | 0 | 85.6003 | 0 | 0 | 86.1834 | 0 | 0 | 86.1834 | 0 | 0 | 86.8035 | 0 | 0 | 86.8035 | 0 | 0 | 0 | 0 | 2568.0091 | 2585.5021 | 2604.1043 | 0 | 0 | 0 | 0 | 0 | 0 | 2568.0091 | 2585.5021 | 2604.1043 | 0 | 0 | 0 | 85.6003 | 171.7837 | 258.5872 | 0 | 0 | 0 | 0 | 0 | 0 | 85.6003 | 171.7837 | 258.5872 | 0 | 0 | 0 | 0.59566 | 0.15627 | 1.2623 | 0.59566 | 0.16595 | 1.2786 | 0.59566 | 0.17633 | 1.296 | 0 | 167.0504 | 0 | 0 | 167.0504 | 0 | 0 | 167.8857 | 0 | 0 | 0 | 0 | 168.7251 | 0 | 0 | 0 | 0 | 0 | 0 | 167.0504 | 334.9361 | 503.6612 | 0 | 0 | 0 | 0 | 0 | 0 | 167.0504 | 334.9361 | 503.6612 | 0 | 0 | 0 | 20969.6454 | 26470.9933 | 20969.6454 | 20365.9956 | 0 | 21074.4936 | 26945.8124 | 21074.4936 | 20564.9473 | 0 | 21179.8661 | 27449.5929 | 21179.8661 | 20780.5581 | 0 | 35204.1594 | 35380.1802 | 35557.0811 | 0.8 | 0.79602 | 0.79206 | 0 | 133.6403 | 0 | 0 | 133.6403 | 0 | 0 | 134.3086 | 0 | 0 | 134.3086 | 0 | 0 | 134.9801 | 0 | 0 | 134.9801 | 0 | 0 | 0 | 0 | 4009.2105 | 4029.2565 | 4049.4028 | 0 | 0 | 0 | 0 | 0 | 0 | 4009.2105 | 4029.2565 | 4049.4028 | 0 | 0 | 0 | 133.6403 | 267.9489 | 402.929 | 0 | 0 | 0 | 0 | 0 | 0 | 133.6403 | 267.9489 | 402.929 | 0 | 0 | 0
| 510 | Business | Lodging | Envelope | Gas | 02-474 | 02-474.07 | New Construction | [02-474]_Business_Envelope_New Construction_Code plus 10%_NEW_Gas_per sf | IECC 2015 | 0.1 | ENGINEER | 0 | 0.00070773 | 0 | 0 | 0 | 0 | 0.25812 | 30 | 0.476 | 0.25758 | 0.40817 | 0.12932 | 0.20492 | 1 | 1 | New Construction/Installs | 11.5227 | #NUM! | 0 | 0.022401 | 0 | 0 | 0.022401 | 0 | 0.13944 | 0 | 0 | 0 | 0.0007467 | 0 | 0.14018 | 0.094963 | 0.045222 | 1.4762 | 0 | 0.14124 | 0 | 0 | 0 | 0.0007467 | 0 | 0.14199 | 0.094963 | 0.047026 | 1.4952 | 0 | 0.14318 | 0 | 0 | 0 | 0.0007467 | 0 | 0.14392 | 0.094963 | 0.048961 | 1.5156 | per sf | 17.9576 | 51484.5647 | 0.005 | 0 | 36.6194 | 0 | 0 | 36.6194 | 0 | 0 | 36.8025 | 0 | 0 | 0 | 0 | 36.9865 | 0 | 0 | 0 | 0 | 0 | 0 | 36.6194 | 73.4219 | 110.4084 | 0 | 0 | 0 | 0 | 0 | 0 | 36.6194 | 73.4219 | 110.4084 | 0 | 0 | 0 | 0 | 36.6194 | 0 | 0 | 36.6194 | 0 | 0 | 36.8025 | 0 | 0 | 0 | 0 | 36.9865 | 0 | 0 | 0 | 0 | 0 | 0 | 36.6194 | 73.4219 | 110.4084 | 0 | 0 | 0 | 0 | 0 | 0 | 36.6194 | 73.4219 | 110.4084 | 0 | 0 | 0 | 106.5508 | 157.2909 | 106.5508 | 115.173 | 183.0649 | 108.227 | 161.822 | 108.227 | 117.5399 | 185.9448 | 110.3087 | 167.1823 | 110.3087 | 120.4545 | 189.5214 | 1122.0258 | 1139.6772 | 1161.5985 | 0.021685 | 0.021577 | 0.02147 | 0 | 0.79409 | 0 | 0 | 0.79409 | 0 | 0 | 0.80658 | 0 | 0 | 0.80658 | 0 | 0 | 0.8221 | 0 | 0 | 0.8221 | 0 | 0 | 0 | 0 | 23.8228 | 24.1975 | 24.663 | 0 | 0 | 0 | 0 | 0 | 0 | 23.8228 | 24.1975 | 24.663 | 0 | 0 | 0 | 0.79409 | 1.6007 | 2.4228 | 0 | 0 | 0 | 0 | 0 | 0 | 0.79409 | 1.6007 | 2.4228 | 0 | 0 | 0 | 1 | 1 | 1 | 1 | 1 | 1 | 1 | 0.19359 | -0.053404 | 0.72414 | 0.19359 | -0.0516 | 0.73346 | 0.19359 | -0.049665 | 0.74345 | 0 | 36.6194 | 0 | 0 | 36.6194 | 0 | 0 | 36.8025 | 0 | 0 | 0 | 0 | 36.9865 | 0 | 0 | 0 | 0 | 0 | 0 | 36.6194 | 73.4219 | 110.4084 | 0 | 0 | 0 | 0 | 0 | 0 | 36.6194 | 73.4219 | 110.4084 | 0 | 0 | 0 | 3114.954 | 2255.6507 | 3114.954 | 1651.6532 | 1038.318 | 3141.049 | 2303.8272 | 3141.049 | 1673.3925 | 1047.0163 | 3170.2823 | 2356.9572 | 3170.2823 | 1698.1834 | 1056.7608 | 16090.5604 | 16225.3562 | 16376.3633 | 0.31098 | 0.30943 | 0.30789 | 0 | 11.3878 | 0 | 0 | 11.3878 | 0 | 0 | 11.4832 | 0 | 0 | 11.4832 | 0 | 0 | 11.5901 | 0 | 0 | 11.5901 | 0 | 0 | 0 | 0 | 341.6335 | 344.4955 | 347.7017 | 0 | 0 | 0 | 0 | 0 | 0 | 341.6335 | 344.4955 | 347.7017 | 0 | 0 | 0 | 11.3878 | 22.871 | 34.461 | 0 | 0 | 0 | 0 | 0 | 0 | 11.3878 | 22.871 | 34.461 | 0 | 0 | 0 | 0.25812 | -0.11793 | 0.5431 | 0.25812 | -0.11613 | 0.55009 | 0.25812 | -0.11419 | 0.55759 | 0 | 36.6194 | 0 | 0 | 36.6194 | 0 | 0 | 36.8025 | 0 | 0 | 0 | 0 | 36.9865 | 0 | 0 | 0 | 0 | 0 | 0 | 36.6194 | 73.4219 | 110.4084 | 0 | 0 | 0 | 0 | 0 | 0 | 36.6194 | 73.4219 | 110.4084 | 0 | 0 | 0 | 10684.4531 | 5802.7488 | 10684.4531 | 4248.9418 | 0 | 10737.8754 | 5906.8347 | 10737.8754 | 4290.449 | 0 | 10791.5648 | 6017.2692 | 10791.5648 | 4335.4317 | 0 | 41393.59 | 41600.558 | 41808.5608 | 0.8 | 0.79602 | 0.79206 | 0 | 29.2955 | 0 | 0 | 29.2955 | 0 | 0 | 29.442 | 0 | 0 | 29.442 | 0 | 0 | 29.5892 | 0 | 0 | 29.5892 | 0 | 0 | 0 | 0 | 878.8655 | 883.2598 | 887.6761 | 0 | 0 | 0 | 0 | 0 | 0 | 878.8655 | 883.2598 | 887.6761 | 0 | 0 | 0 | 29.2955 | 58.7375 | 88.3267 | 0 | 0 | 0 | 0 | 0 | 0 | 29.2955 | 58.7375 | 88.3267 | 0 | 0 | 0
| 511 | Business | Other Commercial | Envelope | Gas | 02-474 | 02-474.08 | New Construction | [02-474]_Business_Envelope_New Construction_Code plus 10%_NEW_Gas_per sf | IECC 2015 | 0.1 | ENGINEER | 0 | 0.0042708 | 0 | 0 | 0 | 0 | 0.37725 | 30 | 0.476 | 0.25758 | 0.40817 | 0.12932 | 0.20492 | 1 | 1 | New Construction/Installs | 2.7907 | #NUM! | 0 | 0.13518 | 0 | 0 | 0.13518 | 0 | 0.84145 | 0 | 0 | 0 | 0.004506 | 0 | 0.84595 | 0.13879 | 0.70716 | 6.0951 | 0 | 0.85234 | 0 | 0 | 0 | 0.004506 | 0 | 0.85684 | 0.13879 | 0.71805 | 6.1736 | 0 | 0.86401 | 0 | 0 | 0 | 0.004506 | 0 | 0.86852 | 0.13879 | 0.72973 | 6.2577 | per sf | 3.7447 | 14229.9009 | 0.005 | 0 | 61.0776 | 0 | 0 | 61.0776 | 0 | 0 | 61.383 | 0 | 0 | 0 | 0 | 61.6899 | 0 | 0 | 0 | 0 | 0 | 0 | 61.0776 | 122.4605 | 184.1504 | 0 | 0 | 0 | 0 | 0 | 0 | 61.0776 | 122.4605 | 184.1504 | 0 | 0 | 0 | 0 | 61.0776 | 0 | 0 | 61.0776 | 0 | 0 | 61.383 | 0 | 0 | 0 | 0 | 61.6899 | 0 | 0 | 0 | 0 | 0 | 0 | 61.0776 | 122.4605 | 184.1504 | 0 | 0 | 0 | 0 | 0 | 0 | 61.0776 | 122.4605 | 184.1504 | 0 | 0 | 0 | 456.1963 | 2780.5718 | 456.1963 | 2054.442 | 783.7907 | 460.907 | 2845.4478 | 460.907 | 2085.5053 | 791.8841 | 465.8314 | 2915.0407 | 465.8314 | 2119.2894 | 800.3447 | 3286.909 | 3320.8495 | 3356.3299 | 0.22984 | 0.22869 | 0.22756 | 0 | 14.0379 | 0 | 0 | 14.0379 | 0 | 0 | 14.1828 | 0 | 0 | 14.1828 | 0 | 0 | 14.3344 | 0 | 0 | 14.3344 | 0 | 0 | 0 | 0 | 421.1364 | 425.485 | 430.0309 | 0 | 0 | 0 | 0 | 0 | 0 | 421.1364 | 425.485 | 430.0309 | 0 | 0 | 0 | 14.0379 | 28.2207 | 42.5551 | 0 | 0 | 0 | 0 | 0 | 0 | 14.0379 | 28.2207 | 42.5551 | 0 | 0 | 0 | 1 | 1 | 1 | 1 | 1 | 1 | 1 | 0.28294 | 0.56302 | 2.9899 | 0.28294 | 0.57391 | 3.0284 | 0.28294 | 0.58558 | 3.0697 | 0 | 61.0776 | 0 | 0 | 61.0776 | 0 | 0 | 61.383 | 0 | 0 | 0 | 0 | 61.6899 | 0 | 0 | 0 | 0 | 0 | 0 | 61.0776 | 122.4605 | 184.1504 | 0 | 0 | 0 | 0 | 0 | 0 | 61.0776 | 122.4605 | 184.1504 | 0 | 0 | 0 | 2456.2408 | 7343.8984 | 2456.2408 | 5426.0828 | 818.7469 | 2471.5212 | 7484.7113 | 2471.5212 | 5485.7463 | 823.8404 | 2487.2424 | 7634.9709 | 2487.2424 | 5550.7675 | 829.0808 | 8681.2092 | 8735.2157 | 8790.7798 | 0.60703 | 0.60401 | 0.60101 | 0 | 37.0761 | 0 | 0 | 37.0761 | 0 | 0 | 37.3068 | 0 | 0 | 37.3068 | 0 | 0 | 37.5441 | 0 | 0 | 37.5441 | 0 | 0 | 0 | 0 | 1112.283 | 1119.2025 | 1126.3217 | 0 | 0 | 0 | 0 | 0 | 0 | 1112.283 | 1119.2025 | 1126.3217 | 0 | 0 | 0 | 37.0761 | 74.3828 | 111.9269 | 0 | 0 | 0 | 0 | 0 | 0 | 37.0761 | 74.3828 | 111.9269 | 0 | 0 | 0 | 0.37725 | 0.4687 | 2.2424 | 0.37725 | 0.47959 | 2.2713 | 0.37725 | 0.49127 | 2.3022 | 0 | 61.0776 | 0 | 0 | 61.0776 | 0 | 0 | 61.383 | 0 | 0 | 0 | 0 | 61.6899 | 0 | 0 | 0 | 0 | 0 | 0 | 61.0776 | 122.4605 | 184.1504 | 0 | 0 | 0 | 0 | 0 | 0 | 61.0776 | 122.4605 | 184.1504 | 0 | 0 | 0 | 4316.0591 | 9678.4177 | 4316.0591 | 7150.9562 | 0 | 4337.6393 | 9852.0228 | 4337.6393 | 7220.8127 | 0 | 4359.3275 | 10036.2168 | 4359.3275 | 7296.5184 | 0 | 11440.8403 | 11498.0445 | 11555.5348 | 0.8 | 0.79602 | 0.79206 | 0 | 48.8621 | 0 | 0 | 48.8621 | 0 | 0 | 49.1064 | 0 | 0 | 49.1064 | 0 | 0 | 49.3519 | 0 | 0 | 49.3519 | 0 | 0 | 0 | 0 | 1465.8617 | 1473.191 | 1480.5569 | 0 | 0 | 0 | 0 | 0 | 0 | 1465.8617 | 1473.191 | 1480.5569 | 0 | 0 | 0 | 48.8621 | 97.9684 | 147.3203 | 0 | 0 | 0 | 0 | 0 | 0 | 48.8621 | 97.9684 | 147.3203 | 0 | 0 | 0
| 512 | Business | Food Sales | Envelope | Gas | 02-474 | 02-474.09 | New Construction | [02-474]_Business_Envelope_New Construction_Code plus 10%_NEW_Gas_per sf | IECC 2015 | 0.1 | ENGINEER | 0 | 0.0043853 | 0 | 0 | 0 | 0 | 0.59566 | 30 | 0.476 | 0.25758 | 0.40817 | 0.12932 | 0.20492 | 1 | 1 | New Construction/Installs | 4.2915 | #NUM! | 0 | 0.1388 | 0 | 0 | 0.1388 | 0 | 0.86399 | 0 | 0 | 0 | 0.0046267 | 0 | 0.86862 | 0.21915 | 0.64947 | 3.9637 | 0 | 0.87517 | 0 | 0 | 0 | 0.0046267 | 0 | 0.8798 | 0.21915 | 0.66065 | 4.0147 | 0 | 0.88716 | 0 | 0 | 0 | 0.0046267 | 0 | 0.89179 | 0.21915 | 0.67264 | 4.0694 | per sf | 4.2259 | 7589.7973 | 0.005 | 0 | 33.4497 | 0 | 0 | 33.4497 | 0 | 0 | 33.617 | 0 | 0 | 0 | 0 | 33.7851 | 0 | 0 | 0 | 0 | 0 | 0 | 33.4497 | 67.0667 | 100.8517 | 0 | 0 | 0 | 0 | 0 | 0 | 33.4497 | 67.0667 | 100.8517 | 0 | 0 | 0 | 0 | 33.4497 | 0 | 0 | 33.4497 | 0 | 0 | 33.617 | 0 | 0 | 0 | 0 | 33.7851 | 0 | 0 | 0 | 0 | 0 | 0 | 33.4497 | 67.0667 | 100.8517 | 0 | 0 | 0 | 0 | 0 | 0 | 33.4497 | 67.0667 | 100.8517 | 0 | 0 | 0 | 70.397 | 279.0301 | 70.397 | 203.4625 | 120.949 | 71.4356 | 286.7916 | 71.4356 | 207.444 | 122.7334 | 72.5717 | 295.3234 | 72.5717 | 211.8932 | 124.6854 | 321.2345 | 325.9738 | 331.1581 | 0.042114 | 0.041904 | 0.041696 | 0 | 1.4087 | 0 | 0 | 1.4087 | 0 | 0 | 1.4295 | 0 | 0 | 1.4295 | 0 | 0 | 1.4522 | 0 | 0 | 1.4522 | 0 | 0 | 0 | 0 | 42.261 | 42.8845 | 43.5665 | 0 | 0 | 0 | 0 | 0 | 0 | 42.261 | 42.8845 | 43.5665 | 0 | 0 | 0 | 1.4087 | 2.8382 | 4.2904 | 0 | 0 | 0 | 0 | 0 | 0 | 1.4087 | 2.8382 | 4.2904 | 0 | 0 | 0 | 1 | 1 | 1 | 1 | 1 | 1 | 1 | 0.44674 | 0.42187 | 1.9443 | 0.44674 | 0.43306 | 1.9694 | 0.44674 | 0.44505 | 1.9962 | 0 | 33.4497 | 0 | 0 | 33.4497 | 0 | 0 | 33.617 | 0 | 0 | 0 | 0 | 33.7851 | 0 | 0 | 0 | 0 | 0 | 0 | 33.4497 | 67.0667 | 100.8517 | 0 | 0 | 0 | 0 | 0 | 0 | 33.4497 | 67.0667 | 100.8517 | 0 | 0 | 0 | 1396.6207 | 2715.4948 | 1396.6207 | 1980.0782 | 465.5402 | 1407.38 | 2771.6402 | 1407.38 | 2004.8004 | 469.1267 | 1418.9397 | 2832.4874 | 1418.9397 | 2032.2973 | 472.9799 | 3126.2241 | 3150.3079 | 3176.1834 | 0.40985 | 0.40781 | 0.40578 | 0 | 13.7093 | 0 | 0 | 13.7093 | 0 | 0 | 13.8149 | 0 | 0 | 13.8149 | 0 | 0 | 13.9284 | 0 | 0 | 13.9284 | 0 | 0 | 0 | 0 | 411.28 | 414.4484 | 417.8526 | 0 | 0 | 0 | 0 | 0 | 0 | 411.28 | 414.4484 | 417.8526 | 0 | 0 | 0 | 13.7093 | 27.5243 | 41.4527 | 0 | 0 | 0 | 0 | 0 | 0 | 13.7093 | 27.5243 | 41.4527 | 0 | 0 | 0 | 0.59566 | 0.27296 | 1.4582 | 0.59566 | 0.28414 | 1.477 | 0.59566 | 0.29613 | 1.4971 | 0 | 33.4497 | 0 | 0 | 33.4497 | 0 | 0 | 33.617 | 0 | 0 | 0 | 0 | 33.7851 | 0 | 0 | 0 | 0 | 0 | 0 | 33.4497 | 67.0667 | 100.8517 | 0 | 0 | 0 | 0 | 0 | 0 | 33.4497 | 67.0667 | 100.8517 | 0 | 0 | 0 | 3407.6471 | 4969.1988 | 3407.6471 | 3623.4289 | 0 | 3424.6853 | 5058.333 | 3424.6853 | 3658.8255 | 0 | 3441.8087 | 5152.9039 | 3441.8087 | 3697.1861 | 0 | 5720.8097 | 5749.4137 | 5778.1608 | 0.75 | 0.74627 | 0.74256 | 0 | 25.0873 | 0 | 0 | 25.0873 | 0 | 0 | 25.2127 | 0 | 0 | 25.2127 | 0 | 0 | 25.3388 | 0 | 0 | 25.3388 | 0 | 0 | 0 | 0 | 752.6187 | 756.3818 | 760.1637 | 0 | 0 | 0 | 0 | 0 | 0 | 752.6187 | 756.3818 | 760.1637 | 0 | 0 | 0 | 25.0873 | 50.3 | 75.6388 | 0 | 0 | 0 | 0 | 0 | 0 | 25.0873 | 50.3 | 75.6388 | 0 | 0 | 0
| 513 | Business | Manufacturing/Industrial | Envelope | Gas | 02-474 | 02-474.10 | New Construction | [02-474]_Business_Envelope_New Construction_Code plus 10%_NEW_Gas_per sf | IECC 2015 | 0.1 | ENGINEER | 0 | 0.0038744 | 0 | 0 | 0 | 0 | 0.25812 | 30 | 0.476 | 0.25758 | 0.40817 | 0.12932 | 0.20492 | 1 | 1 | New Construction/Installs | 2.1048 | #NUM! | 0 | 0.12263 | 0 | 0 | 0.12263 | 0 | 0.76334 | 0 | 0 | 0 | 0.0040877 | 0 | 0.76743 | 0.10881 | 0.65863 | 7.0532 | 0 | 0.77322 | 0 | 0 | 0 | 0.0040877 | 0 | 0.77731 | 0.10881 | 0.6685 | 7.144 | 0 | 0.78382 | 0 | 0 | 0 | 0.0040877 | 0 | 0.7879 | 0.10881 | 0.6791 | 7.2414 | per sf | 0 | 0 | 0.005 | 0 | 0 | 0 | 0 | 0 | 0 | 0 | 0 | 0 | 0 | 0 | 0 | 0 | 0 | 0 | 0 | 0 | 0 | 0 | 0 | 0 | 0 | 0 | 0 | 0 | 0 | 0 | 0 | 0 | 0 | 0 | 0 | 0 | 0 | 0 | 0 | 0 | 0 | 0 | 0 | 0 | 0 | 0 | 0 | 0 | 0 | 0 | 0 | 0 | 0 | 0 | 0 | 0 | 0 | 0 | 0 | 0 | 0 | 0 | 0 | 0 | 0 | 0 | 0 | 0 | 0 | 0 | 0 | 0 | 0 | 0 | 0 | 0 | 0 | 0 | 0 | 0 | 0 | 0 | 0 | 0 | 0 | 0 | 0 | 0 | 0 | #NUM! | #NUM! | #NUM! | 0 | 0 | 0 | 0 | 0 | 0 | 0 | 0 | 0 | 0 | 0 | 0 | 0 | 0 | 0 | 0 | 0 | 0 | 0 | 0 | 0 | 0 | 0 | 0 | 0 | 0 | 0 | 0 | 0 | 0 | 0 | 0 | 0 | 0 | 0 | 0 | 0 | 0 | 0 | 0 | 0 | 0 | 0 | 0 | 0 | 0 | 0 | 0 | 0 | 0 | 0 | 1 | 1 | 1 | 1 | 1 | 1 | 1 | 0.19359 | 0.57384 | 3.9642 | 0.19359 | 0.58372 | 4.0153 | 0.19359 | 0.59431 | 4.07 | 0 | 0 | 0 | 0 | 0 | 0 | 0 | 0 | 0 | 0 | 0 | 0 | 0 | 0 | 0 | 0 | 0 | 0 | 0 | 0 | 0 | 0 | 0 | 0 | 0 | 0 | 0 | 0 | 0 | 0 | 0 | 0 | 0 | 0 | 0 | 0 | 0 | 0 | 0 | 0 | 0 | 0 | 0 | 0 | 0 | 0 | 0 | 0 | 0 | 0 | 0 | 0 | #NUM! | #NUM! | #NUM! | 0 | 0 | 0 | 0 | 0 | 0 | 0 | 0 | 0 | 0 | 0 | 0 | 0 | 0 | 0 | 0 | 0 | 0 | 0 | 0 | 0 | 0 | 0 | 0 | 0 | 0 | 0 | 0 | 0 | 0 | 0 | 0 | 0 | 0 | 0 | 0 | 0 | 0 | 0 | 0 | 0 | 0 | 0 | 0 | 0 | 0 | 0 | 0 | 0 | 0 | 0 | 0.25812 | 0.50931 | 2.9732 | 0.25812 | 0.51919 | 3.0114 | 0.25812 | 0.52979 | 3.0525 | 0 | 0 | 0 | 0 | 0 | 0 | 0 | 0 | 0 | 0 | 0 | 0 | 0 | 0 | 0 | 0 | 0 | 0 | 0 | 0 | 0 | 0 | 0 | 0 | 0 | 0 | 0 | 0 | 0 | 0 | 0 | 0 | 0 | 0 | 0 | 0 | 0 | 0 | 0 | 0 | 0 | 0 | 0 | 0 | 0 | 0 | 0 | 0 | 0 | 0 | 0 | 0 | #NUM! | #NUM! | #NUM! | 0 | 0 | 0 | 0 | 0 | 0 | 0 | 0 | 0 | 0 | 0 | 0 | 0 | 0 | 0 | 0 | 0 | 0 | 0 | 0 | 0 | 0 | 0 | 0 | 0 | 0 | 0 | 0 | 0 | 0 | 0 | 0 | 0 | 0 | 0 | 0 | 0 | 0 | 0 | 0 | 0 | 0 | 0 | 0 | 0 | 0 | 0 | 0 | 0 | 0 | 0
| 514 | Business | Office | Envelope | Electric | 02-300 | 02-300.01 | Insulation | [02-300]_Business_Envelope_Insulation - Wall_ADD_Electric_per sf | R12 | R20 | ENGINEER | 0.99739 | 0 | 0 | 0 | 0.0012744 | 0 | 6.715 | 20 | 0.476 | 0.25758 | 0.40817 | 0.12932 | 0.20492 | 1 | 1 | Additions on Existing | 86.5814 | 0.33663 | 19.9478 | 0 | 0 | 0 | 0.077557 | 1.1133 | 0 | 0 | 0 | 4.1961 | 0 | 0 | 5.3094 | 2.8091 | 2.5003 | 1.8901 | 1.1171 | 0 | 0 | 0 | 4.209 | 0 | 0 | 5.326 | 2.8091 | 2.5169 | 1.896 | 1.1257 | 0 | 0 | 0 | 4.2347 | 0 | 0 | 5.3605 | 2.8091 | 2.5513 | 1.9082 | per sf | 252.0722 | 6193412.9226 | 0.005 | 872152.9267 | 0 | 0 | 0 | 3213.9816 | 530.4295 | 865096.9384 | 0 | 0 | 0 | 526.1382 | 848258.1501 | 0 | 0 | 0 | 515.8971 | 872152.9267 | 1737249.8651 | 2585508.0152 | 0 | 0 | 0 | 0 | 0 | 0 | 0 | 0 | 0 | 3213.9816 | 6401.9612 | 9527.8879 | 530.4295 | 1056.5677 | 1572.4647 | 872152.9267 | 0 | 0 | 0 | 3213.9816 | 530.4295 | 865096.9384 | 0 | 0 | 0 | 526.1382 | 848258.1501 | 0 | 0 | 0 | 515.8971 | 872152.9267 | 1056.5677 | 2585508.0152 | 0 | 0 | 0 | 0 | 0 | 0 | 0 | 0 | 0 | 3213.9816 | 6401.9612 | 9527.8879 | 530.4295 | 1056.5677 | 1572.4647 | 15667.5164 | 29612.4457 | 15667.5164 | 23721.7119 | 21784.5967 | 15923.8214 | 30191.321 | 15923.8214 | 24352.0873 | 22140.9711 | 16168.9611 | 30854.1782 | 16168.9611 | 25085.4919 | 22481.8209 | 5577.381 | 5668.6214 | 5755.8871 | 0.00089605 | 0.0008916 | 0.00088716 | 5562.8278 | 0 | 0 | 0 | 20.4996 | 3.3832 | 5653.8301 | 0 | 0 | 0 | 20.835 | 3.4386 | 5740.8682 | 0 | 0 | 0 | 21.1557 | 3.4915 | 111256.5562 | 113076.6028 | 114817.3637 | 0 | 0 | 0 | 0 | 0 | 0 | 0 | 0 | 0 | 409.9929 | 416.7 | 423.1149 | 5562.8278 | 6.8218 | 16957.5261 | 0 | 0 | 0 | 0 | 0 | 0 | 0 | 0 | 0 | 20.4996 | 41.3346 | 62.4904 | 3.3832 | 6.8218 | 10.3133 | 1 | 1 | 1 | 1 | 1 | 1 | 1 | 5.0362 | 0.27313 | 1.0542 | 5.0362 | 0.28979 | 1.0575 | 5.0362 | 0.32421 | 1.0644 | 872152.9267 | 0 | 0 | 0 | 3213.9816 | 530.4295 | 865096.9384 | 0 | 0 | 0 | 526.1382 | 848258.1501 | 0 | 0 | 0 | 515.8971 | 872152.9267 | 1056.5677 | 2585508.0152 | 0 | 0 | 0 | 0 | 0 | 0 | 0 | 0 | 0 | 3213.9816 | 6401.9612 | 9527.8879 | 530.4295 | 1056.5677 | 1572.4647 | 604627.8169 | 637418.7162 | 604627.8169 | 510618.5177 | 201542.6056 | 608321.0235 | 643324.6802 | 608321.0235 | 518900.7373 | 202773.6745 | 608904.7391 | 648102.639 | 608904.7391 | 526929.3973 | 202968.2464 | 120055.1634 | 120788.4882 | 120904.391 | 0.019288 | 0.019192 | 0.019096 | 119741.9017 | 0 | 0 | 0 | 441.2624 | 72.8251 | 120473.3129 | 0 | 0 | 0 | 443.9577 | 73.2699 | 120588.9133 | 0 | 0 | 0 | 444.3837 | 73.3403 | 2394838.0335 | 2409466.2584 | 2411778.2661 | 0 | 0 | 0 | 0 | 0 | 0 | 0 | 0 | 0 | 8825.2476 | 8879.1542 | 8887.6742 | 119741.9017 | 146.0951 | 360804.1279 | 0 | 0 | 0 | 0 | 0 | 0 | 0 | 0 | 0 | 441.2624 | 885.2201 | 1329.6038 | 72.8251 | 146.0951 | 219.4353 | 6.715 | -1.4056 | 0.79067 | 6.715 | -1.389 | 0.79316 | 6.715 | -1.3545 | 0.79828 | 872152.9267 | 0 | 0 | 0 | 3213.9816 | 530.4295 | 865096.9384 | 0 | 0 | 0 | 526.1382 | 848258.1501 | 0 | 0 | 0 | 515.8971 | 872152.9267 | 1056.5677 | 2585508.0152 | 0 | 0 | 0 | 0 | 0 | 0 | 0 | 0 | 0 | 3213.9816 | 6401.9612 | 9527.8879 | 530.4295 | 1056.5677 | 1572.4647 | 4110279.8479 | 3249895.0975 | 4110279.8479 | 2603401.1477 | 0 | 4077026.4061 | 3233718.227 | 4077026.4061 | 2608292.2418 | 0 | 3997668.6124 | 3191262.2097 | 3997668.6124 | 2594604.2673 | 0 | 612104.2216 | 607152.1081 | 595334.1195 | 0.09834 | 0.097851 | 0.097364 | 610507.0487 | 0 | 0 | 0 | 2249.7872 | 371.3007 | 605567.8569 | 0 | 0 | 0 | 2231.5857 | 368.2967 | 593780.7051 | 0 | 0 | 0 | 2188.1487 | 361.128 | 12210140.9736 | 12111357.1372 | 11875614.1018 | 0 | 0 | 0 | 0 | 0 | 0 | 0 | 0 | 0 | 44995.7431 | 44631.7135 | 43762.9739 | 610507.0487 | 739.5974 | 1809855.6106 | 0 | 0 | 0 | 0 | 0 | 0 | 0 | 0 | 0 | 2249.7872 | 4481.3728 | 6669.5215 | 371.3007 | 739.5974 | 1100.7253
| 515 | Business | Retail | Envelope | Electric | 02-300 | 02-300.02 | Insulation | [02-300]_Business_Envelope_Insulation - Wall_ADD_Electric_per sf | R12 | R20 | ENGINEER | 1.4313 | 0 | 0 | 0 | 0.0018327 | 0 | 6.715 | 20 | 0.476 | 0.25758 | 0.40817 | 0.12932 | 0.20492 | 1 | 1 | Additions on Existing | 60.3355 | 0.23458 | 28.6251 | 0 | 0 | 0 | 0.11129 | 1.5976 | 0 | 0 | 0 | 6.0345 | 0 | 0 | 7.6321 | 2.8091 | 4.823 | 2.7169 | 1.603 | 0 | 0 | 0 | 6.053 | 0 | 0 | 7.656 | 2.8091 | 4.8469 | 2.7254 | 1.6154 | 0 | 0 | 0 | 6.0901 | 0 | 0 | 7.7055 | 2.8091 | 4.8964 | 2.743 | per sf | 179.6631 | 1539532.9266 | 0.005 | 311102.15 | 0 | 0 | 0 | 1146.4464 | 189.6199 | 308585.2369 | 0 | 0 | 0 | 188.0859 | 302578.7407 | 0 | 0 | 0 | 184.4248 | 311102.15 | 619687.387 | 922266.1277 | 0 | 0 | 0 | 0 | 0 | 0 | 0 | 0 | 0 | 1146.4464 | 2283.6177 | 3398.6544 | 189.6199 | 377.7058 | 562.1306 | 311102.15 | 0 | 0 | 0 | 1146.4464 | 189.6199 | 308585.2369 | 0 | 0 | 0 | 188.0859 | 302578.7407 | 0 | 0 | 0 | 184.4248 | 311102.15 | 377.7058 | 922266.1277 | 0 | 0 | 0 | 0 | 0 | 0 | 0 | 0 | 0 | 1146.4464 | 2283.6177 | 3398.6544 | 189.6199 | 377.7058 | 562.1306 | 3167.8016 | 8606.5937 | 3167.8016 | 7270.579 | 4404.6088 | 3215.2603 | 8762.9455 | 3215.2603 | 7452.6221 | 4470.5968 | 3261.8109 | 8947.2494 | 3261.8109 | 7668.5396 | 4535.3222 | 1127.6858 | 1144.5804 | 1161.1516 | 0.00072884 | 0.00072522 | 0.00072161 | 1614.0049 | 0 | 0 | 0 | 5.9478 | 0.98375 | 1638.1853 | 0 | 0 | 0 | 6.0369 | 0.99849 | 1661.903 | 0 | 0 | 0 | 6.1243 | 1.0129 | 32280.0987 | 32763.7056 | 33238.0591 | 0 | 0 | 0 | 0 | 0 | 0 | 0 | 0 | 0 | 118.9558 | 120.7379 | 122.486 | 1614.0049 | 1.9822 | 4914.0932 | 0 | 0 | 0 | 0 | 0 | 0 | 0 | 0 | 0 | 5.9478 | 11.9847 | 18.109 | 0.98375 | 1.9822 | 2.9952 | 1 | 1 | 1 | 1 | 1 | 1 | 1 | 5.0362 | 2.5958 | 1.5154 | 5.0362 | 2.6198 | 1.5202 | 5.0362 | 2.6692 | 1.53 | 311102.15 | 0 | 0 | 0 | 1146.4464 | 189.6199 | 308585.2369 | 0 | 0 | 0 | 188.0859 | 302578.7407 | 0 | 0 | 0 | 184.4248 | 311102.15 | 377.7058 | 922266.1277 | 0 | 0 | 0 | 0 | 0 | 0 | 0 | 0 | 0 | 1146.4464 | 2283.6177 | 3398.6544 | 189.6199 | 377.7058 | 562.1306 | 135857.2967 | 205882.2298 | 135857.2967 | 173922.8162 | 45285.7656 | 136820.7019 | 207992.8256 | 136820.7019 | 176891.6543 | 45606.9006 | 137082.0583 | 209736.4688 | 137082.0583 | 179761.6607 | 45694.0194 | 26975.8842 | 27167.1783 | 27219.0734 | 0.017435 | 0.017348 | 0.017262 | 38609.3438 | 0 | 0 | 0 | 142.2798 | 23.5328 | 38883.1343 | 0 | 0 | 0 | 143.2887 | 23.6997 | 38957.4093 | 0 | 0 | 0 | 143.5624 | 23.7449 | 772186.8758 | 777662.6863 | 779148.1865 | 0 | 0 | 0 | 0 | 0 | 0 | 0 | 0 | 0 | 2845.5955 | 2865.7745 | 2871.2487 | 38609.3438 | 47.2325 | 116449.8874 | 0 | 0 | 0 | 0 | 0 | 0 | 0 | 0 | 0 | 142.2798 | 285.5685 | 429.1309 | 23.5328 | 47.2325 | 70.9774 | 6.715 | 0.91708 | 1.1366 | 6.715 | 0.94103 | 1.1401 | 6.715 | 0.9905 | 1.1475 | 311102.15 | 0 | 0 | 0 | 1146.4464 | 189.6199 | 308585.2369 | 0 | 0 | 0 | 188.0859 | 302578.7407 | 0 | 0 | 0 | 184.4248 | 311102.15 | 377.7058 | 922266.1277 | 0 | 0 | 0 | 0 | 0 | 0 | 0 | 0 | 0 | 1146.4464 | 2283.6177 | 3398.6544 | 189.6199 | 377.7058 | 562.1306 | 948736.5984 | 1078307.962 | 948736.5984 | 910920.5668 | 0 | 941061.0244 | 1072940.3822 | 941061.0244 | 912503.5857 | 0 | 922743.6236 | 1058852.9505 | 922743.6236 | 907525.3622 | 0 | 141286.1651 | 140143.1161 | 137415.2827 | 0.091316 | 0.090861 | 0.090409 | 202216.3975 | 0 | 0 | 0 | 745.1902 | 123.253 | 200580.404 | 0 | 0 | 0 | 739.1614 | 122.2558 | 196676.1815 | 0 | 0 | 0 | 724.7739 | 119.8761 | 4044327.9505 | 4011608.0801 | 3933523.6297 | 0 | 0 | 0 | 0 | 0 | 0 | 0 | 0 | 0 | 14903.8035 | 14783.2271 | 14495.4771 | 202216.3975 | 245.5088 | 599472.983 | 0 | 0 | 0 | 0 | 0 | 0 | 0 | 0 | 0 | 745.1902 | 1484.3515 | 2209.1254 | 123.253 | 245.5088 | 365.3849
| 516 | Business | Food Service | Envelope | Electric | 02-300 | 02-300.03 | Insulation | [02-300]_Business_Envelope_Insulation - Wall_ADD_Electric_per sf | R12 | R20 | ENGINEER | 1.3401 | 0 | 0 | 0 | 0.0017161 | 0 | 6.715 | 20 | 0.476 | 0.25758 | 0.40817 | 0.12932 | 0.20492 | 1 | 1 | Additions on Existing | 64.4398 | 0.25054 | 26.8019 | 0 | 0 | 0 | 0.10421 | 1.4958 | 0 | 0 | 0 | 5.6506 | 0 | 0 | 8.5757 | 2.8091 | 5.7666 | 3.0528 | 1.5009 | 0 | 0 | 0 | 5.6679 | 0 | 0 | 8.6026 | 2.8091 | 5.7935 | 3.0624 | 1.5125 | 0 | 0 | 0 | 5.7026 | 0 | 0 | 8.6582 | 2.8091 | 5.849 | 3.0822 | per sf | 36.8604 | 59087.2372 | 0.005 | 11179.5993 | 0 | 0 | 0 | 41.1981 | 6.8146 | 11089.1528 | 0 | 0 | 0 | 6.7594 | 10873.3066 | 0 | 0 | 0 | 6.6279 | 11179.5993 | 22268.7521 | 33142.0587 | 0 | 0 | 0 | 0 | 0 | 0 | 0 | 0 | 0 | 41.1981 | 82.0629 | 122.1322 | 6.8146 | 13.574 | 20.2019 | 11179.5993 | 0 | 0 | 0 | 41.1981 | 6.8146 | 11089.1528 | 0 | 0 | 0 | 6.7594 | 10873.3066 | 0 | 0 | 0 | 6.6279 | 11179.5993 | 13.574 | 33142.0587 | 0 | 0 | 0 | 0 | 0 | 0 | 0 | 0 | 0 | 41.1981 | 82.0629 | 122.1322 | 6.8146 | 13.574 | 20.2019 | 150.6204 | 459.8138 | 150.6204 | 378.3364 | 209.4273 | 152.9337 | 468.3409 | 152.9337 | 387.9849 | 212.6438 | 155.0335 | 477.8384 | 155.0335 | 398.9794 | 215.5633 | 53.6184 | 54.4419 | 55.1894 | 0.00090293 | 0.00089844 | 0.00089397 | 71.8537 | 0 | 0 | 0 | 0.26479 | 0.043799 | 72.9573 | 0 | 0 | 0 | 0.26886 | 0.044471 | 73.959 | 0 | 0 | 0 | 0.27255 | 0.045082 | 1437.0744 | 1459.1457 | 1479.1795 | 0 | 0 | 0 | 0 | 0 | 0 | 0 | 0 | 0 | 5.2958 | 5.3771 | 5.4509 | 71.8537 | 0.08827 | 218.77 | 0 | 0 | 0 | 0 | 0 | 0 | 0 | 0 | 0 | 0.26479 | 0.53364 | 0.80619 | 0.043799 | 0.08827 | 0.13335 | 1 | 1 | 1 | 1 | 1 | 1 | 1 | 5.0362 | 3.5394 | 1.7028 | 5.0362 | 3.5663 | 1.7081 | 5.0362 | 3.6219 | 1.7192 | 11179.5993 | 0 | 0 | 0 | 41.1981 | 6.8146 | 11089.1528 | 0 | 0 | 0 | 6.7594 | 10873.3066 | 0 | 0 | 0 | 6.6279 | 11179.5993 | 13.574 | 33142.0587 | 0 | 0 | 0 | 0 | 0 | 0 | 0 | 0 | 0 | 41.1981 | 82.0629 | 122.1322 | 6.8146 | 13.574 | 20.2019 | 5971.1235 | 10167.5609 | 5971.1235 | 8365.9055 | 1990.3745 | 6009.2707 | 10264.6262 | 6009.2707 | 8503.4651 | 2003.0902 | 6015.1126 | 10340.9853 | 6015.1126 | 8634.3831 | 2005.0375 | 1185.6289 | 1193.2034 | 1194.3634 | 0.019966 | 0.019867 | 0.019768 | 1588.8541 | 0 | 0 | 0 | 5.8551 | 0.96849 | 1599.0047 | 0 | 0 | 0 | 5.8925 | 0.97468 | 1600.5592 | 0 | 0 | 0 | 5.8982 | 0.97563 | 31777.0829 | 31980.0939 | 32011.1838 | 0 | 0 | 0 | 0 | 0 | 0 | 0 | 0 | 0 | 117.1021 | 117.8502 | 117.9648 | 1588.8541 | 1.9432 | 4788.418 | 0 | 0 | 0 | 0 | 0 | 0 | 0 | 0 | 0 | 5.8551 | 11.7476 | 17.6459 | 0.96849 | 1.9432 | 2.9188 | 6.715 | 1.8607 | 1.2771 | 6.715 | 1.8876 | 1.2811 | 6.715 | 1.9432 | 1.2894 | 11179.5993 | 0 | 0 | 0 | 41.1981 | 6.8146 | 11089.1528 | 0 | 0 | 0 | 6.7594 | 10873.3066 | 0 | 0 | 0 | 6.6279 | 11179.5993 | 13.574 | 33142.0587 | 0 | 0 | 0 | 0 | 0 | 0 | 0 | 0 | 0 | 41.1981 | 82.0629 | 122.1322 | 6.8146 | 13.574 | 20.2019 | 36412.4882 | 46502.0766 | 36412.4882 | 38262.0751 | 0 | 36117.8998 | 46270.5993 | 36117.8998 | 38331.6859 | 0 | 35414.8784 | 45663.0773 | 35414.8784 | 38127.1695 | 0 | 5422.5597 | 5378.6895 | 5273.9953 | 0.091316 | 0.090861 | 0.090409 | 7266.7395 | 0 | 0 | 0 | 26.7788 | 4.4295 | 7207.9493 | 0 | 0 | 0 | 26.5621 | 4.3936 | 7067.6493 | 0 | 0 | 0 | 26.0451 | 4.3081 | 145334.7905 | 144158.9869 | 141352.9861 | 0 | 0 | 0 | 0 | 0 | 0 | 0 | 0 | 0 | 535.5751 | 531.2421 | 520.9017 | 7266.7395 | 8.8231 | 21542.3382 | 0 | 0 | 0 | 0 | 0 | 0 | 0 | 0 | 0 | 26.7788 | 53.3409 | 79.3859 | 4.4295 | 8.8231 | 13.1312
| 517 | Business | Healthcare/Hospitals | Envelope | Electric | 02-300 | 02-300.04 | Insulation | [02-300]_Business_Envelope_Insulation - Wall_ADD_Electric_per sf | R12 | R20 | ENGINEER | 1.3492 | 0 | 0 | 0 | 0.0017202 | 0 | 6.715 | 20 | 0.476 | 0.25758 | 0.40817 | 0.12932 | 0.20492 | 1 | 1 | Additions on Existing | 64.0027 | 0.24884 | 26.9849 | 0 | 0 | 0 | 0.10492 | 1.506 | 0 | 0 | 0 | 5.6642 | 0 | 0 | 7.1702 | 2.3089 | 4.8613 | 3.1054 | 1.5112 | 0 | 0 | 0 | 5.6815 | 0 | 0 | 7.1927 | 2.3089 | 4.8838 | 3.1152 | 1.5229 | 0 | 0 | 0 | 5.7163 | 0 | 0 | 7.2392 | 2.3089 | 4.9302 | 3.1353 | per sf | 303.7718 | 825044.0814 | 0.005 | 157168.6509 | 0 | 0 | 0 | 579.1842 | 95.3818 | 155897.1076 | 0 | 0 | 0 | 94.6102 | 152862.6288 | 0 | 0 | 0 | 92.7686 | 157168.6509 | 313065.7585 | 465928.3873 | 0 | 0 | 0 | 0 | 0 | 0 | 0 | 0 | 0 | 579.1842 | 1153.6825 | 1716.9985 | 95.3818 | 189.992 | 282.7606 | 157168.6509 | 0 | 0 | 0 | 579.1842 | 95.3818 | 155897.1076 | 0 | 0 | 0 | 94.6102 | 152862.6288 | 0 | 0 | 0 | 92.7686 | 157168.6509 | 189.992 | 465928.3873 | 0 | 0 | 0 | 0 | 0 | 0 | 0 | 0 | 0 | 579.1842 | 1153.6825 | 1716.9985 | 95.3818 | 189.992 | 282.7606 | 554.7099 | 1722.6029 | 554.7099 | 1454.655 | 1058.5343 | 564.2121 | 1757.6096 | 564.2121 | 1494.2208 | 1076.6671 | 573.1631 | 1797.031 | 573.1631 | 1539.5937 | 1093.748 | 240.2448 | 244.3603 | 248.2369 | 0.00028974 | 0.0002883 | 0.00028687 | 324.1496 | 0 | 0 | 0 | 1.1945 | 0.19672 | 329.7024 | 0 | 0 | 0 | 1.215 | 0.20009 | 334.933 | 0 | 0 | 0 | 1.2343 | 0.20326 | 6482.993 | 6594.0471 | 6698.6593 | 0 | 0 | 0 | 0 | 0 | 0 | 0 | 0 | 0 | 23.8906 | 24.2998 | 24.6853 | 324.1496 | 0.39681 | 988.785 | 0 | 0 | 0 | 0 | 0 | 0 | 0 | 0 | 0 | 1.1945 | 2.4095 | 3.6438 | 0.19672 | 0.39681 | 0.60007 | 1 | 1 | 1 | 1 | 1 | 1 | 1 | 5.0362 | 2.1339 | 1.4237 | 5.0362 | 2.1564 | 1.4282 | 5.0362 | 2.2029 | 1.4374 | 157168.6509 | 0 | 0 | 0 | 579.1842 | 95.3818 | 155897.1076 | 0 | 0 | 0 | 94.6102 | 152862.6288 | 0 | 0 | 0 | 92.7686 | 157168.6509 | 189.992 | 465928.3873 | 0 | 0 | 0 | 0 | 0 | 0 | 0 | 0 | 0 | 579.1842 | 1153.6825 | 1716.9985 | 95.3818 | 189.992 | 282.7606 | 65936.6783 | 93875.2004 | 65936.6783 | 79273.0733 | 21978.8928 | 66422.5225 | 94863.6714 | 66422.5225 | 80647.7553 | 22140.8408 | 66614.8433 | 95753.1072 | 66614.8433 | 82035.803 | 22204.9478 | 13092.4156 | 13188.8851 | 13227.0724 | 0.01579 | 0.015711 | 0.015633 | 17664.903 | 0 | 0 | 0 | 65.0972 | 10.7204 | 17795.0641 | 0 | 0 | 0 | 65.5768 | 10.7994 | 17846.5882 | 0 | 0 | 0 | 65.7667 | 10.8307 | 353298.0604 | 355901.2828 | 356931.7648 | 0 | 0 | 0 | 0 | 0 | 0 | 0 | 0 | 0 | 1301.9431 | 1311.5363 | 1315.3337 | 17664.903 | 21.5198 | 53306.5554 | 0 | 0 | 0 | 0 | 0 | 0 | 0 | 0 | 0 | 65.0972 | 130.674 | 196.4407 | 10.7204 | 21.5198 | 32.3504 | 6.715 | 0.4552 | 1.0678 | 6.715 | 0.4777 | 1.0711 | 6.715 | 0.52418 | 1.0781 | 157168.6509 | 0 | 0 | 0 | 579.1842 | 95.3818 | 155897.1076 | 0 | 0 | 0 | 94.6102 | 152862.6288 | 0 | 0 | 0 | 92.7686 | 157168.6509 | 189.992 | 465928.3873 | 0 | 0 | 0 | 0 | 0 | 0 | 0 | 0 | 0 | 579.1842 | 1153.6825 | 1716.9985 | 95.3818 | 189.992 | 282.7606 | 508433.1109 | 542898.8248 | 508433.1109 | 458451.8395 | 0 | 504319.729 | 540196.5243 | 504319.729 | 459244.687 | 0 | 494503.3342 | 533104.5052 | 494503.3342 | 456733.5458 | 0 | 75716.0255 | 75103.4593 | 73641.5985 | 0.091316 | 0.090861 | 0.090409 | 102159.6231 | 0 | 0 | 0 | 376.4697 | 61.9982 | 101333.12 | 0 | 0 | 0 | 373.4239 | 61.4966 | 99360.7087 | 0 | 0 | 0 | 366.1554 | 60.2996 | 2043192.4613 | 2026662.3991 | 1987214.1738 | 0 | 0 | 0 | 0 | 0 | 0 | 0 | 0 | 0 | 7529.3941 | 7468.4789 | 7323.1078 | 102159.6231 | 123.4948 | 302853.4517 | 0 | 0 | 0 | 0 | 0 | 0 | 0 | 0 | 0 | 376.4697 | 749.8937 | 1116.049 | 61.9982 | 123.4948 | 183.7944
| 518 | Business | Campus/Education | Envelope | Electric | 02-300 | 02-300.05 | Insulation | [02-300]_Business_Envelope_Insulation - Wall_ADD_Electric_per sf | R12 | R20 | ENGINEER | 1.4284 | 0 | 0 | 0 | 0.0018209 | 0 | 6.715 | 20 | 0.476 | 0.25758 | 0.40817 | 0.12932 | 0.20492 | 1 | 1 | Additions on Existing | 60.4558 | 0.23505 | 28.5681 | 0 | 0 | 0 | 0.11107 | 1.5944 | 0 | 0 | 0 | 5.9957 | 0 | 0 | 7.5901 | 2.3089 | 5.2812 | 3.2873 | 1.5998 | 0 | 0 | 0 | 6.0141 | 0 | 0 | 7.6139 | 2.3089 | 5.305 | 3.2976 | 1.6122 | 0 | 0 | 0 | 6.0509 | 0 | 0 | 7.6631 | 2.3089 | 5.3542 | 3.3189 | per sf | 522.1224 | 1185739.9628 | 0.005 | 239132.2791 | 0 | 0 | 0 | 881.2293 | 145.1056 | 237197.6246 | 0 | 0 | 0 | 143.9316 | 232580.6616 | 0 | 0 | 0 | 141.1301 | 239132.2791 | 476329.9037 | 708910.5653 | 0 | 0 | 0 | 0 | 0 | 0 | 0 | 0 | 0 | 881.2293 | 1755.3293 | 2612.4152 | 145.1056 | 289.0372 | 430.1673 | 239132.2791 | 0 | 0 | 0 | 881.2293 | 145.1056 | 237197.6246 | 0 | 0 | 0 | 143.9316 | 232580.6616 | 0 | 0 | 0 | 141.1301 | 239132.2791 | 289.0372 | 708910.5653 | 0 | 0 | 0 | 0 | 0 | 0 | 0 | 0 | 0 | 881.2293 | 1755.3293 | 2612.4152 | 145.1056 | 289.0372 | 430.1673 | 858.8908 | 2823.4151 | 858.8908 | 2321.3578 | 1638.9926 | 872.9026 | 2878.4807 | 872.9026 | 2382.762 | 1665.7308 | 887.2661 | 2944.7522 | 887.2661 | 2456.8152 | 1693.1402 | 371.9856 | 378.0541 | 384.275 | 0.00031216 | 0.0003106 | 0.00030906 | 531.3462 | 0 | 0 | 0 | 1.9581 | 0.32242 | 540.0145 | 0 | 0 | 0 | 1.99 | 0.32768 | 548.9004 | 0 | 0 | 0 | 2.0228 | 0.33307 | 10626.9243 | 10800.29 | 10978.0076 | 0 | 0 | 0 | 0 | 0 | 0 | 0 | 0 | 0 | 39.1614 | 39.8003 | 40.4552 | 531.3462 | 0.6501 | 1620.2611 | 0 | 0 | 0 | 0 | 0 | 0 | 0 | 0 | 0 | 1.9581 | 3.9481 | 5.9708 | 0.32242 | 0.6501 | 0.98318 | 1 | 1 | 1 | 1 | 1 | 1 | 1 | 5.0362 | 2.5539 | 1.5071 | 5.0362 | 2.5777 | 1.5118 | 5.0362 | 2.6269 | 1.5216 | 239132.2791 | 0 | 0 | 0 | 881.2293 | 145.1056 | 237197.6246 | 0 | 0 | 0 | 143.9316 | 232580.6616 | 0 | 0 | 0 | 141.1301 | 239132.2791 | 289.0372 | 708910.5653 | 0 | 0 | 0 | 0 | 0 | 0 | 0 | 0 | 0 | 881.2293 | 1755.3293 | 2612.4152 | 145.1056 | 289.0372 | 430.1673 | 99405.3694 | 149813.5707 | 99405.3694 | 123173.8488 | 33135.1231 | 100149.991 | 151409.4496 | 100149.991 | 125334.4138 | 33383.3303 | 100416.3678 | 152793.152 | 100416.3678 | 127475.7658 | 33472.1226 | 19737.9736 | 19885.826 | 19938.7179 | 0.016563 | 0.016481 | 0.016399 | 28193.8257 | 0 | 0 | 0 | 103.8974 | 17.108 | 28405.0188 | 0 | 0 | 0 | 104.6757 | 17.2362 | 28480.5699 | 0 | 0 | 0 | 104.9541 | 17.282 | 563876.5134 | 568100.3763 | 569611.3976 | 0 | 0 | 0 | 0 | 0 | 0 | 0 | 0 | 0 | 2077.9484 | 2093.5138 | 2099.0821 | 28193.8257 | 34.3442 | 85079.4144 | 0 | 0 | 0 | 0 | 0 | 0 | 0 | 0 | 0 | 103.8974 | 208.5731 | 313.5272 | 17.108 | 34.3442 | 51.6262 | 6.715 | 0.87512 | 1.1303 | 6.715 | 0.89894 | 1.1339 | 6.715 | 0.94814 | 1.1412 | 239132.2791 | 0 | 0 | 0 | 881.2293 | 145.1056 | 237197.6246 | 0 | 0 | 0 | 143.9316 | 232580.6616 | 0 | 0 | 0 | 141.1301 | 239132.2791 | 289.0372 | 708910.5653 | 0 | 0 | 0 | 0 | 0 | 0 | 0 | 0 | 0 | 881.2293 | 1755.3293 | 2612.4152 | 145.1056 | 289.0372 | 430.1673 | 730711.8149 | 825940.3906 | 730711.8149 | 679072.3722 | 0 | 724800.1291 | 821829.2451 | 724800.1291 | 680297.6095 | 0 | 710692.1658 | 811039.8124 | 710692.1658 | 676652.8463 | 0 | 108817.8429 | 107937.4727 | 105836.5102 | 0.091316 | 0.090861 | 0.090409 | 155435.9814 | 0 | 0 | 0 | 572.7991 | 94.3186 | 154178.456 | 0 | 0 | 0 | 568.165 | 93.5556 | 151177.43 | 0 | 0 | 0 | 557.1058 | 91.7345 | 3108719.6283 | 3083569.12 | 3023548.6008 | 0 | 0 | 0 | 0 | 0 | 0 | 0 | 0 | 0 | 11455.9815 | 11363.2991 | 11142.1167 | 155435.9814 | 187.8742 | 460791.8675 | 0 | 0 | 0 | 0 | 0 | 0 | 0 | 0 | 0 | 572.7991 | 1140.964 | 1698.0699 | 94.3186 | 187.8742 | 279.6087
| 519 | Business | Warehouse | Envelope | Electric | 02-300 | 02-300.06 | Insulation | [02-300]_Business_Envelope_Insulation - Wall_ADD_Electric_per sf | R12 | R20 | ENGINEER | 1.5772 | 0 | 0 | 0 | 0.0020187 | 0 | 6.715 | 20 | 0.476 | 0.25758 | 0.40817 | 0.12932 | 0.20492 | 1 | 1 | Additions on Existing | 54.7538 | 0.21288 | 31.5432 | 0 | 0 | 0 | 0.12264 | 1.7604 | 0 | 0 | 0 | 6.6468 | 0 | 0 | 8.4072 | 2.8091 | 5.5981 | 2.9928 | 1.7664 | 0 | 0 | 0 | 6.6672 | 0 | 0 | 8.4336 | 2.8091 | 5.6245 | 3.0022 | 1.7801 | 0 | 0 | 0 | 6.708 | 0 | 0 | 8.4881 | 2.8091 | 5.679 | 3.0216 | per sf | 306.058 | 635376.306 | 0.005 | 141482.97 | 0 | 0 | 0 | 521.3807 | 86.198 | 140338.3288 | 0 | 0 | 0 | 85.5006 | 137606.6957 | 0 | 0 | 0 | 83.8364 | 141482.97 | 281821.2987 | 419427.9944 | 0 | 0 | 0 | 0 | 0 | 0 | 0 | 0 | 0 | 521.3807 | 1038.5432 | 1545.6393 | 86.198 | 171.6987 | 255.5351 | 141482.97 | 0 | 0 | 0 | 521.3807 | 86.198 | 140338.3288 | 0 | 0 | 0 | 85.5006 | 137606.6957 | 0 | 0 | 0 | 83.8364 | 141482.97 | 171.6987 | 419427.9944 | 0 | 0 | 0 | 0 | 0 | 0 | 0 | 0 | 0 | 521.3807 | 1038.5432 | 1545.6393 | 86.198 | 171.6987 | 255.5351 | 5145.0878 | 15398.4379 | 5145.0878 | 12816.2041 | 7153.8884 | 5212.0066 | 15647.6632 | 5212.0066 | 13112.1154 | 7246.9343 | 5275.2822 | 15939.9543 | 5275.2822 | 13461.7958 | 7334.9146 | 1831.5676 | 1855.3896 | 1877.9146 | 0.0028683 | 0.002854 | 0.0028398 | 2888.6758 | 0 | 0 | 0 | 10.6451 | 1.7599 | 2926.2469 | 0 | 0 | 0 | 10.7835 | 1.7828 | 2961.7725 | 0 | 0 | 0 | 10.9145 | 1.8044 | 57773.5153 | 58524.9376 | 59235.4507 | 0 | 0 | 0 | 0 | 0 | 0 | 0 | 0 | 0 | 212.9019 | 215.671 | 218.2893 | 2888.6758 | 3.5427 | 8776.6952 | 0 | 0 | 0 | 0 | 0 | 0 | 0 | 0 | 0 | 10.6451 | 21.4286 | 32.3431 | 1.7599 | 3.5427 | 5.3472 | 1 | 1 | 1 | 1 | 1 | 1 | 1 | 5.0362 | 3.371 | 1.6693 | 5.0362 | 3.3974 | 1.6746 | 5.0362 | 3.4519 | 1.6854 | 141482.97 | 0 | 0 | 0 | 521.3807 | 86.198 | 140338.3288 | 0 | 0 | 0 | 85.5006 | 137606.6957 | 0 | 0 | 0 | 83.8364 | 141482.97 | 171.6987 | 419427.9944 | 0 | 0 | 0 | 0 | 0 | 0 | 0 | 0 | 0 | 521.3807 | 1038.5432 | 1545.6393 | 86.198 | 171.6987 | 255.5351 | 113695.4373 | 189797.0591 | 113695.4373 | 157969.13 | 37898.4791 | 113898.0406 | 190731.9076 | 113898.0406 | 159825.7039 | 37966.0135 | 113236.6904 | 190849.5374 | 113236.6904 | 161178.4735 | 37745.5635 | 22575.4157 | 22615.6447 | 22484.3267 | 0.035354 | 0.035178 | 0.035003 | 35605.0508 | 0 | 0 | 0 | 131.2086 | 21.6923 | 35668.4984 | 0 | 0 | 0 | 131.4424 | 21.7309 | 35461.3889 | 0 | 0 | 0 | 130.6792 | 21.6047 | 712101.0161 | 713369.9674 | 709227.7772 | 0 | 0 | 0 | 0 | 0 | 0 | 0 | 0 | 0 | 2624.1724 | 2628.8486 | 2613.5841 | 35605.0508 | 43.4232 | 106734.938 | 0 | 0 | 0 | 0 | 0 | 0 | 0 | 0 | 0 | 131.2086 | 262.651 | 393.3303 | 21.6923 | 43.4232 | 65.0279 | 6.715 | 1.6922 | 1.252 | 6.715 | 1.7186 | 1.2559 | 6.715 | 1.7731 | 1.2641 | 141482.97 | 0 | 0 | 0 | 521.3807 | 86.198 | 140338.3288 | 0 | 0 | 0 | 85.5006 | 137606.6957 | 0 | 0 | 0 | 83.8364 | 141482.97 | 171.6987 | 419427.9944 | 0 | 0 | 0 | 0 | 0 | 0 | 0 | 0 | 0 | 521.3807 | 1038.5432 | 1545.6393 | 86.198 | 171.6987 | 255.5351 | 421669.6769 | 527934.5404 | 421669.6769 | 439402.8044 | 0 | 418258.2382 | 525306.6111 | 418258.2382 | 440185.9131 | 0 | 410116.998 | 518409.5306 | 410116.998 | 437813.2528 | 0 | 62795.1864 | 62287.1539 | 61074.7577 | 0.09834 | 0.097851 | 0.097364 | 99038.079 | 0 | 0 | 0 | 364.9665 | 60.3386 | 98236.8301 | 0 | 0 | 0 | 362.0138 | 59.8504 | 96324.687 | 0 | 0 | 0 | 354.9673 | 58.6855 | 1980761.5796 | 1964736.6026 | 1926493.7397 | 0 | 0 | 0 | 0 | 0 | 0 | 0 | 0 | 0 | 7299.3292 | 7240.2754 | 7099.3462 | 99038.079 | 120.1891 | 293599.5961 | 0 | 0 | 0 | 0 | 0 | 0 | 0 | 0 | 0 | 364.9665 | 726.9802 | 1081.9475 | 60.3386 | 120.1891 | 178.8745
| 520 | Business | Lodging | Envelope | Electric | 02-300 | 02-300.07 | Insulation | [02-300]_Business_Envelope_Insulation - Wall_ADD_Electric_per sf | R12 | R20 | ENGINEER | 0.60926 | 0 | 0 | 0 | 0.00077816 | 0 | 6.715 | 20 | 0.476 | 0.25758 | 0.40817 | 0.12932 | 0.20492 | 1 | 1 | Additions on Existing | 141.7386 | 0.55108 | 12.1852 | 0 | 0 | 0 | 0.047376 | 0.68005 | 0 | 0 | 0 | 2.5623 | 0 | 0 | 3.2423 | 2.3089 | 0.93337 | 1.4042 | 0.68237 | 0 | 0 | 0 | 2.5701 | 0 | 0 | 3.2525 | 2.3089 | 0.94355 | 1.4087 | 0.68766 | 0 | 0 | 0 | 2.5858 | 0 | 0 | 3.2735 | 2.3089 | 0.96456 | 1.4178 | per sf | 595.0723 | 1706072.165 | 0.005 | 146756.1811 | 0 | 0 | 0 | 540.813 | 89.222 | 145568.878 | 0 | 0 | 0 | 88.5002 | 142735.4342 | 0 | 0 | 0 | 86.7776 | 146756.1811 | 292325.0591 | 435060.4933 | 0 | 0 | 0 | 0 | 0 | 0 | 0 | 0 | 0 | 540.813 | 1077.2507 | 1603.2469 | 89.222 | 177.7222 | 264.4998 | 146756.1811 | 0 | 0 | 0 | 540.813 | 89.222 | 145568.878 | 0 | 0 | 0 | 88.5002 | 142735.4342 | 0 | 0 | 0 | 86.7776 | 146756.1811 | 177.7222 | 435060.4933 | 0 | 0 | 0 | 0 | 0 | 0 | 0 | 0 | 0 | 540.813 | 1077.2507 | 1603.2469 | 89.222 | 177.7222 | 264.4998 | 468.5279 | 657.9276 | 468.5279 | 529.4314 | 894.0761 | 477.0009 | 671.9277 | 477.0009 | 544.4143 | 910.2449 | 486.1035 | 689.1744 | 486.1035 | 562.8339 | 927.615 | 202.9194 | 206.5891 | 210.5314 | 0.00011835 | 0.00011776 | 0.00011717 | 123.6304 | 0 | 0 | 0 | 0.45559 | 0.075162 | 125.8662 | 0 | 0 | 0 | 0.46383 | 0.076522 | 128.2681 | 0 | 0 | 0 | 0.47268 | 0.077982 | 2472.6084 | 2517.324 | 2565.3618 | 0 | 0 | 0 | 0 | 0 | 0 | 0 | 0 | 0 | 9.1118 | 9.2766 | 9.4536 | 123.6304 | 0.15168 | 377.7647 | 0 | 0 | 0 | 0 | 0 | 0 | 0 | 0 | 0 | 0.45559 | 0.91942 | 1.3921 | 0.075162 | 0.15168 | 0.22967 | 1 | 1 | 1 | 1 | 1 | 1 | 1 | 5.0362 | -1.7939 | 0.64379 | 5.0362 | -1.7838 | 0.64581 | 5.0362 | -1.7628 | 0.64999 | 146756.1811 | 0 | 0 | 0 | 540.813 | 89.222 | 145568.878 | 0 | 0 | 0 | 88.5002 | 142735.4342 | 0 | 0 | 0 | 86.7776 | 146756.1811 | 177.7222 | 435060.4933 | 0 | 0 | 0 | 0 | 0 | 0 | 0 | 0 | 0 | 540.813 | 1077.2507 | 1603.2469 | 89.222 | 177.7222 | 264.4998 | 73241.7097 | 47152.5984 | 73241.7097 | 37943.4874 | 24413.9032 | 74070.8425 | 47836.0322 | 74070.8425 | 38758.0664 | 24690.2808 | 74556.3061 | 48460.6617 | 74556.3061 | 39576.7799 | 24852.102 | 14542.9059 | 14707.5388 | 14803.9327 | 0.0084818 | 0.0084396 | 0.0083976 | 8860.3912 | 0 | 0 | 0 | 32.6515 | 5.3868 | 8960.6953 | 0 | 0 | 0 | 33.0212 | 5.4478 | 9019.4241 | 0 | 0 | 0 | 33.2376 | 5.4835 | 177207.8248 | 179213.9059 | 180388.4819 | 0 | 0 | 0 | 0 | 0 | 0 | 0 | 0 | 0 | 653.0308 | 660.4234 | 664.7518 | 8860.3912 | 10.8345 | 26840.5106 | 0 | 0 | 0 | 0 | 0 | 0 | 0 | 0 | 0 | 32.6515 | 65.6727 | 98.9103 | 5.3868 | 10.8345 | 16.318 | 6.715 | -3.4727 | 0.48285 | 6.715 | -3.4625 | 0.48436 | 6.715 | -3.4415 | 0.48749 | 146756.1811 | 0 | 0 | 0 | 540.813 | 89.222 | 145568.878 | 0 | 0 | 0 | 88.5002 | 142735.4342 | 0 | 0 | 0 | 86.7776 | 146756.1811 | 177.7222 | 435060.4933 | 0 | 0 | 0 | 0 | 0 | 0 | 0 | 0 | 0 | 540.813 | 1077.2507 | 1603.2469 | 89.222 | 177.7222 | 264.4998 | 1132240.6767 | 546697.6079 | 1132240.6767 | 439925.1467 | 0 | 1123080.4976 | 543976.3446 | 1123080.4976 | 440744.5668 | 0 | 1101220.1559 | 536834.443 | 1101220.1559 | 438421.1413 | 0 | 168613.6525 | 167249.5157 | 163994.0664 | 0.09834 | 0.097851 | 0.097364 | 102729.3268 | 0 | 0 | 0 | 378.5691 | 62.4554 | 101898.2146 | 0 | 0 | 0 | 375.5064 | 61.9501 | 99914.804 | 0 | 0 | 0 | 368.1973 | 60.7443 | 2054586.5356 | 2037964.2918 | 1998296.0793 | 0 | 0 | 0 | 0 | 0 | 0 | 0 | 0 | 0 | 7571.3825 | 7510.1277 | 7363.9459 | 102729.3268 | 124.4056 | 304542.3453 | 0 | 0 | 0 | 0 | 0 | 0 | 0 | 0 | 0 | 378.5691 | 754.0755 | 1122.2728 | 62.4554 | 124.4056 | 185.1499
| 521 | Business | Other Commercial | Envelope | Electric | 02-300 | 02-300.08 | Insulation | [02-300]_Business_Envelope_Insulation - Wall_ADD_Electric_per sf | R12 | R20 | ENGINEER | 1.4712 | 0 | 0 | 0 | 0.0018828 | 0 | 6.715 | 20 | 0.476 | 0.25758 | 0.40817 | 0.12932 | 0.20492 | 1 | 1 | Additions on Existing | 58.6964 | 0.22821 | 29.4245 | 0 | 0 | 0 | 0.1144 | 1.6422 | 0 | 0 | 0 | 6.1994 | 0 | 0 | 7.8416 | 2.8091 | 5.0325 | 2.7915 | 1.6478 | 0 | 0 | 0 | 6.2184 | 0 | 0 | 7.8662 | 2.8091 | 5.0571 | 2.8002 | 1.6605 | 0 | 0 | 0 | 6.2565 | 0 | 0 | 7.917 | 2.8091 | 5.1079 | 2.8183 | per sf | 281.8786 | 1071138.8126 | 0.005 | 222495.6558 | 0 | 0 | 0 | 819.9215 | 135.5345 | 220695.5968 | 0 | 0 | 0 | 134.438 | 216399.8396 | 0 | 0 | 0 | 131.8212 | 222495.6558 | 443191.2526 | 659591.0921 | 0 | 0 | 0 | 0 | 0 | 0 | 0 | 0 | 0 | 819.9215 | 1633.2096 | 2430.6674 | 135.5345 | 269.9725 | 401.7937 | 222495.6558 | 0 | 0 | 0 | 819.9215 | 135.5345 | 220695.5968 | 0 | 0 | 0 | 134.438 | 216399.8396 | 0 | 0 | 0 | 131.8212 | 222495.6558 | 269.9725 | 659591.0921 | 0 | 0 | 0 | 0 | 0 | 0 | 0 | 0 | 0 | 819.9215 | 1633.2096 | 2430.6674 | 135.5345 | 269.9725 | 401.7937 | 7312.1244 | 20411.6867 | 7312.1244 | 16892.3633 | 10167.0027 | 7422.1944 | 20783.9604 | 7422.1944 | 17317.6975 | 10320.0473 | 7515.0261 | 21179.8722 | 7515.0261 | 17786.5766 | 10449.1234 | 2602.9973 | 2642.1804 | 2675.227 | 0.002418 | 0.002406 | 0.002394 | 3829.5893 | 0 | 0 | 0 | 14.1125 | 2.3328 | 3887.2364 | 0 | 0 | 0 | 14.3249 | 2.3679 | 3935.8553 | 0 | 0 | 0 | 14.5041 | 2.3975 | 76591.7866 | 77744.7284 | 78717.1059 | 0 | 0 | 0 | 0 | 0 | 0 | 0 | 0 | 0 | 282.2493 | 286.4981 | 290.0814 | 3829.5893 | 4.7007 | 11652.681 | 0 | 0 | 0 | 0 | 0 | 0 | 0 | 0 | 0 | 14.1125 | 28.4374 | 42.9414 | 2.3328 | 4.7007 | 7.0983 | 1 | 1 | 1 | 1 | 1 | 1 | 1 | 5.0362 | 2.8054 | 1.557 | 5.0362 | 2.83 | 1.5619 | 5.0362 | 2.8808 | 1.572 | 222495.6558 | 0 | 0 | 0 | 819.9215 | 135.5345 | 220695.5968 | 0 | 0 | 0 | 134.438 | 216399.8396 | 0 | 0 | 0 | 131.8212 | 222495.6558 | 269.9725 | 659591.0921 | 0 | 0 | 0 | 0 | 0 | 0 | 0 | 0 | 0 | 819.9215 | 1633.2096 | 2430.6674 | 135.5345 | 269.9725 | 401.7937 | 177457.2699 | 276306.8719 | 177457.2699 | 228666.8475 | 59152.4233 | 177843.7792 | 277777.6052 | 177843.7792 | 231451.0058 | 59281.2597 | 176990.2936 | 278230.581 | 176990.2936 | 233654.3625 | 58996.7645 | 35235.993 | 35312.7385 | 35143.27 | 0.032732 | 0.032569 | 0.032407 | 51840.0004 | 0 | 0 | 0 | 191.0362 | 31.5786 | 51952.9101 | 0 | 0 | 0 | 191.4523 | 31.6474 | 51703.5842 | 0 | 0 | 0 | 190.5335 | 31.4955 | 1036800.0082 | 1039058.2013 | 1034071.6838 | 0 | 0 | 0 | 0 | 0 | 0 | 0 | 0 | 0 | 3820.7247 | 3829.0464 | 3810.6705 | 51840.0004 | 63.226 | 155496.4947 | 0 | 0 | 0 | 0 | 0 | 0 | 0 | 0 | 0 | 191.0362 | 382.4886 | 573.0221 | 31.5786 | 63.226 | 94.7216 | 6.715 | 1.1266 | 1.1678 | 6.715 | 1.1512 | 1.1714 | 6.715 | 1.202 | 1.179 | 222495.6558 | 0 | 0 | 0 | 819.9215 | 135.5345 | 220695.5968 | 0 | 0 | 0 | 134.438 | 216399.8396 | 0 | 0 | 0 | 131.8212 | 222495.6558 | 269.9725 | 659591.0921 | 0 | 0 | 0 | 0 | 0 | 0 | 0 | 0 | 0 | 819.9215 | 1633.2096 | 2430.6674 | 135.5345 | 269.9725 | 401.7937 | 710864.9674 | 830130.2993 | 710864.9674 | 687001.6561 | 0 | 705113.8489 | 825998.1201 | 705113.8489 | 688241.5719 | 0 | 691389.0716 | 815153.1046 | 691389.0716 | 684554.7971 | 0 | 105862.2438 | 105005.7854 | 102961.8871 | 0.09834 | 0.097851 | 0.097364 | 155746.9591 | 0 | 0 | 0 | 573.9451 | 94.8742 | 154486.9177 | 0 | 0 | 0 | 569.3017 | 94.1066 | 151479.8877 | 0 | 0 | 0 | 558.2204 | 92.2748 | 3114939.1812 | 3089738.3548 | 3029597.7537 | 0 | 0 | 0 | 0 | 0 | 0 | 0 | 0 | 0 | 11478.9013 | 11386.0334 | 11164.4085 | 155746.9591 | 188.9807 | 461713.7645 | 0 | 0 | 0 | 0 | 0 | 0 | 0 | 0 | 0 | 573.9451 | 1143.2467 | 1701.4672 | 94.8742 | 188.9807 | 281.2556
| 522 | Business | Food Sales | Envelope | Electric | 02-300 | 02-300.09 | Insulation | [02-300]_Business_Envelope_Insulation - Wall_ADD_Electric_per sf | R12 | R20 | ENGINEER | 0.8109 | 0 | 0 | 0 | 0.0010358 | 0 | 6.715 | 20 | 0.476 | 0.25758 | 0.40817 | 0.12932 | 0.20492 | 1 | 1 | Additions on Existing | 106.4939 | 0.41405 | 16.2179 | 0 | 0 | 0 | 0.063055 | 0.90512 | 0 | 0 | 0 | 3.4107 | 0 | 0 | 4.3158 | 2.3089 | 2.0068 | 1.8692 | 0.9082 | 0 | 0 | 0 | 3.4211 | 0 | 0 | 4.3293 | 2.3089 | 2.0204 | 1.875 | 0.91525 | 0 | 0 | 0 | 3.4421 | 0 | 0 | 4.3573 | 2.3089 | 2.0484 | 1.8871 | per sf | 88.4708 | 158893.4814 | 0.005 | 18191.5026 | 0 | 0 | 0 | 67.0377 | 11.0611 | 18044.3277 | 0 | 0 | 0 | 10.9716 | 17693.1016 | 0 | 0 | 0 | 10.758 | 18191.5026 | 36235.8304 | 53928.932 | 0 | 0 | 0 | 0 | 0 | 0 | 0 | 0 | 0 | 67.0377 | 133.5331 | 198.7342 | 11.0611 | 22.0327 | 32.7907 | 18191.5026 | 0 | 0 | 0 | 67.0377 | 11.0611 | 18044.3277 | 0 | 0 | 0 | 10.9716 | 17693.1016 | 0 | 0 | 0 | 10.758 | 18191.5026 | 22.0327 | 53928.932 | 0 | 0 | 0 | 0 | 0 | 0 | 0 | 0 | 0 | 67.0377 | 133.5331 | 198.7342 | 11.0611 | 22.0327 | 32.7907 | 26.8197 | 50.1305 | 26.8197 | 40.7056 | 51.1791 | 27.2952 | 51.1794 | 27.2952 | 41.8419 | 52.0865 | 27.8018 | 52.4661 | 27.8018 | 43.2337 | 53.0532 | 11.6156 | 11.8215 | 12.041 | 7.2739e-05 | 7.2378e-05 | 7.2017e-05 | 9.419 | 0 | 0 | 0 | 0.03471 | 0.0057271 | 9.586 | 0 | 0 | 0 | 0.035326 | 0.0058287 | 9.764 | 0 | 0 | 0 | 0.035981 | 0.0059368 | 188.381 | 191.7209 | 195.2792 | 0 | 0 | 0 | 0 | 0 | 0 | 0 | 0 | 0 | 0.69421 | 0.70651 | 0.71963 | 9.419 | 0.011556 | 28.7691 | 0 | 0 | 0 | 0 | 0 | 0 | 0 | 0 | 0 | 0.03471 | 0.070036 | 0.10602 | 0.0057271 | 0.011556 | 0.017493 | 1 | 1 | 1 | 1 | 1 | 1 | 1 | 5.0362 | -0.72046 | 0.85694 | 5.0362 | -0.70692 | 0.85963 | 5.0362 | -0.67895 | 0.86519 | 18191.5026 | 0 | 0 | 0 | 67.0377 | 11.0611 | 18044.3277 | 0 | 0 | 0 | 10.9716 | 17693.1016 | 0 | 0 | 0 | 10.758 | 18191.5026 | 22.0327 | 53928.932 | 0 | 0 | 0 | 0 | 0 | 0 | 0 | 0 | 0 | 67.0377 | 133.5331 | 198.7342 | 11.0611 | 22.0327 | 32.7907 | 4648.7757 | 3983.7416 | 4648.7757 | 3234.7725 | 1549.5919 | 4706.3128 | 4045.7036 | 4706.3128 | 3307.5835 | 1568.7709 | 4753.634 | 4112.7858 | 4753.634 | 3389.0692 | 1584.5447 | 923.0629 | 934.4875 | 943.8836 | 0.0057804 | 0.0057517 | 0.005723 | 748.5081 | 0 | 0 | 0 | 2.7583 | 0.45512 | 757.7723 | 0 | 0 | 0 | 2.7925 | 0.46075 | 765.3915 | 0 | 0 | 0 | 2.8206 | 0.46539 | 14970.1622 | 15155.445 | 15307.8306 | 0 | 0 | 0 | 0 | 0 | 0 | 0 | 0 | 0 | 55.1667 | 55.8495 | 56.4111 | 748.5081 | 0.91587 | 2271.6719 | 0 | 0 | 0 | 0 | 0 | 0 | 0 | 0 | 0 | 2.7583 | 5.5508 | 8.3714 | 0.45512 | 0.91587 | 1.3813 | 6.715 | -2.3992 | 0.64271 | 6.715 | -2.3857 | 0.64473 | 6.715 | -2.3577 | 0.64889 | 18191.5026 | 0 | 0 | 0 | 67.0377 | 11.0611 | 18044.3277 | 0 | 0 | 0 | 10.9716 | 17693.1016 | 0 | 0 | 0 | 10.758 | 18191.5026 | 22.0327 | 53928.932 | 0 | 0 | 0 | 0 | 0 | 0 | 0 | 0 | 0 | 67.0377 | 133.5331 | 198.7342 | 11.0611 | 22.0327 | 32.7907 | 97918.0494 | 62932.732 | 97918.0494 | 51100.9727 | 0 | 97125.8619 | 62619.4751 | 97125.8619 | 51194.8384 | 0 | 95235.3433 | 61797.3378 | 95235.3433 | 50923.0158 | 0 | 14581.988 | 14464.0152 | 14182.4785 | 0.091316 | 0.090861 | 0.090409 | 11824.4767 | 0 | 0 | 0 | 43.5745 | 7.1897 | 11728.813 | 0 | 0 | 0 | 43.222 | 7.1315 | 11500.5161 | 0 | 0 | 0 | 42.3807 | 6.9927 | 236489.5343 | 234576.2604 | 230010.3213 | 0 | 0 | 0 | 0 | 0 | 0 | 0 | 0 | 0 | 871.4905 | 864.4399 | 847.6139 | 11824.4767 | 14.3212 | 35053.8058 | 0 | 0 | 0 | 0 | 0 | 0 | 0 | 0 | 0 | 43.5745 | 86.7965 | 129.1772 | 7.1897 | 14.3212 | 21.3139
| 523 | Business | Manufacturing/Industrial | Envelope | Electric | 02-300 | 02-300.10 | Insulation | [02-300]_Business_Envelope_Insulation - Wall_ADD_Electric_per sf | R12 | R20 | ENGINEER | 0.81214 | 0 | 0 | 0 | 0.0010314 | 0 | 6.715 | 20 | 0.476 | 0.25758 | 0.40817 | 0.12932 | 0.20492 | 1 | 1 | Additions on Existing | 106.3303 | 0.41341 | 16.2429 | 0 | 0 | 0 | 0.063152 | 0.90651 | 0 | 0 | 0 | 3.3962 | 0 | 0 | 4.3027 | 2.3089 | 1.9937 | 1.8635 | 0.9096 | 0 | 0 | 0 | 3.4066 | 0 | 0 | 4.3162 | 2.3089 | 2.0072 | 1.8693 | 0.91665 | 0 | 0 | 0 | 3.4274 | 0 | 0 | 4.3441 | 2.3089 | 2.0351 | 1.8814 | per sf | 419.5969 | 1738390.0192 | 0.005 | 199332.1805 | 0 | 0 | 0 | 734.5615 | 120.5001 | 197719.5211 | 0 | 0 | 0 | 119.5252 | 193870.9846 | 0 | 0 | 0 | 117.1987 | 199332.1805 | 397051.7016 | 590922.6862 | 0 | 0 | 0 | 0 | 0 | 0 | 0 | 0 | 0 | 734.5615 | 1463.1802 | 2177.6166 | 120.5001 | 240.0254 | 357.2241 | 199332.1805 | 0 | 0 | 0 | 734.5615 | 120.5001 | 197719.5211 | 0 | 0 | 0 | 119.5252 | 193870.9846 | 0 | 0 | 0 | 117.1987 | 199332.1805 | 240.0254 | 590922.6862 | 0 | 0 | 0 | 0 | 0 | 0 | 0 | 0 | 0 | 734.5615 | 1463.1802 | 2177.6166 | 120.5001 | 240.0254 | 357.2241 | 1032.7522 | 1924.5212 | 1032.7522 | 1576.8928 | 1970.7666 | 1050.6017 | 1963.9277 | 1050.6017 | 1620.1619 | 2004.8281 | 1069.4004 | 2011.9885 | 1069.4004 | 1672.8985 | 2040.701 | 447.285 | 455.0156 | 463.1573 | 0.00025602 | 0.00025474 | 0.00025348 | 363.2597 | 0 | 0 | 0 | 1.3387 | 0.2196 | 369.5381 | 0 | 0 | 0 | 1.3618 | 0.22339 | 376.1503 | 0 | 0 | 0 | 1.3862 | 0.22739 | 7265.1943 | 7390.7614 | 7523.0064 | 0 | 0 | 0 | 0 | 0 | 0 | 0 | 0 | 0 | 26.7731 | 27.2358 | 27.7231 | 363.2597 | 0.44299 | 1108.9481 | 0 | 0 | 0 | 0 | 0 | 0 | 0 | 0 | 0 | 1.3387 | 2.7004 | 4.0866 | 0.2196 | 0.44299 | 0.67038 | 1 | 1 | 1 | 1 | 1 | 1 | 1 | 5.0362 | -0.73358 | 0.85434 | 5.0362 | -0.72007 | 0.85702 | 5.0362 | -0.69218 | 0.86256 | 199332.1805 | 0 | 0 | 0 | 734.5615 | 120.5001 | 197719.5211 | 0 | 0 | 0 | 119.5252 | 193870.9846 | 0 | 0 | 0 | 117.1987 | 199332.1805 | 240.0254 | 590922.6862 | 0 | 0 | 0 | 0 | 0 | 0 | 0 | 0 | 0 | 734.5615 | 1463.1802 | 2177.6166 | 120.5001 | 240.0254 | 357.2241 | 127026.6286 | 108524.0141 | 127026.6286 | 88921.2035 | 42342.2095 | 128054.2821 | 109745.325 | 128054.2821 | 90535.5074 | 42684.7607 | 128538.3225 | 110872.1091 | 128538.3225 | 92186.3022 | 42846.1075 | 25222.4629 | 25426.5142 | 25522.6255 | 0.014437 | 0.014365 | 0.014294 | 20484.2652 | 0 | 0 | 0 | 75.4868 | 12.3831 | 20649.9842 | 0 | 0 | 0 | 76.0975 | 12.4833 | 20728.0404 | 0 | 0 | 0 | 76.3852 | 12.5305 | 409685.3041 | 412999.6843 | 414560.8078 | 0 | 0 | 0 | 0 | 0 | 0 | 0 | 0 | 0 | 1509.7364 | 1521.9503 | 1527.7032 | 20484.2652 | 24.8664 | 61862.2898 | 0 | 0 | 0 | 0 | 0 | 0 | 0 | 0 | 0 | 75.4868 | 151.5843 | 227.9695 | 12.3831 | 24.8664 | 37.3969 | 6.715 | -2.4123 | 0.64076 | 6.715 | -2.3988 | 0.64277 | 6.715 | -2.3709 | 0.64692 | 199332.1805 | 0 | 0 | 0 | 734.5615 | 120.5001 | 197719.5211 | 0 | 0 | 0 | 119.5252 | 193870.9846 | 0 | 0 | 0 | 117.1987 | 199332.1805 | 240.0254 | 590922.6862 | 0 | 0 | 0 | 0 | 0 | 0 | 0 | 0 | 0 | 734.5615 | 1463.1802 | 2177.6166 | 120.5001 | 240.0254 | 357.2241 | 1153688.5322 | 739232.2694 | 1153688.5322 | 605703.9409 | 0 | 1144354.8333 | 735552.8712 | 1144354.8333 | 606801.7238 | 0 | 1122080.3946 | 725896.8616 | 1122080.3946 | 603557.9914 | 0 | 171807.6742 | 170417.6967 | 167100.58 | 0.09834 | 0.097851 | 0.097364 | 139532.5263 | 0 | 0 | 0 | 514.1931 | 84.3501 | 138403.6648 | 0 | 0 | 0 | 510.0331 | 83.6677 | 135709.6892 | 0 | 0 | 0 | 500.1055 | 82.0391 | 2790650.5263 | 2768073.296 | 2714193.7849 | 0 | 0 | 0 | 0 | 0 | 0 | 0 | 0 | 0 | 10283.8611 | 10200.6615 | 10002.1094 | 139532.5263 | 168.0178 | 413645.8804 | 0 | 0 | 0 | 0 | 0 | 0 | 0 | 0 | 0 | 514.1931 | 1024.2261 | 1524.3316 | 84.3501 | 168.0178 | 250.0569
| 524 | Business | Office | Envelope | Gas | 02-319 | 02-319.01 | Insulation | [02-319]_Business_Envelope_Insulation - Wall_ADD_Gas_per sf | R12 | R20 | ENGINEER | 0.0023081 | 0.0014545 | 0 | 0 | 2.9559e-06 | 0 | 6.715 | 20 | 0.476 | 0.25758 | 0.40817 | 0.12932 | 0.20492 | 1 | 1 | Additions on Existing | 217.5199 | 145.466 | 0.046162 | 0.030691 | 0 | 0 | 0.030871 | 0.0025763 | 0.20989 | 0 | 0 | 0.0097329 | 0.0015346 | 0 | 0.22374 | 2.4705 | -2.2467 | 0.090565 | 0.0025851 | 0.2125 | 0 | 0 | 0.0097627 | 0.0015346 | 0 | 0.22638 | 2.4705 | -2.2441 | 0.091633 | 0.0026051 | 0.21538 | 0 | 0 | 0.0098224 | 0.0015346 | 0 | 0.22934 | 2.4705 | -2.2411 | 0.092832 | per sf | 243.9069 | 5992792.469 | 0.005 | 1952.9051 | 1230.6536 | 0 | 0 | 1237.8503 | 1.1905 | 1937.1055 | 1220.6972 | 0 | 0 | 1.1808 | 1899.4005 | 1196.9368 | 0 | 0 | 1.1579 | 1952.9051 | 3890.0106 | 5789.4111 | 1230.6536 | 2451.3508 | 3648.2876 | 0 | 0 | 0 | 0 | 0 | 0 | 1237.8503 | 2465.6859 | 3669.6222 | 1.1905 | 2.3713 | 3.5292 | 0 | 0 | 0 | 0 | 0 | 0 | 0 | 0 | 0 | 0 | 0 | 0 | 0 | 0 | 0 | 0 | 0 | 0 | 0 | 0 | 0 | 0 | 0 | 0 | 0 | 0 | 0 | 0 | 0 | 0 | 0 | 0 | 0 | 0 | 0 |  |  |  |  | 0 |  |  |  |  | 0 |  |  |  |  | 0 | 0 | 0 | 0 | 0 | 0 | 0 | 0 | 0 | 0 | 0 | 0 | 0 | 0 | 0 | 0 | 0 | 0 | 0 | 0 | 0 | 0 | 0 | 0 | 0 | 0 | 0 | 0 | 0 | 0 | 0 | 0 | 0 | 0 | 0 | 0 | 0 | 0 | 0 | 0 | 0 | 0 | 0 | 0 | 0 | 0 | 0 | 0 | 0 | 0 | 0 | 0 | 0 | 0 | 0 | 0 | 0 | 1 | 1 | 1 | 1 | 1 | 1 | 1 | 5.0362 | -4.8125 | 0.044426 | 5.0362 | -4.8099 | 0.04495 | 5.0362 | -4.8069 | 0.045538 | 0 | 0 | 0 | 0 | 0 | 0 | 0 | 0 | 0 | 0 | 0 | 0 | 0 | 0 | 0 | 0 | 0 | 0 | 0 | 0 | 0 | 0 | 0 | 0 | 0 | 0 | 0 | 0 | 0 | 0 | 0 | 0 | 0 | 0 | 0 |  |  |  |  | 0 |  |  |  |  | 0 |  |  |  |  | 0 | 0 | 0 | 0 | 0 | 0 | 0 | 0 | 0 | 0 | 0 | 0 | 0 | 0 | 0 | 0 | 0 | 0 | 0 | 0 | 0 | 0 | 0 | 0 | 0 | 0 | 0 | 0 | 0 | 0 | 0 | 0 | 0 | 0 | 0 | 0 | 0 | 0 | 0 | 0 | 0 | 0 | 0 | 0 | 0 | 0 | 0 | 0 | 0 | 0 | 0 | 0 | 0 | 0 | 0 | 0 | 0 | 6.715 | -6.4913 | 0.033319 | 6.715 | -6.4886 | 0.033712 | 6.715 | -6.4857 | 0.034153 | 0 | 0 | 0 | 0 | 0 | 0 | 0 | 0 | 0 | 0 | 0 | 0 | 0 | 0 | 0 | 0 | 0 | 0 | 0 | 0 | 0 | 0 | 0 | 0 | 0 | 0 | 0 | 0 | 0 | 0 | 0 | 0 | 0 | 0 | 0 |  |  |  |  | 0 |  |  |  |  | 0 |  |  |  |  | 0 | 0 | 0 | 0 | 0 | 0 | 0 | 0 | 0 | 0 | 0 | 0 | 0 | 0 | 0 | 0 | 0 | 0 | 0 | 0 | 0 | 0 | 0 | 0 | 0 | 0 | 0 | 0 | 0 | 0 | 0 | 0 | 0 | 0 | 0 | 0 | 0 | 0 | 0 | 0 | 0 | 0 | 0 | 0 | 0 | 0 | 0 | 0 | 0 | 0 | 0 | 0 | 0 | 0 | 0 | 0 | 0
| 525 | Business | Retail | Envelope | Gas | 02-319 | 02-319.02 | Insulation | [02-319]_Business_Envelope_Insulation - Wall_ADD_Gas_per sf | R12 | R20 | ENGINEER | 0.00019844 | 0.0015498 | 0 | 0 | 2.5413e-07 | 0 | 6.715 | 20 | 0.476 | 0.25758 | 0.40817 | 0.12932 | 0.20492 | 1 | 1 | Additions on Existing | 205.2372 | 1691.9577 | 0.0039688 | 0.032703 | 0 | 0 | 0.032718 | 0.0002215 | 0.22365 | 0 | 0 | 0.00083678 | 0.0016351 | 0 | 0.22634 | 2.4705 | -2.2441 | 0.09162 | 0.00022225 | 0.22642 | 0 | 0 | 0.00083935 | 0.0016351 | 0 | 0.22912 | 2.4705 | -2.2414 | 0.092743 | 0.00022397 | 0.22949 | 0 | 0 | 0.00084448 | 0.0016351 | 0 | 0.2322 | 2.4705 | -2.2383 | 0.093988 | per sf | 281.5792 | 2412851.902 | 0.005 | 67.6012 | 527.9679 | 0 | 0 | 528.217 | 0.041209 | 67.0543 | 523.6965 | 0 | 0 | 0.040876 | 65.7491 | 513.5029 | 0 | 0 | 0.04008 | 67.6012 | 134.6555 | 200.4046 | 527.9679 | 1051.6644 | 1565.1673 | 0 | 0 | 0 | 0 | 0 | 0 | 528.217 | 1052.1606 | 1565.9059 | 0.041209 | 0.082085 | 0.12217 | 0 | 0 | 0 | 0 | 0 | 0 | 0 | 0 | 0 | 0 | 0 | 0 | 0 | 0 | 0 | 0 | 0 | 0 | 0 | 0 | 0 | 0 | 0 | 0 | 0 | 0 | 0 | 0 | 0 | 0 | 0 | 0 | 0 | 0 | 0 |  |  |  |  | 0 |  |  |  |  | 0 |  |  |  |  | 0 | 0 | 0 | 0 | 0 | 0 | 0 | 0 | 0 | 0 | 0 | 0 | 0 | 0 | 0 | 0 | 0 | 0 | 0 | 0 | 0 | 0 | 0 | 0 | 0 | 0 | 0 | 0 | 0 | 0 | 0 | 0 | 0 | 0 | 0 | 0 | 0 | 0 | 0 | 0 | 0 | 0 | 0 | 0 | 0 | 0 | 0 | 0 | 0 | 0 | 0 | 0 | 0 | 0 | 0 | 0 | 0 | 1 | 1 | 1 | 1 | 1 | 1 | 1 | 5.0362 | -4.8099 | 0.044943 | 5.0362 | -4.8071 | 0.045494 | 5.0362 | -4.8041 | 0.046105 | 0 | 0 | 0 | 0 | 0 | 0 | 0 | 0 | 0 | 0 | 0 | 0 | 0 | 0 | 0 | 0 | 0 | 0 | 0 | 0 | 0 | 0 | 0 | 0 | 0 | 0 | 0 | 0 | 0 | 0 | 0 | 0 | 0 | 0 | 0 |  |  |  |  | 0 |  |  |  |  | 0 |  |  |  |  | 0 | 0 | 0 | 0 | 0 | 0 | 0 | 0 | 0 | 0 | 0 | 0 | 0 | 0 | 0 | 0 | 0 | 0 | 0 | 0 | 0 | 0 | 0 | 0 | 0 | 0 | 0 | 0 | 0 | 0 | 0 | 0 | 0 | 0 | 0 | 0 | 0 | 0 | 0 | 0 | 0 | 0 | 0 | 0 | 0 | 0 | 0 | 0 | 0 | 0 | 0 | 0 | 0 | 0 | 0 | 0 | 0 | 6.715 | -6.4887 | 0.033707 | 6.715 | -6.4859 | 0.034121 | 6.715 | -6.4828 | 0.034579 | 0 | 0 | 0 | 0 | 0 | 0 | 0 | 0 | 0 | 0 | 0 | 0 | 0 | 0 | 0 | 0 | 0 | 0 | 0 | 0 | 0 | 0 | 0 | 0 | 0 | 0 | 0 | 0 | 0 | 0 | 0 | 0 | 0 | 0 | 0 |  |  |  |  | 0 |  |  |  |  | 0 |  |  |  |  | 0 | 0 | 0 | 0 | 0 | 0 | 0 | 0 | 0 | 0 | 0 | 0 | 0 | 0 | 0 | 0 | 0 | 0 | 0 | 0 | 0 | 0 | 0 | 0 | 0 | 0 | 0 | 0 | 0 | 0 | 0 | 0 | 0 | 0 | 0 | 0 | 0 | 0 | 0 | 0 | 0 | 0 | 0 | 0 | 0 | 0 | 0 | 0 | 0 | 0 | 0 | 0 | 0 | 0 | 0 | 0 | 0
| 526 | Business | Food Service | Envelope | Gas | 02-319 | 02-319.03 | Insulation | [02-319]_Business_Envelope_Insulation - Wall_ADD_Gas_per sf | R12 | R20 | ENGINEER | 8.7994e-05 | 0.0021603 | 0 | 0 | 1.1269e-07 | 0 | 6.715 | 20 | 0.476 | 0.25758 | 0.40817 | 0.12932 | 0.20492 | 1 | 1 | Additions on Existing | 147.2855 | 3815.6178 | 0.0017599 | 0.045585 | 0 | 0 | 0.045592 | 9.8218e-05 | 0.31175 | 0 | 0 | 0.00037105 | 0.0022792 | 0 | 0.3774 | 2.4705 | -2.0931 | 0.15276 | 9.8553e-05 | 0.31561 | 0 | 0 | 0.00037219 | 0.0022792 | 0 | 0.38204 | 2.4705 | -2.0884 | 0.15464 | 9.9317e-05 | 0.31989 | 0 | 0 | 0.00037447 | 0.0022792 | 0 | 0.38718 | 2.4705 | -2.0833 | 0.15672 | per sf | 231.3746 | 370893.505 | 0.005 | 4.6078 | 113.1259 | 0 | 0 | 113.1428 | 0.0028089 | 4.5706 | 112.2106 | 0 | 0 | 0.0027862 | 4.4816 | 110.0265 | 0 | 0 | 0.002732 | 4.6078 | 9.1784 | 13.66 | 113.1259 | 225.3365 | 335.363 | 0 | 0 | 0 | 0 | 0 | 0 | 113.1428 | 225.3703 | 335.4133 | 0.0028089 | 0.0055951 | 0.0083271 | 4.6078 | 113.1259 | 0 | 0 | 113.1428 | 0.0028089 | 4.5706 | 112.2106 | 0 | 0 | 0.0027862 | 4.4816 | 110.0265 | 0 | 0 | 0.002732 | 4.6078 | 0.0055951 | 13.66 | 113.1259 | 225.3365 | 335.363 | 0 | 0 | 0 | 0 | 0 | 0 | 113.1428 | 225.3703 | 335.4133 | 0.0028089 | 0.0055951 | 0.0083271 | 0.10974 | 0.016765 | 0.10974 | 0.012389 | 0.18855 | 0.10885 | 0.016833 | 0.10885 | 0.012348 | 0.18702 | 0.10674 | 0.016728 | 0.10674 | 0.012177 | 0.18338 | 0.044422 | 0.044062 | 0.043205 | 1.1917e-07 | 1.1858e-07 | 1.1799e-07 | 3.9088e-06 | 9.5964e-05 | 0 | 0 | 9.5979e-05 | 2.3828e-09 | 3.8772e-06 | 9.5188e-05 | 0 | 0 | 9.5202e-05 | 2.3635e-09 | 3.8017e-06 | 9.3335e-05 | 0 | 0 | 9.3349e-05 | 2.3175e-09 | 7.8176e-05 | 7.7544e-05 | 7.6035e-05 | 0.0019193 | 0.0019038 | 0.0018667 | 0 | 0 | 0 | 0 | 0 | 0 | 0.0019196 | 0.001904 | 0.001867 | 3.9088e-06 | 4.7463e-09 | 1.1588e-05 | 9.5964e-05 | 0.00019115 | 0.00028449 | 0 | 0 | 0 | 0 | 0 | 0 | 9.5979e-05 | 0.00019118 | 0.00028453 | 2.3828e-09 | 4.7463e-09 | 7.0638e-09 | 1 | 1 | 1 | 1 | 1 | 1 | 1 | 5.0362 | -4.6589 | 0.074936 | 5.0362 | -4.6542 | 0.075857 | 5.0362 | -4.6491 | 0.076878 | 0 | 0 | 0 | 0 | 0 | 0 | 0 | 0 | 0 | 0 | 0 | 0 | 0 | 0 | 0 | 0 | 0 | 0 | 0 | 0 | 0 | 0 | 0 | 0 | 0 | 0 | 0 | 0 | 0 | 0 | 0 | 0 | 0 | 0 | 0 |  |  |  |  | 0 |  |  |  |  | 0 |  |  |  |  | 0 | 0 | 0 | 0 | 0 | 0 | 0 | 0 | 0 | 0 | 0 | 0 | 0 | 0 | 0 | 0 | 0 | 0 | 0 | 0 | 0 | 0 | 0 | 0 | 0 | 0 | 0 | 0 | 0 | 0 | 0 | 0 | 0 | 0 | 0 | 0 | 0 | 0 | 0 | 0 | 0 | 0 | 0 | 0 | 0 | 0 | 0 | 0 | 0 | 0 | 0 | 0 | 0 | 0 | 0 | 0 | 0 | 6.715 | -6.3376 | 0.056202 | 6.715 | -6.333 | 0.056893 | 6.715 | -6.3278 | 0.057658 | 0 | 0 | 0 | 0 | 0 | 0 | 0 | 0 | 0 | 0 | 0 | 0 | 0 | 0 | 0 | 0 | 0 | 0 | 0 | 0 | 0 | 0 | 0 | 0 | 0 | 0 | 0 | 0 | 0 | 0 | 0 | 0 | 0 | 0 | 0 |  |  |  |  | 0 |  |  |  |  | 0 |  |  |  |  | 0 | 0 | 0 | 0 | 0 | 0 | 0 | 0 | 0 | 0 | 0 | 0 | 0 | 0 | 0 | 0 | 0 | 0 | 0 | 0 | 0 | 0 | 0 | 0 | 0 | 0 | 0 | 0 | 0 | 0 | 0 | 0 | 0 | 0 | 0 | 0 | 0 | 0 | 0 | 0 | 0 | 0 | 0 | 0 | 0 | 0 | 0 | 0 | 0 | 0 | 0 | 0 | 0 | 0 | 0 | 0 | 0
| 527 | Business | Healthcare/Hospitals | Envelope | Gas | 02-319 | 02-319.04 | Insulation | [02-319]_Business_Envelope_Insulation - Wall_ADD_Gas_per sf | R12 | R20 | ENGINEER | 0.0060183 | 0.0016542 | 0 | 0 | 7.7075e-06 | 0 | 6.715 | 20 | 0.476 | 0.25758 | 0.40817 | 0.12932 | 0.20492 | 1 | 1 | Additions on Existing | 189.8293 | 55.7878 | 0.12037 | 0.034906 | 0 | 0 | 0.035374 | 0.0067177 | 0.23872 | 0 | 0 | 0.025378 | 0.0017453 | 0 | 0.27256 | 2.8306 | -2.558 | 0.09629 | 0.0067405 | 0.24168 | 0 | 0 | 0.025456 | 0.0017453 | 0 | 0.27562 | 2.8306 | -2.555 | 0.097371 | 0.0067928 | 0.24495 | 0 | 0 | 0.025612 | 0.0017453 | 0 | 0.2791 | 2.8306 | -2.5515 | 0.098602 | per sf | 412.1519 | 1119404.696 | 0.005 | 951.1771 | 261.4434 | 0 | 0 | 264.9486 | 0.57983 | 943.4817 | 259.3282 | 0 | 0 | 0.57514 | 925.1172 | 254.2805 | 0 | 0 | 0.56395 | 951.1771 | 1894.6588 | 2819.776 | 261.4434 | 520.7716 | 775.0521 | 0 | 0 | 0 | 0 | 0 | 0 | 264.9486 | 527.7536 | 785.4433 | 0.57983 | 1.155 | 1.7189 | 0 | 0 | 0 | 0 | 0 | 0 | 0 | 0 | 0 | 0 | 0 | 0 | 0 | 0 | 0 | 0 | 0 | 0 | 0 | 0 | 0 | 0 | 0 | 0 | 0 | 0 | 0 | 0 | 0 | 0 | 0 | 0 | 0 | 0 | 0 |  |  |  |  | 0 |  |  |  |  | 0 |  |  |  |  | 0 | 0 | 0 | 0 | 0 | 0 | 0 | 0 | 0 | 0 | 0 | 0 | 0 | 0 | 0 | 0 | 0 | 0 | 0 | 0 | 0 | 0 | 0 | 0 | 0 | 0 | 0 | 0 | 0 | 0 | 0 | 0 | 0 | 0 | 0 | 0 | 0 | 0 | 0 | 0 | 0 | 0 | 0 | 0 | 0 | 0 | 0 | 0 | 0 | 0 | 0 | 0 | 0 | 0 | 0 | 0 | 0 | 1 | 1 | 1 | 1 | 1 | 1 | 1 | 5.0362 | -4.7637 | 0.054119 | 5.0362 | -4.7606 | 0.054727 | 5.0362 | -4.7571 | 0.055419 | 0 | 0 | 0 | 0 | 0 | 0 | 0 | 0 | 0 | 0 | 0 | 0 | 0 | 0 | 0 | 0 | 0 | 0 | 0 | 0 | 0 | 0 | 0 | 0 | 0 | 0 | 0 | 0 | 0 | 0 | 0 | 0 | 0 | 0 | 0 |  |  |  |  | 0 |  |  |  |  | 0 |  |  |  |  | 0 | 0 | 0 | 0 | 0 | 0 | 0 | 0 | 0 | 0 | 0 | 0 | 0 | 0 | 0 | 0 | 0 | 0 | 0 | 0 | 0 | 0 | 0 | 0 | 0 | 0 | 0 | 0 | 0 | 0 | 0 | 0 | 0 | 0 | 0 | 0 | 0 | 0 | 0 | 0 | 0 | 0 | 0 | 0 | 0 | 0 | 0 | 0 | 0 | 0 | 0 | 0 | 0 | 0 | 0 | 0 | 0 | 6.715 | -6.4424 | 0.04059 | 6.715 | -6.4394 | 0.041045 | 6.715 | -6.4359 | 0.041564 | 0 | 0 | 0 | 0 | 0 | 0 | 0 | 0 | 0 | 0 | 0 | 0 | 0 | 0 | 0 | 0 | 0 | 0 | 0 | 0 | 0 | 0 | 0 | 0 | 0 | 0 | 0 | 0 | 0 | 0 | 0 | 0 | 0 | 0 | 0 |  |  |  |  | 0 |  |  |  |  | 0 |  |  |  |  | 0 | 0 | 0 | 0 | 0 | 0 | 0 | 0 | 0 | 0 | 0 | 0 | 0 | 0 | 0 | 0 | 0 | 0 | 0 | 0 | 0 | 0 | 0 | 0 | 0 | 0 | 0 | 0 | 0 | 0 | 0 | 0 | 0 | 0 | 0 | 0 | 0 | 0 | 0 | 0 | 0 | 0 | 0 | 0 | 0 | 0 | 0 | 0 | 0 | 0 | 0 | 0 | 0 | 0 | 0 | 0 | 0
| 528 | Business | Campus/Education | Envelope | Gas | 02-319 | 02-319.05 | Insulation | [02-319]_Business_Envelope_Insulation - Wall_ADD_Gas_per sf | R12 | R20 | ENGINEER | 0.0065475 | 0.0025162 | 0 | 0 | 8.3851e-06 | 0 | 6.715 | 20 | 0.476 | 0.25758 | 0.40817 | 0.12932 | 0.20492 | 1 | 1 | Additions on Existing | 125.2709 | 51.2793 | 0.13095 | 0.053095 | 0 | 0 | 0.053604 | 0.0073083 | 0.36311 | 0 | 0 | 0.02761 | 0.0026547 | 0 | 0.40068 | 2.8306 | -2.4299 | 0.14155 | 0.0073332 | 0.36761 | 0 | 0 | 0.027694 | 0.0026547 | 0 | 0.40529 | 2.8306 | -2.4253 | 0.14318 | 0.00739 | 0.37259 | 0 | 0 | 0.027864 | 0.0026547 | 0 | 0.4105 | 2.8306 | -2.4201 | 0.14502 | per sf | 893.6033 | 2029373.045 | 0.005 | 1876.0014 | 720.9492 | 0 | 0 | 727.8625 | 1.1436 | 1860.824 | 715.1165 | 0 | 0 | 1.1343 | 1824.6037 | 701.1971 | 0 | 0 | 1.1123 | 1876.0014 | 3736.8254 | 5561.4291 | 720.9492 | 1436.0658 | 2137.2629 | 0 | 0 | 0 | 0 | 0 | 0 | 727.8625 | 1449.8364 | 2157.7573 | 1.1436 | 2.2779 | 3.3902 | 1876.0014 | 720.9492 | 0 | 0 | 727.8625 | 1.1436 | 1860.824 | 715.1165 | 0 | 0 | 1.1343 | 1824.6037 | 701.1971 | 0 | 0 | 1.1123 | 1876.0014 | 2.2779 | 5561.4291 | 720.9492 | 1436.0658 | 2137.2629 | 0 | 0 | 0 | 0 | 0 | 0 | 727.8625 | 1449.8364 | 2157.7573 | 1.1436 | 2.2779 | 3.3902 | 1.7735 | 0.25104 | 1.7735 | 0.19996 | 2.4337 | 1.8173 | 0.2602 | 1.8173 | 0.20597 | 2.4938 | 1.7819 | 0.25842 | 1.7819 | 0.20327 | 2.4453 | 0.62654 | 0.64202 | 0.62952 | 3.072e-07 | 3.0567e-07 | 3.0415e-07 | 0.0041023 | 0.0015765 | 0 | 0 | 0.0015916 | 2.5007e-06 | 0.0042036 | 0.0016154 | 0 | 0 | 0.0016309 | 2.5625e-06 | 0.0041218 | 0.001584 | 0 | 0 | 0.0015992 | 2.5126e-06 | 0.082046 | 0.084072 | 0.082435 | 0.03153 | 0.032309 | 0.03168 | 0 | 0 | 0 | 0 | 0 | 0 | 0.031833 | 0.032619 | 0.031984 | 0.0041023 | 5.0632e-06 | 0.012428 | 0.0015765 | 0.003192 | 0.0047759 | 0 | 0 | 0 | 0 | 0 | 0 | 0.0015916 | 0.0032226 | 0.0048217 | 2.5007e-06 | 5.0632e-06 | 7.5758e-06 | 1 | 1 | 1 | 1 | 1 | 1 | 1 | 5.0362 | -4.6356 | 0.07956 | 5.0362 | -4.631 | 0.080475 | 5.0362 | -4.6257 | 0.081509 | 0 | 0 | 0 | 0 | 0 | 0 | 0 | 0 | 0 | 0 | 0 | 0 | 0 | 0 | 0 | 0 | 0 | 0 | 0 | 0 | 0 | 0 | 0 | 0 | 0 | 0 | 0 | 0 | 0 | 0 | 0 | 0 | 0 | 0 | 0 |  |  |  |  | 0 |  |  |  |  | 0 |  |  |  |  | 0 | 0 | 0 | 0 | 0 | 0 | 0 | 0 | 0 | 0 | 0 | 0 | 0 | 0 | 0 | 0 | 0 | 0 | 0 | 0 | 0 | 0 | 0 | 0 | 0 | 0 | 0 | 0 | 0 | 0 | 0 | 0 | 0 | 0 | 0 | 0 | 0 | 0 | 0 | 0 | 0 | 0 | 0 | 0 | 0 | 0 | 0 | 0 | 0 | 0 | 0 | 0 | 0 | 0 | 0 | 0 | 0 | 6.715 | -6.3143 | 0.05967 | 6.715 | -6.3097 | 0.060356 | 6.715 | -6.3045 | 0.061132 | 0 | 0 | 0 | 0 | 0 | 0 | 0 | 0 | 0 | 0 | 0 | 0 | 0 | 0 | 0 | 0 | 0 | 0 | 0 | 0 | 0 | 0 | 0 | 0 | 0 | 0 | 0 | 0 | 0 | 0 | 0 | 0 | 0 | 0 | 0 |  |  |  |  | 0 |  |  |  |  | 0 |  |  |  |  | 0 | 0 | 0 | 0 | 0 | 0 | 0 | 0 | 0 | 0 | 0 | 0 | 0 | 0 | 0 | 0 | 0 | 0 | 0 | 0 | 0 | 0 | 0 | 0 | 0 | 0 | 0 | 0 | 0 | 0 | 0 | 0 | 0 | 0 | 0 | 0 | 0 | 0 | 0 | 0 | 0 | 0 | 0 | 0 | 0 | 0 | 0 | 0 | 0 | 0 | 0 | 0 | 0 | 0 | 0 | 0 | 0
| 529 | Business | Warehouse | Envelope | Gas | 02-319 | 02-319.06 | Insulation | [02-319]_Business_Envelope_Insulation - Wall_ADD_Gas_per sf | R12 | R20 | ENGINEER | 0.00090085 | 0.0025126 | 0 | 0 | 1.1537e-06 | 0 | 6.715 | 20 | 0.476 | 0.25758 | 0.40817 | 0.12932 | 0.20492 | 1 | 1 | Additions on Existing | 126.4882 | 372.7041 | 0.018017 | 0.053018 | 0 | 0 | 0.053088 | 0.0010055 | 0.36258 | 0 | 0 | 0.0037987 | 0.0026509 | 0 | 0.37004 | 2.8306 | -2.4606 | 0.13073 | 0.001009 | 0.36708 | 0 | 0 | 0.0038104 | 0.0026509 | 0 | 0.37455 | 2.8306 | -2.4561 | 0.13232 | 0.0010168 | 0.37205 | 0 | 0 | 0.0038337 | 0.0026509 | 0 | 0.37956 | 2.8306 | -2.451 | 0.13409 | per sf | 320.9689 | 666331.4087 | 0.005 | 84.75 | 236.3766 | 0 | 0 | 236.6889 | 0.051663 | 84.0643 | 234.4642 | 0 | 0 | 0.051245 | 82.428 | 229.9005 | 0 | 0 | 0.050248 | 84.75 | 168.8143 | 251.2423 | 236.3766 | 470.8408 | 700.7413 | 0 | 0 | 0 | 0 | 0 | 0 | 236.6889 | 471.4629 | 701.6672 | 0.051663 | 0.10291 | 0.15316 | 84.75 | 236.3766 | 0 | 0 | 236.6889 | 0.051663 | 84.0643 | 234.4642 | 0 | 0 | 0.051245 | 82.428 | 229.9005 | 0 | 0 | 0.050248 | 84.75 | 0.10291 | 251.2423 | 236.3766 | 470.8408 | 700.7413 | 0 | 0 | 0 | 0 | 0 | 0 | 236.6889 | 471.4629 | 701.6672 | 0.051663 | 0.10291 | 0.15316 | 1.6709 | 0.21843 | 1.6709 | 0.17406 | 2.2929 | 1.6573 | 0.2193 | 1.6573 | 0.17348 | 2.2744 | 1.6831 | 0.22569 | 1.6831 | 0.1772 | 2.3097 | 0.59029 | 0.58551 | 0.59461 | 8.8147e-07 | 8.7708e-07 | 8.7272e-07 | 0.00053176 | 0.0014831 | 0 | 0 | 0.0014851 | 3.2416e-07 | 0.00052746 | 0.0014711 | 0 | 0 | 0.0014731 | 3.2153e-07 | 0.00053565 | 0.001494 | 0 | 0 | 0.001496 | 3.2653e-07 | 0.010635 | 0.010549 | 0.010713 | 0.029663 | 0.029423 | 0.02988 | 0 | 0 | 0 | 0 | 0 | 0 | 0.029702 | 0.029462 | 0.029919 | 0.00053176 | 6.4569e-07 | 0.0015949 | 0.0014831 | 0.0029543 | 0.0044483 | 0 | 0 | 0 | 0 | 0 | 0 | 0.0014851 | 0.0029582 | 0.0044541 | 3.2416e-07 | 6.4569e-07 | 9.7222e-07 | 1 | 1 | 1 | 1 | 1 | 1 | 1 | 5.0362 | -4.6662 | 0.073475 | 5.0362 | -4.6617 | 0.07437 | 5.0362 | -4.6567 | 0.075365 | 0 | 0 | 0 | 0 | 0 | 0 | 0 | 0 | 0 | 0 | 0 | 0 | 0 | 0 | 0 | 0 | 0 | 0 | 0 | 0 | 0 | 0 | 0 | 0 | 0 | 0 | 0 | 0 | 0 | 0 | 0 | 0 | 0 | 0 | 0 |  |  |  |  | 0 |  |  |  |  | 0 |  |  |  |  | 0 | 0 | 0 | 0 | 0 | 0 | 0 | 0 | 0 | 0 | 0 | 0 | 0 | 0 | 0 | 0 | 0 | 0 | 0 | 0 | 0 | 0 | 0 | 0 | 0 | 0 | 0 | 0 | 0 | 0 | 0 | 0 | 0 | 0 | 0 | 0 | 0 | 0 | 0 | 0 | 0 | 0 | 0 | 0 | 0 | 0 | 0 | 0 | 0 | 0 | 0 | 0 | 0 | 0 | 0 | 0 | 0 | 6.715 | -6.345 | 0.055106 | 6.715 | -6.3405 | 0.055778 | 6.715 | -6.3354 | 0.056524 | 0 | 0 | 0 | 0 | 0 | 0 | 0 | 0 | 0 | 0 | 0 | 0 | 0 | 0 | 0 | 0 | 0 | 0 | 0 | 0 | 0 | 0 | 0 | 0 | 0 | 0 | 0 | 0 | 0 | 0 | 0 | 0 | 0 | 0 | 0 |  |  |  |  | 0 |  |  |  |  | 0 |  |  |  |  | 0 | 0 | 0 | 0 | 0 | 0 | 0 | 0 | 0 | 0 | 0 | 0 | 0 | 0 | 0 | 0 | 0 | 0 | 0 | 0 | 0 | 0 | 0 | 0 | 0 | 0 | 0 | 0 | 0 | 0 | 0 | 0 | 0 | 0 | 0 | 0 | 0 | 0 | 0 | 0 | 0 | 0 | 0 | 0 | 0 | 0 | 0 | 0 | 0 | 0 | 0 | 0 | 0 | 0 | 0 | 0 | 0
| 530 | Business | Lodging | Envelope | Gas | 02-319 | 02-319.07 | Insulation | [02-319]_Business_Envelope_Insulation - Wall_ADD_Gas_per sf | R12 | R20 | ENGINEER | 0.0016329 | 0.0018435 | 0 | 0 | 2.0912e-06 | 0 | 6.715 | 20 | 0.476 | 0.25758 | 0.40817 | 0.12932 | 0.20492 | 1 | 1 | Additions on Existing | 172.0589 | 205.6168 | 0.032658 | 0.0389 | 0 | 0 | 0.039027 | 0.0018226 | 0.26604 | 0 | 0 | 0.0068856 | 0.001945 | 0 | 0.27669 | 2.4705 | -2.1938 | 0.112 | 0.0018288 | 0.26933 | 0 | 0 | 0.0069067 | 0.001945 | 0 | 0.28001 | 2.4705 | -2.1905 | 0.11334 | 0.001843 | 0.27298 | 0 | 0 | 0.006949 | 0.001945 | 0 | 0.28372 | 2.4705 | -2.1868 | 0.11484 | per sf | 480.5721 | 1377800.2939 | 0.005 | 317.6442 | 358.6176 | 0 | 0 | 359.7882 | 0.19363 | 315.0744 | 355.7163 | 0 | 0 | 0.19207 | 308.9416 | 348.7924 | 0 | 0 | 0.18833 | 317.6442 | 632.7186 | 941.6601 | 358.6176 | 714.3339 | 1063.1264 | 0 | 0 | 0 | 0 | 0 | 0 | 359.7882 | 716.6656 | 1066.5965 | 0.19363 | 0.3857 | 0.57403 | 317.6442 | 358.6176 | 0 | 0 | 359.7882 | 0.19363 | 315.0744 | 355.7163 | 0 | 0 | 0.19207 | 308.9416 | 348.7924 | 0 | 0 | 0.18833 | 317.6442 | 0.3857 | 941.6601 | 358.6176 | 714.3339 | 1063.1264 | 0 | 0 | 0 | 0 | 0 | 0 | 359.7882 | 716.6656 | 1066.5965 | 0.19363 | 0.3857 | 0.57403 | 0.67998 | 0.076156 | 0.67998 | 0.057832 | 1.1683 | 0.67447 | 0.076447 | 0.67447 | 0.057647 | 1.1588 | 0.66135 | 0.075952 | 0.66135 | 0.056864 | 1.1363 | 0.27524 | 0.27301 | 0.2677 | 1.9877e-07 | 1.9779e-07 | 1.968e-07 | 0.00044944 | 0.00050741 | 0 | 0 | 0.00050907 | 2.7398e-07 | 0.0004458 | 0.00050331 | 0 | 0 | 0.00050495 | 2.7176e-07 | 0.00043712 | 0.00049351 | 0 | 0 | 0.00049512 | 2.6647e-07 | 0.0089888 | 0.008916 | 0.0087425 | 0.010148 | 0.010066 | 0.0098702 | 0 | 0 | 0 | 0 | 0 | 0 | 0.010181 | 0.010099 | 0.0099024 | 0.00044944 | 5.4573e-07 | 0.0013324 | 0.00050741 | 0.0010107 | 0.0015042 | 0 | 0 | 0 | 0 | 0 | 0 | 0.00050907 | 0.001014 | 0.0015091 | 2.7398e-07 | 5.4573e-07 | 8.122e-07 | 1 | 1 | 1 | 1 | 1 | 1 | 1 | 5.0362 | -4.7596 | 0.054939 | 5.0362 | -4.7562 | 0.0556 | 5.0362 | -4.7525 | 0.056336 | 0 | 0 | 0 | 0 | 0 | 0 | 0 | 0 | 0 | 0 | 0 | 0 | 0 | 0 | 0 | 0 | 0 | 0 | 0 | 0 | 0 | 0 | 0 | 0 | 0 | 0 | 0 | 0 | 0 | 0 | 0 | 0 | 0 | 0 | 0 |  |  |  |  | 0 |  |  |  |  | 0 |  |  |  |  | 0 | 0 | 0 | 0 | 0 | 0 | 0 | 0 | 0 | 0 | 0 | 0 | 0 | 0 | 0 | 0 | 0 | 0 | 0 | 0 | 0 | 0 | 0 | 0 | 0 | 0 | 0 | 0 | 0 | 0 | 0 | 0 | 0 | 0 | 0 | 0 | 0 | 0 | 0 | 0 | 0 | 0 | 0 | 0 | 0 | 0 | 0 | 0 | 0 | 0 | 0 | 0 | 0 | 0 | 0 | 0 | 0 | 6.715 | -6.4383 | 0.041205 | 6.715 | -6.435 | 0.0417 | 6.715 | -6.4313 | 0.042252 | 0 | 0 | 0 | 0 | 0 | 0 | 0 | 0 | 0 | 0 | 0 | 0 | 0 | 0 | 0 | 0 | 0 | 0 | 0 | 0 | 0 | 0 | 0 | 0 | 0 | 0 | 0 | 0 | 0 | 0 | 0 | 0 | 0 | 0 | 0 |  |  |  |  | 0 |  |  |  |  | 0 |  |  |  |  | 0 | 0 | 0 | 0 | 0 | 0 | 0 | 0 | 0 | 0 | 0 | 0 | 0 | 0 | 0 | 0 | 0 | 0 | 0 | 0 | 0 | 0 | 0 | 0 | 0 | 0 | 0 | 0 | 0 | 0 | 0 | 0 | 0 | 0 | 0 | 0 | 0 | 0 | 0 | 0 | 0 | 0 | 0 | 0 | 0 | 0 | 0 | 0 | 0 | 0 | 0 | 0 | 0 | 0 | 0 | 0 | 0
| 531 | Business | Other Commercial | Envelope | Gas | 02-319 | 02-319.08 | Insulation | [02-319]_Business_Envelope_Insulation - Wall_ADD_Gas_per sf | R12 | R20 | ENGINEER | 0.0010595 | 0.0019171 | 0 | 0 | 1.3569e-06 | 0 | 6.715 | 20 | 0.476 | 0.25758 | 0.40817 | 0.12932 | 0.20492 | 1 | 1 | Additions on Existing | 165.6609 | 316.8961 | 0.02119 | 0.040452 | 0 | 0 | 0.040535 | 0.0011826 | 0.27665 | 0 | 0 | 0.0044677 | 0.0020226 | 0 | 0.28432 | 2.4705 | -2.1862 | 0.11509 | 0.0011866 | 0.28008 | 0 | 0 | 0.0044814 | 0.0020226 | 0 | 0.28777 | 2.4705 | -2.1827 | 0.11648 | 0.0011958 | 0.28387 | 0 | 0 | 0.0045088 | 0.0020226 | 0 | 0.2916 | 2.4705 | -2.1789 | 0.11803 | per sf | 195.1791 | 741680.4998 | 0.005 | 110.9464 | 200.748 | 0 | 0 | 201.1568 | 0.067632 | 110.0488 | 199.1239 | 0 | 0 | 0.067085 | 107.9068 | 195.248 | 0 | 0 | 0.065779 | 110.9464 | 220.9952 | 328.902 | 200.748 | 399.8718 | 595.1198 | 0 | 0 | 0 | 0 | 0 | 0 | 201.1568 | 400.6862 | 596.3318 | 0.067632 | 0.13472 | 0.2005 | 110.9464 | 200.748 | 0 | 0 | 201.1568 | 0.067632 | 110.0488 | 199.1239 | 0 | 0 | 0.067085 | 107.9068 | 195.248 | 0 | 0 | 0.065779 | 110.9464 | 0.13472 | 328.902 | 200.748 | 399.8718 | 595.1198 | 0 | 0 | 0 | 0 | 0 | 0 | 201.1568 | 400.6862 | 596.3318 | 0.067632 | 0.13472 | 0.2005 | 0.38607 | 0.044431 | 0.38607 | 0.034037 | 0.6633 | 0.40348 | 0.046998 | 0.40348 | 0.035745 | 0.69322 | 0.39562 | 0.046697 | 0.39562 | 0.035256 | 0.67972 | 0.15627 | 0.16332 | 0.16014 | 2.0965e-07 | 2.0861e-07 | 2.0757e-07 | 0.00016557 | 0.00029958 | 0 | 0 | 0.00030019 | 1.0093e-07 | 0.00017304 | 0.0003131 | 0 | 0 | 0.00031373 | 1.0548e-07 | 0.00016967 | 0.000307 | 0 | 0 | 0.00030763 | 1.0343e-07 | 0.0033114 | 0.0034607 | 0.0033934 | 0.0059917 | 0.0062619 | 0.00614 | 0 | 0 | 0 | 0 | 0 | 0 | 0.0060039 | 0.0062747 | 0.0061525 | 0.00016557 | 2.0641e-07 | 0.00050827 | 0.00029958 | 0.00061268 | 0.00091968 | 0 | 0 | 0 | 0 | 0 | 0 | 0.00030019 | 0.00061393 | 0.00092155 | 1.0093e-07 | 2.0641e-07 | 3.0984e-07 | 1 | 1 | 1 | 1 | 1 | 1 | 1 | 5.0362 | -4.7519 | 0.056455 | 5.0362 | -4.7485 | 0.057139 | 5.0362 | -4.7446 | 0.057901 | 0 | 0 | 0 | 0 | 0 | 0 | 0 | 0 | 0 | 0 | 0 | 0 | 0 | 0 | 0 | 0 | 0 | 0 | 0 | 0 | 0 | 0 | 0 | 0 | 0 | 0 | 0 | 0 | 0 | 0 | 0 | 0 | 0 | 0 | 0 |  |  |  |  | 0 |  |  |  |  | 0 |  |  |  |  | 0 | 0 | 0 | 0 | 0 | 0 | 0 | 0 | 0 | 0 | 0 | 0 | 0 | 0 | 0 | 0 | 0 | 0 | 0 | 0 | 0 | 0 | 0 | 0 | 0 | 0 | 0 | 0 | 0 | 0 | 0 | 0 | 0 | 0 | 0 | 0 | 0 | 0 | 0 | 0 | 0 | 0 | 0 | 0 | 0 | 0 | 0 | 0 | 0 | 0 | 0 | 0 | 0 | 0 | 0 | 0 | 0 | 6.715 | -6.4307 | 0.042341 | 6.715 | -6.4272 | 0.042854 | 6.715 | -6.4234 | 0.043425 | 0 | 0 | 0 | 0 | 0 | 0 | 0 | 0 | 0 | 0 | 0 | 0 | 0 | 0 | 0 | 0 | 0 | 0 | 0 | 0 | 0 | 0 | 0 | 0 | 0 | 0 | 0 | 0 | 0 | 0 | 0 | 0 | 0 | 0 | 0 |  |  |  |  | 0 |  |  |  |  | 0 |  |  |  |  | 0 | 0 | 0 | 0 | 0 | 0 | 0 | 0 | 0 | 0 | 0 | 0 | 0 | 0 | 0 | 0 | 0 | 0 | 0 | 0 | 0 | 0 | 0 | 0 | 0 | 0 | 0 | 0 | 0 | 0 | 0 | 0 | 0 | 0 | 0 | 0 | 0 | 0 | 0 | 0 | 0 | 0 | 0 | 0 | 0 | 0 | 0 | 0 | 0 | 0 | 0 | 0 | 0 | 0 | 0 | 0 | 0
| 532 | Business | Food Sales | Envelope | Gas | 02-319 | 02-319.09 | Insulation | [02-319]_Business_Envelope_Insulation - Wall_ADD_Gas_per sf | R12 | R20 | ENGINEER | 0.0020745 | 0.00082689 | 0 | 0 | 2.6567e-06 | 0 | 6.715 | 20 | 0.476 | 0.25758 | 0.40817 | 0.12932 | 0.20492 | 1 | 1 | Additions on Existing | 381.3261 | 161.8452 | 0.04149 | 0.017448 | 0 | 0 | 0.01761 | 0.0023156 | 0.11933 | 0 | 0 | 0.0087479 | 0.00087241 | 0 | 0.13126 | 2.4705 | -2.3392 | 0.053133 | 0.0023235 | 0.12081 | 0 | 0 | 0.0087747 | 0.00087241 | 0 | 0.13278 | 2.4705 | -2.3377 | 0.053745 | 0.0023415 | 0.12244 | 0 | 0 | 0.0088284 | 0.00087241 | 0 | 0.13449 | 2.4705 | -2.336 | 0.054437 | per sf | 173.8267 | 312192.7892 | 0.005 | 91.44 | 36.4475 | 0 | 0 | 36.7844 | 0.055741 | 90.7003 | 36.1526 | 0 | 0 | 0.05529 | 88.9348 | 35.4489 | 0 | 0 | 0.054214 | 91.44 | 182.1403 | 271.0751 | 36.4475 | 72.6001 | 108.049 | 0 | 0 | 0 | 0 | 0 | 0 | 36.7844 | 73.2713 | 109.0479 | 0.055741 | 0.11103 | 0.16525 | 0 | 0 | 0 | 0 | 0 | 0 | 0 | 0 | 0 | 0 | 0 | 0 | 0 | 0 | 0 | 0 | 0 | 0 | 0 | 0 | 0 | 0 | 0 | 0 | 0 | 0 | 0 | 0 | 0 | 0 | 0 | 0 | 0 | 0 | 0 |  |  |  |  | 0 |  |  |  |  | 0 |  |  |  |  | 0 | 0 | 0 | 0 | 0 | 0 | 0 | 0 | 0 | 0 | 0 | 0 | 0 | 0 | 0 | 0 | 0 | 0 | 0 | 0 | 0 | 0 | 0 | 0 | 0 | 0 | 0 | 0 | 0 | 0 | 0 | 0 | 0 | 0 | 0 | 0 | 0 | 0 | 0 | 0 | 0 | 0 | 0 | 0 | 0 | 0 | 0 | 0 | 0 | 0 | 0 | 0 | 0 | 0 | 0 | 0 | 0 | 1 | 1 | 1 | 1 | 1 | 1 | 1 | 5.0362 | -4.905 | 0.026064 | 5.0362 | -4.9035 | 0.026364 | 5.0362 | -4.9018 | 0.026704 | 0 | 0 | 0 | 0 | 0 | 0 | 0 | 0 | 0 | 0 | 0 | 0 | 0 | 0 | 0 | 0 | 0 | 0 | 0 | 0 | 0 | 0 | 0 | 0 | 0 | 0 | 0 | 0 | 0 | 0 | 0 | 0 | 0 | 0 | 0 |  |  |  |  | 0 |  |  |  |  | 0 |  |  |  |  | 0 | 0 | 0 | 0 | 0 | 0 | 0 | 0 | 0 | 0 | 0 | 0 | 0 | 0 | 0 | 0 | 0 | 0 | 0 | 0 | 0 | 0 | 0 | 0 | 0 | 0 | 0 | 0 | 0 | 0 | 0 | 0 | 0 | 0 | 0 | 0 | 0 | 0 | 0 | 0 | 0 | 0 | 0 | 0 | 0 | 0 | 0 | 0 | 0 | 0 | 0 | 0 | 0 | 0 | 0 | 0 | 0 | 6.715 | -6.5837 | 0.019548 | 6.715 | -6.5822 | 0.019773 | 6.715 | -6.5805 | 0.020028 | 0 | 0 | 0 | 0 | 0 | 0 | 0 | 0 | 0 | 0 | 0 | 0 | 0 | 0 | 0 | 0 | 0 | 0 | 0 | 0 | 0 | 0 | 0 | 0 | 0 | 0 | 0 | 0 | 0 | 0 | 0 | 0 | 0 | 0 | 0 |  |  |  |  | 0 |  |  |  |  | 0 |  |  |  |  | 0 | 0 | 0 | 0 | 0 | 0 | 0 | 0 | 0 | 0 | 0 | 0 | 0 | 0 | 0 | 0 | 0 | 0 | 0 | 0 | 0 | 0 | 0 | 0 | 0 | 0 | 0 | 0 | 0 | 0 | 0 | 0 | 0 | 0 | 0 | 0 | 0 | 0 | 0 | 0 | 0 | 0 | 0 | 0 | 0 | 0 | 0 | 0 | 0 | 0 | 0 | 0 | 0 | 0 | 0 | 0 | 0
| 533 | Business | Manufacturing/Industrial | Envelope | Gas | 02-319 | 02-319.10 | Insulation | [02-319]_Business_Envelope_Insulation - Wall_ADD_Gas_per sf | R12 | R20 | ENGINEER | 0.006762 | 0.0013977 | 0 | 0 | 8.6598e-06 | 0 | 6.715 | 20 | 0.476 | 0.25758 | 0.40817 | 0.12932 | 0.20492 | 1 | 1 | Additions on Existing | 223.6867 | 49.6528 | 0.13524 | 0.029494 | 0 | 0 | 0.03002 | 0.0075477 | 0.20171 | 0 | 0 | 0.028514 | 0.0014747 | 0 | 0.23924 | 2.8306 | -2.5914 | 0.08452 | 0.0075734 | 0.20421 | 0 | 0 | 0.028601 | 0.0014747 | 0 | 0.24185 | 2.8306 | -2.5887 | 0.085443 | 0.0076321 | 0.20697 | 0 | 0 | 0.028776 | 0.0014747 | 0 | 0.24486 | 2.8306 | -2.5857 | 0.086504 | per sf | 369.8059 | 1532105.6459 | 0.005 | 1462.7108 | 302.3515 | 0 | 0 | 307.7417 | 0.89166 | 1450.877 | 299.9054 | 0 | 0 | 0.88445 | 1422.6362 | 294.0678 | 0 | 0 | 0.86723 | 1462.7108 | 2913.5878 | 4336.224 | 302.3515 | 602.2568 | 896.3246 | 0 | 0 | 0 | 0 | 0 | 0 | 307.7417 | 612.9937 | 912.3041 | 0.89166 | 1.7761 | 2.6433 | 0 | 0 | 0 | 0 | 0 | 0 | 0 | 0 | 0 | 0 | 0 | 0 | 0 | 0 | 0 | 0 | 0 | 0 | 0 | 0 | 0 | 0 | 0 | 0 | 0 | 0 | 0 | 0 | 0 | 0 | 0 | 0 | 0 | 0 | 0 |  |  |  |  | 0 |  |  |  |  | 0 |  |  |  |  | 0 | 0 | 0 | 0 | 0 | 0 | 0 | 0 | 0 | 0 | 0 | 0 | 0 | 0 | 0 | 0 | 0 | 0 | 0 | 0 | 0 | 0 | 0 | 0 | 0 | 0 | 0 | 0 | 0 | 0 | 0 | 0 | 0 | 0 | 0 | 0 | 0 | 0 | 0 | 0 | 0 | 0 | 0 | 0 | 0 | 0 | 0 | 0 | 0 | 0 | 0 | 0 | 0 | 0 | 0 | 0 | 0 | 1 | 1 | 1 | 1 | 1 | 1 | 1 | 5.0362 | -4.797 | 0.047504 | 5.0362 | -4.7944 | 0.048023 | 5.0362 | -4.7914 | 0.048619 | 0 | 0 | 0 | 0 | 0 | 0 | 0 | 0 | 0 | 0 | 0 | 0 | 0 | 0 | 0 | 0 | 0 | 0 | 0 | 0 | 0 | 0 | 0 | 0 | 0 | 0 | 0 | 0 | 0 | 0 | 0 | 0 | 0 | 0 | 0 |  |  |  |  | 0 |  |  |  |  | 0 |  |  |  |  | 0 | 0 | 0 | 0 | 0 | 0 | 0 | 0 | 0 | 0 | 0 | 0 | 0 | 0 | 0 | 0 | 0 | 0 | 0 | 0 | 0 | 0 | 0 | 0 | 0 | 0 | 0 | 0 | 0 | 0 | 0 | 0 | 0 | 0 | 0 | 0 | 0 | 0 | 0 | 0 | 0 | 0 | 0 | 0 | 0 | 0 | 0 | 0 | 0 | 0 | 0 | 0 | 0 | 0 | 0 | 0 | 0 | 6.715 | -6.4758 | 0.035628 | 6.715 | -6.4731 | 0.036017 | 6.715 | -6.4701 | 0.036464 | 0 | 0 | 0 | 0 | 0 | 0 | 0 | 0 | 0 | 0 | 0 | 0 | 0 | 0 | 0 | 0 | 0 | 0 | 0 | 0 | 0 | 0 | 0 | 0 | 0 | 0 | 0 | 0 | 0 | 0 | 0 | 0 | 0 | 0 | 0 |  |  |  |  | 0 |  |  |  |  | 0 |  |  |  |  | 0 | 0 | 0 | 0 | 0 | 0 | 0 | 0 | 0 | 0 | 0 | 0 | 0 | 0 | 0 | 0 | 0 | 0 | 0 | 0 | 0 | 0 | 0 | 0 | 0 | 0 | 0 | 0 | 0 | 0 | 0 | 0 | 0 | 0 | 0 | 0 | 0 | 0 | 0 | 0 | 0 | 0 | 0 | 0 | 0 | 0 | 0 | 0 | 0 | 0 | 0 | 0 | 0 | 0 | 0 | 0 | 0
| 534 | Business | Office | Hot Water | Electric | 02-197 | 02-197.01 | Hot Water Controls | [02-197]_Business_Hot Water_Circulator Pump EC Motor_ROB_Electric_per unit | permanent split capacitor motor | w/ EC MOTOR | DEEMED | 391.0115 | 0 | 0 | 0 | 0.08769 | 0 | 368 | 20 | 0.445 | 0.29785 | 0.42861 | 0.11215 | 0.16139 | 0.86 | 1 | Replace on Burnout | 14.0735 | 0.054718 | 6725.3983 | 0 | 0 | 0 | 26.1483 | 380.718 | 0 | 0 | 0 | 246.8401 | 0 | 0 | 627.5581 | 153.9471 | 473.611 | 4.0765 | 381.7832 | 0 | 0 | 0 | 247.4957 | 0 | 0 | 629.2789 | 153.9471 | 475.3317 | 4.0876 | 384.4367 | 0 | 0 | 0 | 248.9064 | 0 | 0 | 633.3431 | 153.9471 | 479.3959 | 4.114 | per unit | 0.022293 | 547.7476 | 0.005 | 9255.5989 | 0 | 0 | 0 | 34.1079 | 0.92369 | 9301.8769 | 0 | 0 | 0 | 0.92831 | 9348.3863 | 0 | 0 | 0 | 0.93295 | 9255.5989 | 18557.4758 | 27905.8621 | 0 | 0 | 0 | 0 | 0 | 0 | 0 | 0 | 0 | 34.1079 | 68.3864 | 102.8362 | 0.92369 | 1.852 | 2.785 | 9255.5989 | 0 | 0 | 0 | 34.1079 | 0.92369 | 9301.8769 | 0 | 0 | 0 | 0.92831 | 9348.3863 | 0 | 0 | 0 | 0.93295 | 9255.5989 | 1.852 | 27905.8621 | 0 | 0 | 0 | 0 | 0 | 0 | 0 | 0 | 0 | 34.1079 | 68.3864 | 102.8362 | 0.92369 | 1.852 | 2.785 | 2149.517 | 8762.4025 | 2149.517 | 13526.7846 | 2988.7545 | 2169.8853 | 8869.6868 | 2169.8853 | 13810.0883 | 3017.0752 | 2194.868 | 9029.7513 | 2194.868 | 14198.8768 | 3051.812 | 13.9627 | 14.095 | 14.2573 | 0.025364 | 0.025238 | 0.025113 | 4695.234 | 0 | 0 | 0 | 17.3025 | 0.46858 | 4739.7249 | 0 | 0 | 0 | 17.4664 | 0.47302 | 4794.2952 | 0 | 0 | 0 | 17.6675 | 0.47846 | 93904.6802 | 94794.4974 | 95885.9044 | 0 | 0 | 0 | 0 | 0 | 0 | 0 | 0 | 0 | 346.0493 | 349.3284 | 353.3503 | 4695.234 | 0.94159 | 14229.2541 | 0 | 0 | 0 | 0 | 0 | 0 | 0 | 0 | 0 | 17.3025 | 34.7689 | 52.4364 | 0.46858 | 0.94159 | 1.4201 | 1 | 1 | 1 | 1 | 1 | 1 | 1 | 276 | 351.5581 | 2.2738 | 276 | 353.2789 | 2.28 | 276 | 357.3431 | 2.2947 | 9255.5989 | 0 | 0 | 0 | 34.1079 | 0.92369 | 9301.8769 | 0 | 0 | 0 | 0.92831 | 9348.3863 | 0 | 0 | 0 | 0.93295 | 9255.5989 | 1.852 | 27905.8621 | 0 | 0 | 0 | 0 | 0 | 0 | 0 | 0 | 0 | 34.1079 | 68.3864 | 102.8362 | 0.92369 | 1.852 | 2.785 | 6046.1939 | 13747.6022 | 6046.1939 | 21222.5875 | 2015.398 | 6084.471 | 13872.5694 | 6084.471 | 21599.5685 | 2028.157 | 6126.3975 | 14058.3749 | 6126.3975 | 22106.1606 | 2042.1325 | 21.9065 | 22.0452 | 22.1971 | 0.039795 | 0.039597 | 0.0394 | 7366.4967 | 0 | 0 | 0 | 27.1464 | 0.73516 | 7413.1324 | 0 | 0 | 0 | 27.3182 | 0.73982 | 7464.2144 | 0 | 0 | 0 | 27.5065 | 0.74491 | 147329.9348 | 148262.6472 | 149284.2872 | 0 | 0 | 0 | 0 | 0 | 0 | 0 | 0 | 0 | 542.9274 | 546.3645 | 550.1294 | 7366.4967 | 1.475 | 22243.8435 | 0 | 0 | 0 | 0 | 0 | 0 | 0 | 0 | 0 | 27.1464 | 54.4646 | 81.9711 | 0.73516 | 1.475 | 2.2199 | 368 | 259.5581 | 1.7053 | 368 | 261.2789 | 1.71 | 368 | 265.3431 | 1.721 | 9255.5989 | 0 | 0 | 0 | 34.1079 | 0.92369 | 9301.8769 | 0 | 0 | 0 | 0.92831 | 9348.3863 | 0 | 0 | 0 | 0.93295 | 9255.5989 | 1.852 | 27905.8621 | 0 | 0 | 0 | 0 | 0 | 0 | 0 | 0 | 0 | 34.1079 | 68.3864 | 102.8362 | 0.92369 | 1.852 | 2.785 | 9116.053 | 15545.797 | 9116.053 | 23998.515 | 0 | 9161.6333 | 15666.3654 | 9161.6333 | 24392.5059 | 0 | 9207.4415 | 15846.384 | 9207.4415 | 24917.7243 | 0 | 24.7719 | 24.8957 | 25.0202 | 0.045 | 0.044776 | 0.044553 | 8330.039 | 0 | 0 | 0 | 30.6971 | 0.83132 | 8371.6892 | 0 | 0 | 0 | 30.8506 | 0.83548 | 8413.5477 | 0 | 0 | 0 | 31.0049 | 0.83966 | 166600.7805 | 167433.7844 | 168270.9534 | 0 | 0 | 0 | 0 | 0 | 0 | 0 | 0 | 0 | 613.9426 | 617.0123 | 620.0974 | 8330.039 | 1.6668 | 25115.2759 | 0 | 0 | 0 | 0 | 0 | 0 | 0 | 0 | 0 | 30.6971 | 61.5477 | 92.5526 | 0.83132 | 1.6668 | 2.5065
| 535 | Business | Retail | Hot Water | Electric | 02-197 | 02-197.02 | Hot Water Controls | [02-197]_Business_Hot Water_Circulator Pump EC Motor_ROB_Electric_per unit | permanent split capacitor motor | w/ EC MOTOR | DEEMED | 391.0115 | 0 | 0 | 0 | 0.08769 | 0 | 368 | 20 | 0.445 | 0.29785 | 0.42861 | 0.11215 | 0.16139 | 0.86 | 1 | Replace on Burnout | 14.0735 | 0.054718 | 6725.3983 | 0 | 0 | 0 | 26.1483 | 380.718 | 0 | 0 | 0 | 246.8401 | 0 | 0 | 627.5581 | 153.9471 | 473.611 | 4.0765 | 381.7832 | 0 | 0 | 0 | 247.4957 | 0 | 0 | 629.2789 | 153.9471 | 475.3317 | 4.0876 | 384.4367 | 0 | 0 | 0 | 248.9064 | 0 | 0 | 633.3431 | 153.9471 | 479.3959 | 4.114 | per unit | 0.026818 | 229.8 | 0.005 | 3883.0596 | 0 | 0 | 0 | 14.3095 | 0.38752 | 3902.4749 | 0 | 0 | 0 | 0.38946 | 3921.9872 | 0 | 0 | 0 | 0.39141 | 3883.0596 | 7785.5344 | 11707.5217 | 0 | 0 | 0 | 0 | 0 | 0 | 0 | 0 | 0 | 14.3095 | 28.6906 | 43.1435 | 0.38752 | 0.77698 | 1.1684 | 3883.0596 | 0 | 0 | 0 | 14.3095 | 0.38752 | 3902.4749 | 0 | 0 | 0 | 0.38946 | 3921.9872 | 0 | 0 | 0 | 0.39141 | 3883.0596 | 0.77698 | 11707.5217 | 0 | 0 | 0 | 0 | 0 | 0 | 0 | 0 | 0 | 14.3095 | 28.6906 | 43.1435 | 0.38752 | 0.77698 | 1.1684 | 688.7954 | 2807.8412 | 688.7954 | 4432.3088 | 957.7223 | 697.064 | 2849.3394 | 697.064 | 4536.0989 | 969.2193 | 707.6035 | 2911.1016 | 707.6035 | 4679.8566 | 983.8737 | 4.4742 | 4.5279 | 4.5964 | 0.019373 | 0.019277 | 0.019181 | 1504.5498 | 0 | 0 | 0 | 5.5444 | 0.15015 | 1522.6112 | 0 | 0 | 0 | 5.611 | 0.15195 | 1545.6329 | 0 | 0 | 0 | 5.6958 | 0.15425 | 30090.9969 | 30452.2245 | 30912.6576 | 0 | 0 | 0 | 0 | 0 | 0 | 0 | 0 | 0 | 110.8887 | 112.2199 | 113.9166 | 1504.5498 | 0.30211 | 4572.794 | 0 | 0 | 0 | 0 | 0 | 0 | 0 | 0 | 0 | 5.5444 | 11.1554 | 16.8513 | 0.15015 | 0.30211 | 0.45636 | 1 | 1 | 1 | 1 | 1 | 1 | 1 | 276 | 351.5581 | 2.2738 | 276 | 353.2789 | 2.28 | 276 | 357.3431 | 2.2947 | 3883.0596 | 0 | 0 | 0 | 14.3095 | 0.38752 | 3902.4749 | 0 | 0 | 0 | 0.38946 | 3921.9872 | 0 | 0 | 0 | 0.39141 | 3883.0596 | 0.77698 | 11707.5217 | 0 | 0 | 0 | 0 | 0 | 0 | 0 | 0 | 0 | 14.3095 | 28.6906 | 43.1435 | 0.38752 | 0.77698 | 1.1684 | 2138.7096 | 4862.9152 | 2138.7096 | 7676.3395 | 712.9032 | 2153.3692 | 4909.6731 | 2153.3692 | 7816.1143 | 717.7897 | 2169.8625 | 4979.2296 | 2169.8625 | 8004.5577 | 723.2875 | 7.7489 | 7.8021 | 7.8618 | 0.033553 | 0.033386 | 0.03322 | 2605.738 | 0 | 0 | 0 | 9.6024 | 0.26005 | 2623.5988 | 0 | 0 | 0 | 9.6683 | 0.26183 | 2643.6937 | 0 | 0 | 0 | 9.7423 | 0.26384 | 52114.7591 | 52471.9756 | 52873.8743 | 0 | 0 | 0 | 0 | 0 | 0 | 0 | 0 | 0 | 192.0488 | 193.3651 | 194.8462 | 2605.738 | 0.52188 | 7873.0305 | 0 | 0 | 0 | 0 | 0 | 0 | 0 | 0 | 0 | 9.6024 | 19.2707 | 29.013 | 0.26005 | 0.52188 | 0.78571 | 368 | 259.5581 | 1.7053 | 368 | 261.2789 | 1.71 | 368 | 265.3431 | 1.721 | 3883.0596 | 0 | 0 | 0 | 14.3095 | 0.38752 | 3902.4749 | 0 | 0 | 0 | 0.38946 | 3921.9872 | 0 | 0 | 0 | 0.39141 | 3883.0596 | 0.77698 | 11707.5217 | 0 | 0 | 0 | 0 | 0 | 0 | 0 | 0 | 0 | 14.3095 | 28.6906 | 43.1435 | 0.38752 | 0.77698 | 1.1684 | 3399.5689 | 5797.3563 | 3399.5689 | 9151.3986 | 0 | 3416.5667 | 5842.3188 | 3416.5667 | 9300.8702 | 0 | 3433.6496 | 5909.4516 | 3433.6496 | 9499.9728 | 0 | 9.238 | 9.2841 | 9.3306 | 0.04 | 0.039801 | 0.039603 | 3106.4477 | 0 | 0 | 0 | 11.4476 | 0.31002 | 3121.9799 | 0 | 0 | 0 | 11.5048 | 0.31157 | 3137.5898 | 0 | 0 | 0 | 11.5624 | 0.31313 | 62128.953 | 62439.5978 | 62751.7958 | 0 | 0 | 0 | 0 | 0 | 0 | 0 | 0 | 0 | 228.9522 | 230.0969 | 231.2474 | 3106.4477 | 0.62159 | 9366.0173 | 0 | 0 | 0 | 0 | 0 | 0 | 0 | 0 | 0 | 11.4476 | 22.9525 | 34.5148 | 0.31002 | 0.62159 | 0.93471
| 536 | Business | Food Service | Hot Water | Electric | 02-197 | 02-197.03 | Hot Water Controls | [02-197]_Business_Hot Water_Circulator Pump EC Motor_ROB_Electric_per unit | permanent split capacitor motor | w/ EC MOTOR | DEEMED | 391.0115 | 0 | 0 | 0 | 0.08769 | 0 | 368 | 20 | 0.445 | 0.29785 | 0.42861 | 0.11215 | 0.16139 | 0.86 | 1 | Replace on Burnout | 14.0735 | 0.054718 | 6725.3983 | 0 | 0 | 0 | 26.1483 | 380.718 | 0 | 0 | 0 | 246.8401 | 0 | 0 | 753.0698 | 153.9471 | 599.1226 | 4.8917 | 381.7832 | 0 | 0 | 0 | 247.4957 | 0 | 0 | 755.1347 | 153.9471 | 601.1875 | 4.9052 | 384.4367 | 0 | 0 | 0 | 248.9064 | 0 | 0 | 760.0117 | 153.9471 | 606.0645 | 4.9368 | per unit | 0.0014206 | 2.2773 | 0.005 | 38.4806 | 0 | 0 | 0 | 0.14181 | 0.0038403 | 38.673 | 0 | 0 | 0 | 0.0038595 | 38.8663 | 0 | 0 | 0 | 0.0038788 | 38.4806 | 77.1536 | 116.0199 | 0 | 0 | 0 | 0 | 0 | 0 | 0 | 0 | 0 | 0.14181 | 0.28432 | 0.42755 | 0.0038403 | 0.0076998 | 0.011579 | 38.4806 | 0 | 0 | 0 | 0.14181 | 0.0038403 | 38.673 | 0 | 0 | 0 | 0.0038595 | 38.8663 | 0 | 0 | 0 | 0.0038788 | 38.4806 | 0.0076998 | 116.0199 | 0 | 0 | 0 | 0 | 0 | 0 | 0 | 0 | 0 | 0.14181 | 0.28432 | 0.42755 | 0.0038403 | 0.0076998 | 0.011579 | 7.5513 | 36.9389 | 7.5513 | 57.8694 | 10.4995 | 7.6342 | 37.4468 | 7.6342 | 59.1675 | 10.6148 | 7.7377 | 38.1997 | 7.7377 | 60.9532 | 10.7587 | 0.049051 | 0.04959 | 0.050262 | 0.021432 | 0.021325 | 0.021219 | 16.4944 | 0 | 0 | 0 | 0.060784 | 0.0016461 | 16.6755 | 0 | 0 | 0 | 0.061451 | 0.0016642 | 16.9016 | 0 | 0 | 0 | 0.062284 | 0.0016867 | 329.888 | 333.5098 | 338.0319 | 0 | 0 | 0 | 0 | 0 | 0 | 0 | 0 | 0 | 1.2157 | 1.229 | 1.2457 | 16.4944 | 0.0033103 | 50.0715 | 0 | 0 | 0 | 0 | 0 | 0 | 0 | 0 | 0 | 0.060784 | 0.12223 | 0.18452 | 0.0016461 | 0.0033103 | 0.004997 | 1 | 1 | 1 | 1 | 1 | 1 | 1 | 276 | 477.0698 | 2.7285 | 276 | 479.1347 | 2.736 | 276 | 484.0117 | 2.7537 | 38.4806 | 0 | 0 | 0 | 0.14181 | 0.0038403 | 38.673 | 0 | 0 | 0 | 0.0038595 | 38.8663 | 0 | 0 | 0 | 0.0038788 | 38.4806 | 0.0076998 | 116.0199 | 0 | 0 | 0 | 0 | 0 | 0 | 0 | 0 | 0 | 0.14181 | 0.28432 | 0.42755 | 0.0038403 | 0.0076998 | 0.011579 | 21.7704 | 59.4009 | 21.7704 | 93.059 | 7.2568 | 21.914 | 59.9566 | 21.914 | 94.7337 | 7.3047 | 22.0736 | 60.7833 | 22.0736 | 96.9886 | 7.3579 | 0.078878 | 0.079399 | 0.079977 | 0.034465 | 0.034293 | 0.034123 | 26.5244 | 0 | 0 | 0 | 0.097745 | 0.0026471 | 26.6993 | 0 | 0 | 0 | 0.09839 | 0.0026645 | 26.8938 | 0 | 0 | 0 | 0.099107 | 0.0026839 | 530.4882 | 533.9866 | 537.8754 | 0 | 0 | 0 | 0 | 0 | 0 | 0 | 0 | 0 | 1.9549 | 1.9678 | 1.9821 | 26.5244 | 0.0053116 | 80.1175 | 0 | 0 | 0 | 0 | 0 | 0 | 0 | 0 | 0 | 0.097745 | 0.19614 | 0.29524 | 0.0026471 | 0.0053116 | 0.0079956 | 368 | 385.0698 | 2.0464 | 368 | 387.1347 | 2.052 | 368 | 392.0117 | 2.0652 | 38.4806 | 0 | 0 | 0 | 0.14181 | 0.0038403 | 38.673 | 0 | 0 | 0 | 0.0038595 | 38.8663 | 0 | 0 | 0 | 0.0038788 | 38.4806 | 0.0076998 | 116.0199 | 0 | 0 | 0 | 0 | 0 | 0 | 0 | 0 | 0 | 0.14181 | 0.28432 | 0.42755 | 0.0038403 | 0.0076998 | 0.011579 | 33.6892 | 68.9412 | 33.6892 | 108.0051 | 0 | 33.8577 | 69.4759 | 33.8577 | 109.7746 | 0 | 34.027 | 70.2742 | 34.027 | 112.1328 | 0 | 0.091547 | 0.092005 | 0.092465 | 0.04 | 0.039801 | 0.039603 | 30.7845 | 0 | 0 | 0 | 0.11344 | 0.0030722 | 30.9384 | 0 | 0 | 0 | 0.11401 | 0.0030876 | 31.0931 | 0 | 0 | 0 | 0.11458 | 0.003103 | 615.6892 | 618.7676 | 621.8615 | 0 | 0 | 0 | 0 | 0 | 0 | 0 | 0 | 0 | 2.2689 | 2.2802 | 2.2916 | 30.7845 | 0.0061598 | 92.8159 | 0 | 0 | 0 | 0 | 0 | 0 | 0 | 0 | 0 | 0.11344 | 0.22746 | 0.34204 | 0.0030722 | 0.0061598 | 0.0092629
| 537 | Business | Healthcare/Hospitals | Hot Water | Electric | 02-197 | 02-197.04 | Hot Water Controls | [02-197]_Business_Hot Water_Circulator Pump EC Motor_ROB_Electric_per unit | permanent split capacitor motor | w/ EC MOTOR | DEEMED | 391.0115 | 0 | 0 | 0 | 0.08769 | 0 | 368 | 20 | 0.445 | 0.29785 | 0.42861 | 0.11215 | 0.16139 | 0.86 | 1 | Replace on Burnout | 14.0735 | 0.054718 | 6725.3983 | 0 | 0 | 0 | 26.1483 | 380.718 | 0 | 0 | 0 | 246.8401 | 0 | 0 | 627.5581 | 126.5359 | 501.0223 | 4.9595 | 381.7832 | 0 | 0 | 0 | 247.4957 | 0 | 0 | 629.2789 | 126.5359 | 502.743 | 4.9731 | 384.4367 | 0 | 0 | 0 | 248.9064 | 0 | 0 | 633.3431 | 126.5359 | 506.8072 | 5.0052 | per unit | 0.072772 | 197.649 | 0.005 | 3339.7866 | 0 | 0 | 0 | 12.3075 | 0.3333 | 3356.4855 | 0 | 0 | 0 | 0.33497 | 3373.2679 | 0 | 0 | 0 | 0.33665 | 3339.7866 | 6696.2721 | 10069.5401 | 0 | 0 | 0 | 0 | 0 | 0 | 0 | 0 | 0 | 12.3075 | 24.6765 | 37.1074 | 0.3333 | 0.66828 | 1.0049 | 3339.7866 | 0 | 0 | 0 | 12.3075 | 0.3333 | 3356.4855 | 0 | 0 | 0 | 0.33497 | 3373.2679 | 0 | 0 | 0 | 0.33665 | 3339.7866 | 0.66828 | 10069.5401 | 0 | 0 | 0 | 0 | 0 | 0 | 0 | 0 | 0 | 12.3075 | 24.6765 | 37.1074 | 0.3333 | 0.66828 | 1.0049 | 385.8751 | 1913.7586 | 385.8751 | 3006.1276 | 736.3526 | 391.4112 | 1946.5374 | 391.4112 | 3083.6154 | 746.9168 | 398.65 | 1995.3414 | 398.65 | 3191.8764 | 760.7305 | 3.0495 | 3.0933 | 3.1505 | 0.015352 | 0.015276 | 0.0152 | 1025.4658 | 0 | 0 | 0 | 3.779 | 0.10234 | 1040.1779 | 0 | 0 | 0 | 3.8332 | 0.10381 | 1059.4152 | 0 | 0 | 0 | 3.9041 | 0.10573 | 20509.3165 | 20803.5573 | 21188.3034 | 0 | 0 | 0 | 0 | 0 | 0 | 0 | 0 | 0 | 75.5791 | 76.6634 | 78.0813 | 1025.4658 | 0.20615 | 3125.0589 | 0 | 0 | 0 | 0 | 0 | 0 | 0 | 0 | 0 | 3.779 | 7.6121 | 11.5162 | 0.10234 | 0.20615 | 0.31188 | 1 | 1 | 1 | 1 | 1 | 1 | 1 | 276 | 351.5581 | 2.2738 | 276 | 353.2789 | 2.28 | 276 | 357.3431 | 2.2947 | 3339.7866 | 0 | 0 | 0 | 12.3075 | 0.3333 | 3356.4855 | 0 | 0 | 0 | 0.33497 | 3373.2679 | 0 | 0 | 0 | 0.33665 | 3339.7866 | 0.66828 | 10069.5401 | 0 | 0 | 0 | 0 | 0 | 0 | 0 | 0 | 0 | 12.3075 | 24.6765 | 37.1074 | 0.3333 | 0.66828 | 1.0049 | 1837.9784 | 4179.1244 | 1837.9784 | 6564.5591 | 612.6595 | 1850.6085 | 4219.3799 | 1850.6085 | 6684.1484 | 616.8695 | 1864.7731 | 4279.1347 | 1864.7731 | 6845.1792 | 621.591 | 6.6593 | 6.7051 | 6.7564 | 0.033525 | 0.033358 | 0.033192 | 2239.3364 | 0 | 0 | 0 | 8.2522 | 0.22348 | 2254.7245 | 0 | 0 | 0 | 8.3089 | 0.22502 | 2271.9823 | 0 | 0 | 0 | 8.3725 | 0.22674 | 44786.7279 | 45094.4896 | 45439.6453 | 0 | 0 | 0 | 0 | 0 | 0 | 0 | 0 | 0 | 165.0441 | 166.1783 | 167.4502 | 2239.3364 | 0.4485 | 6766.0431 | 0 | 0 | 0 | 0 | 0 | 0 | 0 | 0 | 0 | 8.2522 | 16.5611 | 24.9336 | 0.22348 | 0.4485 | 0.67524 | 368 | 259.5581 | 1.7053 | 368 | 261.2789 | 1.71 | 368 | 265.3431 | 1.721 | 3339.7866 | 0 | 0 | 0 | 12.3075 | 0.3333 | 3356.4855 | 0 | 0 | 0 | 0.33497 | 3373.2679 | 0 | 0 | 0 | 0.33665 | 3339.7866 | 0.66828 | 10069.5401 | 0 | 0 | 0 | 0 | 0 | 0 | 0 | 0 | 0 | 12.3075 | 24.6765 | 37.1074 | 0.3333 | 0.66828 | 1.0049 | 2923.9404 | 4986.257 | 2923.9404 | 7832.4013 | 0 | 2938.5601 | 5024.9289 | 2938.5601 | 7960.2621 | 0 | 2953.2529 | 5082.6692 | 2953.2529 | 8130.5647 | 0 | 7.9455 | 7.9852 | 8.0251 | 0.04 | 0.039801 | 0.039603 | 2671.8293 | 0 | 0 | 0 | 9.846 | 0.26664 | 2685.1884 | 0 | 0 | 0 | 9.8952 | 0.26798 | 2698.6144 | 0 | 0 | 0 | 9.9447 | 0.26932 | 53436.5854 | 53703.7684 | 53972.2872 | 0 | 0 | 0 | 0 | 0 | 0 | 0 | 0 | 0 | 196.9198 | 197.9044 | 198.8939 | 2671.8293 | 0.53462 | 8055.632 | 0 | 0 | 0 | 0 | 0 | 0 | 0 | 0 | 0 | 9.846 | 19.7412 | 29.6859 | 0.26664 | 0.53462 | 0.80394
| 538 | Business | Campus/Education | Hot Water | Electric | 02-197 | 02-197.05 | Hot Water Controls | [02-197]_Business_Hot Water_Circulator Pump EC Motor_ROB_Electric_per unit | permanent split capacitor motor | w/ EC MOTOR | DEEMED | 391.0115 | 0 | 0 | 0 | 0.08769 | 0 | 368 | 20 | 0.445 | 0.29785 | 0.42861 | 0.11215 | 0.16139 | 0.86 | 1 | Replace on Burnout | 14.0735 | 0.054718 | 6725.3983 | 0 | 0 | 0 | 26.1483 | 380.718 | 0 | 0 | 0 | 246.8401 | 0 | 0 | 627.5581 | 126.5359 | 501.0223 | 4.9595 | 381.7832 | 0 | 0 | 0 | 247.4957 | 0 | 0 | 629.2789 | 126.5359 | 502.743 | 4.9731 | 384.4367 | 0 | 0 | 0 | 248.9064 | 0 | 0 | 633.3431 | 126.5359 | 506.8072 | 5.0052 | per unit | 0.17442 | 396.1132 | 0.005 | 6693.3482 | 0 | 0 | 0 | 24.6657 | 0.66798 | 6726.815 | 0 | 0 | 0 | 0.67132 | 6760.4491 | 0 | 0 | 0 | 0.67468 | 6693.3482 | 13420.1632 | 20180.6123 | 0 | 0 | 0 | 0 | 0 | 0 | 0 | 0 | 0 | 24.6657 | 49.4548 | 74.3678 | 0.66798 | 1.3393 | 2.014 | 6693.3482 | 0 | 0 | 0 | 24.6657 | 0.66798 | 6726.815 | 0 | 0 | 0 | 0.67132 | 6760.4491 | 0 | 0 | 0 | 0.67468 | 6693.3482 | 1.3393 | 20180.6123 | 0 | 0 | 0 | 0 | 0 | 0 | 0 | 0 | 0 | 24.6657 | 49.4548 | 74.3678 | 0.66798 | 1.3393 | 2.014 | 767.1782 | 3804.842 | 767.1782 | 5919.5628 | 1463.9806 | 778.3139 | 3870.6539 | 778.3139 | 6073.4344 | 1485.2304 | 792.7396 | 3967.8564 | 792.7396 | 6287.3367 | 1512.7584 | 6.0629 | 6.1509 | 6.2649 | 0.01523 | 0.015154 | 0.015079 | 2038.7815 | 0 | 0 | 0 | 7.5131 | 0.20347 | 2068.3745 | 0 | 0 | 0 | 7.6222 | 0.20642 | 2106.7108 | 0 | 0 | 0 | 7.7635 | 0.21025 | 40775.629 | 41367.4908 | 42134.2168 | 0 | 0 | 0 | 0 | 0 | 0 | 0 | 0 | 0 | 150.2628 | 152.4439 | 155.2693 | 2038.7815 | 0.40989 | 6213.8668 | 0 | 0 | 0 | 0 | 0 | 0 | 0 | 0 | 0 | 7.5131 | 15.1353 | 22.8988 | 0.20347 | 0.40989 | 0.62013 | 1 | 1 | 1 | 1 | 1 | 1 | 1 | 276 | 351.5581 | 2.2738 | 276 | 353.2789 | 2.28 | 276 | 357.3431 | 2.2947 | 6693.3482 | 0 | 0 | 0 | 24.6657 | 0.66798 | 6726.815 | 0 | 0 | 0 | 0.67132 | 6760.4491 | 0 | 0 | 0 | 0.67468 | 6693.3482 | 1.3393 | 20180.6123 | 0 | 0 | 0 | 0 | 0 | 0 | 0 | 0 | 0 | 24.6657 | 49.4548 | 74.3678 | 0.66798 | 1.3393 | 2.014 | 3677.6501 | 8362.0987 | 3677.6501 | 13009.7302 | 1225.8834 | 3702.9894 | 8442.8011 | 3702.9894 | 13247.5805 | 1234.3298 | 3731.4542 | 8562.6474 | 3731.4542 | 13568.0936 | 1243.8181 | 13.3248 | 13.4166 | 13.5198 | 0.033472 | 0.033305 | 0.033139 | 4480.7358 | 0 | 0 | 0 | 16.512 | 0.44717 | 4511.6085 | 0 | 0 | 0 | 16.6258 | 0.45025 | 4546.289 | 0 | 0 | 0 | 16.7536 | 0.45371 | 89614.7154 | 90232.1697 | 90925.7804 | 0 | 0 | 0 | 0 | 0 | 0 | 0 | 0 | 0 | 330.2403 | 332.5157 | 335.0717 | 4480.7358 | 0.89742 | 13538.6333 | 0 | 0 | 0 | 0 | 0 | 0 | 0 | 0 | 0 | 16.512 | 33.1378 | 49.8914 | 0.44717 | 0.89742 | 1.3511 | 368 | 259.5581 | 1.7053 | 368 | 261.2789 | 1.71 | 368 | 265.3431 | 1.721 | 6693.3482 | 0 | 0 | 0 | 24.6657 | 0.66798 | 6726.815 | 0 | 0 | 0 | 0.67132 | 6760.4491 | 0 | 0 | 0 | 0.67468 | 6693.3482 | 1.3393 | 20180.6123 | 0 | 0 | 0 | 0 | 0 | 0 | 0 | 0 | 0 | 24.6657 | 49.4548 | 74.3678 | 0.66798 | 1.3393 | 2.014 | 5859.9406 | 9993.08 | 5859.9406 | 15547.2064 | 0 | 5889.2403 | 10070.5832 | 5889.2403 | 15801.7299 | 0 | 5918.6865 | 10186.302 | 5918.6865 | 16140.8842 | 0 | 15.9238 | 16.0034 | 16.0834 | 0.04 | 0.039801 | 0.039603 | 5354.6786 | 0 | 0 | 0 | 19.7326 | 0.53439 | 5381.452 | 0 | 0 | 0 | 19.8313 | 0.53706 | 5408.3592 | 0 | 0 | 0 | 19.9304 | 0.53974 | 107093.5718 | 107629.0397 | 108167.1849 | 0 | 0 | 0 | 0 | 0 | 0 | 0 | 0 | 0 | 394.6519 | 396.6251 | 398.6082 | 5354.6786 | 1.0714 | 16144.4898 | 0 | 0 | 0 | 0 | 0 | 0 | 0 | 0 | 0 | 19.7326 | 39.5638 | 59.4943 | 0.53439 | 1.0714 | 1.6112
| 539 | Business | Warehouse | Hot Water | Electric | 02-197 | 02-197.06 | Hot Water Controls | [02-197]_Business_Hot Water_Circulator Pump EC Motor_ROB_Electric_per unit | permanent split capacitor motor | w/ EC MOTOR | DEEMED | 391.0115 | 0 | 0 | 0 | 0.08769 | 0 | 368 | 20 | 0.445 | 0.29785 | 0.42861 | 0.11215 | 0.16139 | 0.86 | 1 | Replace on Burnout | 14.0735 | 0.054718 | 6725.3983 | 0 | 0 | 0 | 26.1483 | 380.718 | 0 | 0 | 0 | 246.8401 | 0 | 0 | 627.5581 | 153.9471 | 473.611 | 4.0765 | 381.7832 | 0 | 0 | 0 | 247.4957 | 0 | 0 | 629.2789 | 153.9471 | 475.3317 | 4.0876 | 384.4367 | 0 | 0 | 0 | 248.9064 | 0 | 0 | 633.3431 | 153.9471 | 479.3959 | 4.114 | per unit | 0.044693 | 0 | 0.005 | 0 | 0 | 0 | 0 | 0 | 0 | 0 | 0 | 0 | 0 | 0 | 0 | 0 | 0 | 0 | 0 | 0 | 0 | 0 | 0 | 0 | 0 | 0 | 0 | 0 | 0 | 0 | 0 | 0 | 0 | 0 | 0 | 0 | 0 | 0 | 0 | 0 | 0 | 0 | 0 | 0 | 0 | 0 | 0 | 0 | 0 | 0 | 0 | 0 | 0 | 0 | 0 | 0 | 0 | 0 | 0 | 0 | 0 | 0 | 0 | 0 | 0 | 0 | 0 | 0 | 0 | 0 | 0 | 0 | 0 | 0 | 0 | 0 | 0 | 0 | 0 | 0 | 0 | 0 | 0 | 0 | 0 | 0 | 0 | 0 | 0 | #NUM! | #NUM! | #NUM! | 0 | 0 | 0 | 0 | 0 | 0 | 0 | 0 | 0 | 0 | 0 | 0 | 0 | 0 | 0 | 0 | 0 | 0 | 0 | 0 | 0 | 0 | 0 | 0 | 0 | 0 | 0 | 0 | 0 | 0 | 0 | 0 | 0 | 0 | 0 | 0 | 0 | 0 | 0 | 0 | 0 | 0 | 0 | 0 | 0 | 0 | 0 | 0 | 0 | 0 | 0 | 1 | 1 | 1 | 1 | 1 | 1 | 1 | 276 | 351.5581 | 2.2738 | 276 | 353.2789 | 2.28 | 276 | 357.3431 | 2.2947 | 0 | 0 | 0 | 0 | 0 | 0 | 0 | 0 | 0 | 0 | 0 | 0 | 0 | 0 | 0 | 0 | 0 | 0 | 0 | 0 | 0 | 0 | 0 | 0 | 0 | 0 | 0 | 0 | 0 | 0 | 0 | 0 | 0 | 0 | 0 | 0 | 0 | 0 | 0 | 0 | 0 | 0 | 0 | 0 | 0 | 0 | 0 | 0 | 0 | 0 | 0 | 0 | #NUM! | #NUM! | #NUM! | 0 | 0 | 0 | 0 | 0 | 0 | 0 | 0 | 0 | 0 | 0 | 0 | 0 | 0 | 0 | 0 | 0 | 0 | 0 | 0 | 0 | 0 | 0 | 0 | 0 | 0 | 0 | 0 | 0 | 0 | 0 | 0 | 0 | 0 | 0 | 0 | 0 | 0 | 0 | 0 | 0 | 0 | 0 | 0 | 0 | 0 | 0 | 0 | 0 | 0 | 0 | 368 | 259.5581 | 1.7053 | 368 | 261.2789 | 1.71 | 368 | 265.3431 | 1.721 | 0 | 0 | 0 | 0 | 0 | 0 | 0 | 0 | 0 | 0 | 0 | 0 | 0 | 0 | 0 | 0 | 0 | 0 | 0 | 0 | 0 | 0 | 0 | 0 | 0 | 0 | 0 | 0 | 0 | 0 | 0 | 0 | 0 | 0 | 0 | 0 | 0 | 0 | 0 | 0 | 0 | 0 | 0 | 0 | 0 | 0 | 0 | 0 | 0 | 0 | 0 | 0 | #NUM! | #NUM! | #NUM! | 0 | 0 | 0 | 0 | 0 | 0 | 0 | 0 | 0 | 0 | 0 | 0 | 0 | 0 | 0 | 0 | 0 | 0 | 0 | 0 | 0 | 0 | 0 | 0 | 0 | 0 | 0 | 0 | 0 | 0 | 0 | 0 | 0 | 0 | 0 | 0 | 0 | 0 | 0 | 0 | 0 | 0 | 0 | 0 | 0 | 0 | 0 | 0 | 0 | 0 | 0
| 540 | Business | Lodging | Hot Water | Electric | 02-197 | 02-197.07 | Hot Water Controls | [02-197]_Business_Hot Water_Circulator Pump EC Motor_ROB_Electric_per unit | permanent split capacitor motor | w/ EC MOTOR | DEEMED | 391.0115 | 0 | 0 | 0 | 0.08769 | 0 | 368 | 20 | 0.445 | 0.29785 | 0.42861 | 0.11215 | 0.16139 | 0.86 | 1 | Replace on Burnout | 14.0735 | 0.054718 | 6725.3983 | 0 | 0 | 0 | 26.1483 | 380.718 | 0 | 0 | 0 | 246.8401 | 0 | 0 | 627.5581 | 126.5359 | 501.0223 | 4.9595 | 381.7832 | 0 | 0 | 0 | 247.4957 | 0 | 0 | 629.2789 | 126.5359 | 502.743 | 4.9731 | 384.4367 | 0 | 0 | 0 | 248.9064 | 0 | 0 | 633.3431 | 126.5359 | 506.8072 | 5.0052 | per unit | 0.095381 | 1433.5 | 0.005 | 24222.6568 | 0 | 0 | 0 | 89.2632 | 2.4174 | 24343.7701 | 0 | 0 | 0 | 2.4295 | 24465.4889 | 0 | 0 | 0 | 2.4416 | 24222.6568 | 48566.4269 | 73031.9158 | 0 | 0 | 0 | 0 | 0 | 0 | 0 | 0 | 0 | 89.2632 | 178.9727 | 269.1308 | 2.4174 | 4.8468 | 7.2885 | 24222.6568 | 0 | 0 | 0 | 89.2632 | 2.4174 | 24343.7701 | 0 | 0 | 0 | 2.4295 | 24465.4889 | 0 | 0 | 0 | 2.4416 | 24222.6568 | 4.8468 | 73031.9158 | 0 | 0 | 0 | 0 | 0 | 0 | 0 | 0 | 0 | 89.2632 | 178.9727 | 269.1308 | 2.4174 | 4.8468 | 7.2885 | 4009.3908 | 19884.6863 | 4009.3908 | 30717.173 | 7650.9863 | 4052.2332 | 20152.2708 | 4052.2332 | 31397.7915 | 7732.7412 | 4106.0193 | 20551.6362 | 4106.0193 | 32337.4197 | 7835.3793 | 31.6858 | 32.0244 | 32.4495 | 0.021994 | 0.021884 | 0.021776 | 10654.9837 | 0 | 0 | 0 | 39.2648 | 1.0633 | 10768.8378 | 0 | 0 | 0 | 39.6844 | 1.0747 | 10911.7746 | 0 | 0 | 0 | 40.2111 | 1.089 | 213099.6736 | 215376.7565 | 218235.4926 | 0 | 0 | 0 | 0 | 0 | 0 | 0 | 0 | 0 | 785.2963 | 793.6876 | 804.2223 | 10654.9837 | 2.1381 | 32335.5961 | 0 | 0 | 0 | 0 | 0 | 0 | 0 | 0 | 0 | 39.2648 | 78.9492 | 119.1603 | 1.0633 | 2.1381 | 3.227 | 1 | 1 | 1 | 1 | 1 | 1 | 1 | 276 | 351.5581 | 2.2738 | 276 | 353.2789 | 2.28 | 276 | 357.3431 | 2.2947 | 24222.6568 | 0 | 0 | 0 | 89.2632 | 2.4174 | 24343.7701 | 0 | 0 | 0 | 2.4295 | 24465.4889 | 0 | 0 | 0 | 2.4416 | 24222.6568 | 4.8468 | 73031.9158 | 0 | 0 | 0 | 0 | 0 | 0 | 0 | 0 | 0 | 89.2632 | 178.9727 | 269.1308 | 2.4174 | 4.8468 | 7.2885 | 15824.6162 | 35981.4012 | 15824.6162 | 55582.8192 | 5274.8721 | 15924.7717 | 36308.4157 | 15924.7717 | 56569.5091 | 5308.2572 | 16034.4678 | 36794.6348 | 16034.4678 | 57895.3195 | 5344.8226 | 57.3356 | 57.6984 | 58.0959 | 0.039798 | 0.0396 | 0.039403 | 19280.2258 | 0 | 0 | 0 | 71.0498 | 1.9241 | 19402.2522 | 0 | 0 | 0 | 71.4995 | 1.9363 | 19535.9025 | 0 | 0 | 0 | 71.992 | 1.9496 | 385604.5165 | 388045.0445 | 390718.0506 | 0 | 0 | 0 | 0 | 0 | 0 | 0 | 0 | 0 | 1420.996 | 1429.9896 | 1439.84 | 19280.2258 | 3.8604 | 58218.3806 | 0 | 0 | 0 | 0 | 0 | 0 | 0 | 0 | 0 | 71.0498 | 142.5493 | 214.5413 | 1.9241 | 3.8604 | 5.8101 | 368 | 259.5581 | 1.7053 | 368 | 261.2789 | 1.71 | 368 | 265.3431 | 1.721 | 24222.6568 | 0 | 0 | 0 | 89.2632 | 2.4174 | 24343.7701 | 0 | 0 | 0 | 2.4295 | 24465.4889 | 0 | 0 | 0 | 2.4416 | 24222.6568 | 4.8468 | 73031.9158 | 0 | 0 | 0 | 0 | 0 | 0 | 0 | 0 | 0 | 89.2632 | 178.9727 | 269.1308 | 2.4174 | 4.8468 | 7.2885 | 23857.4538 | 40684.6178 | 23857.4538 | 62848.1849 | 0 | 23976.7411 | 41000.1551 | 23976.7411 | 63879.368 | 0 | 24096.6248 | 41471.2786 | 24096.6248 | 65253.8866 | 0 | 64.83 | 65.1542 | 65.48 | 0.045 | 0.044776 | 0.044553 | 21800.3911 | 0 | 0 | 0 | 80.3369 | 2.1756 | 21909.3931 | 0 | 0 | 0 | 80.7386 | 2.1865 | 22018.94 | 0 | 0 | 0 | 81.1423 | 2.1974 | 436007.8221 | 438187.8612 | 440378.8005 | 0 | 0 | 0 | 0 | 0 | 0 | 0 | 0 | 0 | 1606.7379 | 1614.7716 | 1622.8454 | 21800.3911 | 4.3622 | 65728.7242 | 0 | 0 | 0 | 0 | 0 | 0 | 0 | 0 | 0 | 80.3369 | 161.0755 | 242.2177 | 2.1756 | 4.3622 | 6.5596
| 541 | Business | Other Commercial | Hot Water | Electric | 02-197 | 02-197.08 | Hot Water Controls | [02-197]_Business_Hot Water_Circulator Pump EC Motor_ROB_Electric_per unit | permanent split capacitor motor | w/ EC MOTOR | DEEMED | 391.0115 | 0 | 0 | 0 | 0.08769 | 0 | 368 | 20 | 0.445 | 0.29785 | 0.42861 | 0.11215 | 0.16139 | 0.86 | 1 | Replace on Burnout | 14.0735 | 0.054718 | 6725.3983 | 0 | 0 | 0 | 26.1483 | 380.718 | 0 | 0 | 0 | 246.8401 | 0 | 0 | 627.5581 | 153.9471 | 473.611 | 4.0765 | 381.7832 | 0 | 0 | 0 | 247.4957 | 0 | 0 | 629.2789 | 153.9471 | 475.3317 | 4.0876 | 384.4367 | 0 | 0 | 0 | 248.9064 | 0 | 0 | 633.3431 | 153.9471 | 479.3959 | 4.114 | per unit | 0.010366 | 39.39 | 0.005 | 665.5945 | 0 | 0 | 0 | 2.4528 | 0.066425 | 668.9224 | 0 | 0 | 0 | 0.066757 | 672.2671 | 0 | 0 | 0 | 0.067091 | 665.5945 | 1334.5169 | 2006.784 | 0 | 0 | 0 | 0 | 0 | 0 | 0 | 0 | 0 | 2.4528 | 4.9178 | 7.3952 | 0.066425 | 0.13318 | 0.20027 | 665.5945 | 0 | 0 | 0 | 2.4528 | 0.066425 | 668.9224 | 0 | 0 | 0 | 0.066757 | 672.2671 | 0 | 0 | 0 | 0.067091 | 665.5945 | 0.13318 | 2006.784 | 0 | 0 | 0 | 0 | 0 | 0 | 0 | 0 | 0 | 2.4528 | 4.9178 | 7.3952 | 0.066425 | 0.13318 | 0.20027 | 155.6127 | 634.3476 | 155.6127 | 995.8646 | 216.3687 | 157.0798 | 642.0839 | 157.0798 | 1016.6304 | 218.4085 | 158.858 | 653.5464 | 158.858 | 1044.9861 | 220.881 | 1.0108 | 1.0203 | 1.0319 | 0.025534 | 0.025407 | 0.025281 | 339.908 | 0 | 0 | 0 | 1.2526 | 0.033922 | 343.1126 | 0 | 0 | 0 | 1.2644 | 0.034242 | 346.9967 | 0 | 0 | 0 | 1.2787 | 0.03463 | 6798.1597 | 6862.2511 | 6939.9349 | 0 | 0 | 0 | 0 | 0 | 0 | 0 | 0 | 0 | 25.052 | 25.2882 | 25.5744 | 339.908 | 0.068164 | 1030.0173 | 0 | 0 | 0 | 0 | 0 | 0 | 0 | 0 | 0 | 1.2526 | 2.517 | 3.7957 | 0.033922 | 0.068164 | 0.10279 | 1 | 1 | 1 | 1 | 1 | 1 | 1 | 276 | 351.5581 | 2.2738 | 276 | 353.2789 | 2.28 | 276 | 357.3431 | 2.2947 | 665.5945 | 0 | 0 | 0 | 2.4528 | 0.066425 | 668.9224 | 0 | 0 | 0 | 0.066757 | 672.2671 | 0 | 0 | 0 | 0.067091 | 665.5945 | 0.13318 | 2006.784 | 0 | 0 | 0 | 0 | 0 | 0 | 0 | 0 | 0 | 2.4528 | 4.9178 | 7.3952 | 0.066425 | 0.13318 | 0.20027 | 435.6523 | 990.5693 | 435.6523 | 1555.0983 | 145.2174 | 438.3967 | 999.5426 | 438.3967 | 1582.6055 | 146.1322 | 441.4007 | 1012.8915 | 441.4007 | 1619.56 | 147.1336 | 1.5785 | 1.5884 | 1.5993 | 0.039873 | 0.039675 | 0.039477 | 530.7853 | 0 | 0 | 0 | 1.956 | 0.052971 | 534.129 | 0 | 0 | 0 | 1.9683 | 0.053305 | 537.789 | 0 | 0 | 0 | 1.9818 | 0.05367 | 10615.7068 | 10682.5803 | 10755.7799 | 0 | 0 | 0 | 0 | 0 | 0 | 0 | 0 | 0 | 39.1201 | 39.3665 | 39.6363 | 530.7853 | 0.10628 | 1602.7033 | 0 | 0 | 0 | 0 | 0 | 0 | 0 | 0 | 0 | 1.956 | 3.9243 | 5.9061 | 0.052971 | 0.10628 | 0.15995 | 368 | 259.5581 | 1.7053 | 368 | 261.2789 | 1.71 | 368 | 265.3431 | 1.721 | 665.5945 | 0 | 0 | 0 | 2.4528 | 0.066425 | 668.9224 | 0 | 0 | 0 | 0.066757 | 672.2671 | 0 | 0 | 0 | 0.067091 | 665.5945 | 0.13318 | 2006.784 | 0 | 0 | 0 | 0 | 0 | 0 | 0 | 0 | 0 | 2.4528 | 4.9178 | 7.3952 | 0.066425 | 0.13318 | 0.20027 | 655.5594 | 1117.9392 | 655.5594 | 1755.0567 | 0 | 658.8372 | 1126.6095 | 658.8372 | 1783.7943 | 0 | 662.1313 | 1139.5552 | 662.1313 | 1822.0885 | 0 | 1.7814 | 1.7903 | 1.7993 | 0.045 | 0.044776 | 0.044553 | 599.035 | 0 | 0 | 0 | 2.2075 | 0.059783 | 602.0302 | 0 | 0 | 0 | 2.2185 | 0.060082 | 605.0403 | 0 | 0 | 0 | 2.2296 | 0.060382 | 11980.7004 | 12040.6039 | 12100.8069 | 0 | 0 | 0 | 0 | 0 | 0 | 0 | 0 | 0 | 44.1502 | 44.371 | 44.5928 | 599.035 | 0.11986 | 1806.1056 | 0 | 0 | 0 | 0 | 0 | 0 | 0 | 0 | 0 | 2.2075 | 4.4261 | 6.6557 | 0.059783 | 0.11986 | 0.18025
| 542 | Business | Food Sales | Hot Water | Electric | 02-197 | 02-197.09 | Hot Water Controls | [02-197]_Business_Hot Water_Circulator Pump EC Motor_ROB_Electric_per unit | permanent split capacitor motor | w/ EC MOTOR | DEEMED | 391.0115 | 0 | 0 | 0 | 0.08769 | 0 | 368 | 20 | 0.445 | 0.29785 | 0.42861 | 0.11215 | 0.16139 | 0.86 | 1 | Replace on Burnout | 14.0735 | 0.054718 | 6725.3983 | 0 | 0 | 0 | 26.1483 | 380.718 | 0 | 0 | 0 | 246.8401 | 0 | 0 | 627.5581 | 126.5359 | 501.0223 | 4.9595 | 381.7832 | 0 | 0 | 0 | 247.4957 | 0 | 0 | 629.2789 | 126.5359 | 502.743 | 4.9731 | 384.4367 | 0 | 0 | 0 | 248.9064 | 0 | 0 | 633.3431 | 126.5359 | 506.8072 | 5.0052 | per unit | 0.01924 | 34.5544 | 0.005 | 583.8856 | 0 | 0 | 0 | 2.1517 | 0.058271 | 586.805 | 0 | 0 | 0 | 0.058562 | 589.739 | 0 | 0 | 0 | 0.058855 | 583.8856 | 1170.6905 | 1760.4296 | 0 | 0 | 0 | 0 | 0 | 0 | 0 | 0 | 0 | 2.1517 | 4.3141 | 6.4874 | 0.058271 | 0.11683 | 0.17569 | 583.8856 | 0 | 0 | 0 | 2.1517 | 0.058271 | 586.805 | 0 | 0 | 0 | 0.058562 | 589.739 | 0 | 0 | 0 | 0.058855 | 583.8856 | 0.11683 | 1760.4296 | 0 | 0 | 0 | 0 | 0 | 0 | 0 | 0 | 0 | 2.1517 | 4.3141 | 6.4874 | 0.058271 | 0.11683 | 0.17569 | 66.7156 | 330.8778 | 66.7156 | 512.8114 | 127.3111 | 67.6884 | 336.6229 | 67.6884 | 526.1865 | 129.1675 | 68.9492 | 345.1078 | 68.9492 | 544.7849 | 131.5735 | 0.52725 | 0.53493 | 0.5449 | 0.015183 | 0.015107 | 0.015032 | 177.2971 | 0 | 0 | 0 | 0.65336 | 0.017694 | 179.8823 | 0 | 0 | 0 | 0.66289 | 0.017952 | 183.233 | 0 | 0 | 0 | 0.67523 | 0.018286 | 3545.9426 | 3597.6462 | 3664.6608 | 0 | 0 | 0 | 0 | 0 | 0 | 0 | 0 | 0 | 13.0672 | 13.2577 | 13.5047 | 177.2971 | 0.035646 | 540.4125 | 0 | 0 | 0 | 0 | 0 | 0 | 0 | 0 | 0 | 0.65336 | 1.3162 | 1.9915 | 0.017694 | 0.035646 | 0.053932 | 1 | 1 | 1 | 1 | 1 | 1 | 1 | 276 | 351.5581 | 2.2738 | 276 | 353.2789 | 2.28 | 276 | 357.3431 | 2.2947 | 583.8856 | 0 | 0 | 0 | 2.1517 | 0.058271 | 586.805 | 0 | 0 | 0 | 0.058562 | 589.739 | 0 | 0 | 0 | 0.058855 | 583.8856 | 0.11683 | 1760.4296 | 0 | 0 | 0 | 0 | 0 | 0 | 0 | 0 | 0 | 2.1517 | 4.3141 | 6.4874 | 0.058271 | 0.11683 | 0.17569 | 320.6062 | 728.982 | 320.6062 | 1129.8136 | 106.8687 | 322.8196 | 736.0275 | 322.8196 | 1150.5092 | 107.6065 | 325.3074 | 746.4898 | 325.3074 | 1178.4038 | 108.4358 | 1.1616 | 1.1696 | 1.1786 | 0.03345 | 0.033283 | 0.033118 | 390.6167 | 0 | 0 | 0 | 1.4395 | 0.038983 | 393.3135 | 0 | 0 | 0 | 1.4494 | 0.039252 | 396.3445 | 0 | 0 | 0 | 1.4606 | 0.039554 | 7812.3345 | 7866.2701 | 7926.8903 | 0 | 0 | 0 | 0 | 0 | 0 | 0 | 0 | 0 | 28.7893 | 28.9881 | 29.2115 | 390.6167 | 0.078235 | 1180.2747 | 0 | 0 | 0 | 0 | 0 | 0 | 0 | 0 | 0 | 1.4395 | 2.8889 | 4.3494 | 0.038983 | 0.078235 | 0.11779 | 368 | 259.5581 | 1.7053 | 368 | 261.2789 | 1.71 | 368 | 265.3431 | 1.721 | 583.8856 | 0 | 0 | 0 | 2.1517 | 0.058271 | 586.805 | 0 | 0 | 0 | 0.058562 | 589.739 | 0 | 0 | 0 | 0.058855 | 583.8856 | 0.11683 | 1760.4296 | 0 | 0 | 0 | 0 | 0 | 0 | 0 | 0 | 0 | 2.1517 | 4.3141 | 6.4874 | 0.058271 | 0.11683 | 0.17569 | 511.1843 | 871.7334 | 511.1843 | 1351.0571 | 0 | 513.7402 | 878.4943 | 513.7402 | 1373.2039 | 0 | 516.3089 | 888.5889 | 516.3089 | 1402.7205 | 0 | 1.3891 | 1.396 | 1.403 | 0.04 | 0.039801 | 0.039603 | 467.1084 | 0 | 0 | 0 | 1.7213 | 0.046617 | 469.444 | 0 | 0 | 0 | 1.73 | 0.04685 | 471.7912 | 0 | 0 | 0 | 1.7386 | 0.047084 | 9342.1689 | 9388.8798 | 9435.8242 | 0 | 0 | 0 | 0 | 0 | 0 | 0 | 0 | 0 | 34.4269 | 34.5991 | 34.7721 | 467.1084 | 0.093466 | 1408.3436 | 0 | 0 | 0 | 0 | 0 | 0 | 0 | 0 | 0 | 1.7213 | 3.4513 | 5.1899 | 0.046617 | 0.093466 | 0.14055
| 543 | Business | Manufacturing/Industrial | Hot Water | Electric | 02-197 | 02-197.10 | Hot Water Controls | [02-197]_Business_Hot Water_Circulator Pump EC Motor_ROB_Electric_per unit | permanent split capacitor motor | w/ EC MOTOR | DEEMED | 391.0115 | 0 | 0 | 0 | 0.08769 | 0 | 368 | 20 | 0.445 | 0.29785 | 0.42861 | 0.11215 | 0.16139 | 0.86 | 1 | Replace on Burnout | 14.0735 | 0.054718 | 6725.3983 | 0 | 0 | 0 | 26.1483 | 380.718 | 0 | 0 | 0 | 246.8401 | 0 | 0 | 627.5581 | 126.5359 | 501.0223 | 4.9595 | 381.7832 | 0 | 0 | 0 | 247.4957 | 0 | 0 | 629.2789 | 126.5359 | 502.743 | 4.9731 | 384.4367 | 0 | 0 | 0 | 248.9064 | 0 | 0 | 633.3431 | 126.5359 | 506.8072 | 5.0052 | per unit | 0.11348 | 0 | 0.005 | 0 | 0 | 0 | 0 | 0 | 0 | 0 | 0 | 0 | 0 | 0 | 0 | 0 | 0 | 0 | 0 | 0 | 0 | 0 | 0 | 0 | 0 | 0 | 0 | 0 | 0 | 0 | 0 | 0 | 0 | 0 | 0 | 0 | 0 | 0 | 0 | 0 | 0 | 0 | 0 | 0 | 0 | 0 | 0 | 0 | 0 | 0 | 0 | 0 | 0 | 0 | 0 | 0 | 0 | 0 | 0 | 0 | 0 | 0 | 0 | 0 | 0 | 0 | 0 | 0 | 0 | 0 | 0 | 0 | 0 | 0 | 0 | 0 | 0 | 0 | 0 | 0 | 0 | 0 | 0 | 0 | 0 | 0 | 0 | 0 | 0 | #NUM! | #NUM! | #NUM! | 0 | 0 | 0 | 0 | 0 | 0 | 0 | 0 | 0 | 0 | 0 | 0 | 0 | 0 | 0 | 0 | 0 | 0 | 0 | 0 | 0 | 0 | 0 | 0 | 0 | 0 | 0 | 0 | 0 | 0 | 0 | 0 | 0 | 0 | 0 | 0 | 0 | 0 | 0 | 0 | 0 | 0 | 0 | 0 | 0 | 0 | 0 | 0 | 0 | 0 | 0 | 1 | 1 | 1 | 1 | 1 | 1 | 1 | 276 | 351.5581 | 2.2738 | 276 | 353.2789 | 2.28 | 276 | 357.3431 | 2.2947 | 0 | 0 | 0 | 0 | 0 | 0 | 0 | 0 | 0 | 0 | 0 | 0 | 0 | 0 | 0 | 0 | 0 | 0 | 0 | 0 | 0 | 0 | 0 | 0 | 0 | 0 | 0 | 0 | 0 | 0 | 0 | 0 | 0 | 0 | 0 | 0 | 0 | 0 | 0 | 0 | 0 | 0 | 0 | 0 | 0 | 0 | 0 | 0 | 0 | 0 | 0 | 0 | #NUM! | #NUM! | #NUM! | 0 | 0 | 0 | 0 | 0 | 0 | 0 | 0 | 0 | 0 | 0 | 0 | 0 | 0 | 0 | 0 | 0 | 0 | 0 | 0 | 0 | 0 | 0 | 0 | 0 | 0 | 0 | 0 | 0 | 0 | 0 | 0 | 0 | 0 | 0 | 0 | 0 | 0 | 0 | 0 | 0 | 0 | 0 | 0 | 0 | 0 | 0 | 0 | 0 | 0 | 0 | 368 | 259.5581 | 1.7053 | 368 | 261.2789 | 1.71 | 368 | 265.3431 | 1.721 | 0 | 0 | 0 | 0 | 0 | 0 | 0 | 0 | 0 | 0 | 0 | 0 | 0 | 0 | 0 | 0 | 0 | 0 | 0 | 0 | 0 | 0 | 0 | 0 | 0 | 0 | 0 | 0 | 0 | 0 | 0 | 0 | 0 | 0 | 0 | 0 | 0 | 0 | 0 | 0 | 0 | 0 | 0 | 0 | 0 | 0 | 0 | 0 | 0 | 0 | 0 | 0 | #NUM! | #NUM! | #NUM! | 0 | 0 | 0 | 0 | 0 | 0 | 0 | 0 | 0 | 0 | 0 | 0 | 0 | 0 | 0 | 0 | 0 | 0 | 0 | 0 | 0 | 0 | 0 | 0 | 0 | 0 | 0 | 0 | 0 | 0 | 0 | 0 | 0 | 0 | 0 | 0 | 0 | 0 | 0 | 0 | 0 | 0 | 0 | 0 | 0 | 0 | 0 | 0 | 0 | 0 | 0
| 544 | Business | Office | Hot Water | Gas | 02-287 | 02-287.01 | Water Heaters | [02-287]_Business_Hot Water_Water Heater - Condensing _>75,000 Btu/h_ROB_Gas_per unit | 0.80 TE | 0.958 TE | ENGINEER | 0 | 12.6274 | 0 | 0 | 0 | 0 | 1855.6759 | 15 | 0.445 | 0.29785 | 0.42861 | 0.11215 | 0.16139 | 1 | 1 | Replace on Burnout | 9.2858 | #NUM! | 0 | 199.84 | 0 | 0 | 199.84 | 0 | 1251.7466 | 0 | 0 | 0 | 13.3227 | 0 | 1265.0692 | 682.7108 | 582.3584 | 1.853 | 0 | 1268.9163 | 0 | 0 | 0 | 13.3227 | 0 | 1282.239 | 682.7108 | 599.5282 | 1.8782 | 0 | 1288.1712 | 0 | 0 | 0 | 13.3227 | 0 | 1301.4939 | 682.7108 | 618.7831 | 1.9064 | per unit | 0 | 0 | 0.005 | 0 | 0 | 0 | 0 | 0 | 0 | 0 | 0 | 0 | 0 | 0 | 0 | 0 | 0 | 0 | 0 | 0 | 0 | 0 | 0 | 0 | 0 | 0 | 0 | 0 | 0 | 0 | 0 | 0 | 0 | 0 | 0 | 0 | 0 | 0 | 0 | 0 | 0 | 0 | 0 | 0 | 0 | 0 | 0 | 0 | 0 | 0 | 0 | 0 | 0 | 0 | 0 | 0 | 0 | 0 | 0 | 0 | 0 | 0 | 0 | 0 | 0 | 0 | 0 | 0 | 0 | 0 | 0 | 0 | 0 | 0 | 0 | 0 | 0 | 0 | 0 | 0 | 0 | 0 | 0 | 0 | 0 | 0 | 0 | 0 | 0 | #NUM! | #NUM! | #NUM! | 0 | 0 | 0 | 0 | 0 | 0 | 0 | 0 | 0 | 0 | 0 | 0 | 0 | 0 | 0 | 0 | 0 | 0 | 0 | 0 | 0 | 0 | 0 | 0 | 0 | 0 | 0 | 0 | 0 | 0 | 0 | 0 | 0 | 0 | 0 | 0 | 0 | 0 | 0 | 0 | 0 | 0 | 0 | 0 | 0 | 0 | 0 | 0 | 0 | 0 | 0 | 1 | 1 | 1 | 1 | 1 | 1 | 1 | 1391.7569 | -126.6877 | 0.90897 | 1391.7569 | -109.518 | 0.92131 | 1391.7569 | -90.2631 | 0.93514 | 0 | 0 | 0 | 0 | 0 | 0 | 0 | 0 | 0 | 0 | 0 | 0 | 0 | 0 | 0 | 0 | 0 | 0 | 0 | 0 | 0 | 0 | 0 | 0 | 0 | 0 | 0 | 0 | 0 | 0 | 0 | 0 | 0 | 0 | 0 | 0 | 0 | 0 | 0 | 0 | 0 | 0 | 0 | 0 | 0 | 0 | 0 | 0 | 0 | 0 | 0 | 0 | #NUM! | #NUM! | #NUM! | 0 | 0 | 0 | 0 | 0 | 0 | 0 | 0 | 0 | 0 | 0 | 0 | 0 | 0 | 0 | 0 | 0 | 0 | 0 | 0 | 0 | 0 | 0 | 0 | 0 | 0 | 0 | 0 | 0 | 0 | 0 | 0 | 0 | 0 | 0 | 0 | 0 | 0 | 0 | 0 | 0 | 0 | 0 | 0 | 0 | 0 | 0 | 0 | 0 | 0 | 0 | 1855.6759 | -590.6067 | 0.68173 | 1855.6759 | -573.437 | 0.69098 | 1855.6759 | -554.1821 | 0.70136 | 0 | 0 | 0 | 0 | 0 | 0 | 0 | 0 | 0 | 0 | 0 | 0 | 0 | 0 | 0 | 0 | 0 | 0 | 0 | 0 | 0 | 0 | 0 | 0 | 0 | 0 | 0 | 0 | 0 | 0 | 0 | 0 | 0 | 0 | 0 | 0 | 0 | 0 | 0 | 0 | 0 | 0 | 0 | 0 | 0 | 0 | 0 | 0 | 0 | 0 | 0 | 0 | #NUM! | #NUM! | #NUM! | 0 | 0 | 0 | 0 | 0 | 0 | 0 | 0 | 0 | 0 | 0 | 0 | 0 | 0 | 0 | 0 | 0 | 0 | 0 | 0 | 0 | 0 | 0 | 0 | 0 | 0 | 0 | 0 | 0 | 0 | 0 | 0 | 0 | 0 | 0 | 0 | 0 | 0 | 0 | 0 | 0 | 0 | 0 | 0 | 0 | 0 | 0 | 0 | 0 | 0 | 0
| 545 | Business | Retail | Hot Water | Gas | 02-287 | 02-287.02 | Water Heaters | [02-287]_Business_Hot Water_Water Heater - Condensing _>75,000 Btu/h_ROB_Gas_per unit | 0.80 TE | 0.958 TE | ENGINEER | 0 | 12.8528 | 0 | 0 | 0 | 0 | 1855.6759 | 15 | 0.445 | 0.29785 | 0.42861 | 0.11215 | 0.16139 | 1 | 1 | Replace on Burnout | 9.123 | #NUM! | 0 | 203.4063 | 0 | 0 | 203.4063 | 0 | 1274.0849 | 0 | 0 | 0 | 13.5604 | 0 | 1287.6453 | 682.7108 | 604.9345 | 1.8861 | 0 | 1291.561 | 0 | 0 | 0 | 13.5604 | 0 | 1305.1214 | 682.7108 | 622.4106 | 1.9117 | 0 | 1311.1596 | 0 | 0 | 0 | 13.5604 | 0 | 1324.72 | 682.7108 | 642.0092 | 1.9404 | per unit | 0.056676 | 485.6536 | 0.005 | 0 | 418.2144 | 0 | 0 | 418.2144 | 0 | 0 | 420.3055 | 0 | 0 | 0 | 0 | 422.407 | 0 | 0 | 0 | 0 | 0 | 0 | 418.2144 | 838.5199 | 1260.9269 | 0 | 0 | 0 | 0 | 0 | 0 | 418.2144 | 838.5199 | 1260.9269 | 0 | 0 | 0 | 0 | 418.2144 | 0 | 0 | 418.2144 | 0 | 0 | 420.3055 | 0 | 0 | 0 | 0 | 422.407 | 0 | 0 | 0 | 0 | 0 | 0 | 418.2144 | 838.5199 | 1260.9269 | 0 | 0 | 0 | 0 | 0 | 0 | 418.2144 | 838.5199 | 1260.9269 | 0 | 0 | 0 | 253.5449 | 478.2053 | 253.5449 | 425.0927 | 435.6154 | 257.2892 | 491.8535 | 257.2892 | 433.4123 | 442.0485 | 262.3318 | 509.0241 | 262.3318 | 444.519 | 450.7122 | 0.37138 | 0.37686 | 0.38425 | 0.0007609 | 0.00075711 | 0.00075334 | 0 | 4.7733 | 0 | 0 | 4.7733 | 0 | 0 | 4.8438 | 0 | 0 | 4.8438 | 0 | 0 | 4.9387 | 0 | 0 | 4.9387 | 0 | 0 | 0 | 0 | 71.599 | 72.6564 | 74.0804 | 0 | 0 | 0 | 0 | 0 | 0 | 71.599 | 72.6564 | 74.0804 | 0 | 0 | 0 | 4.7733 | 9.617 | 14.5557 | 0 | 0 | 0 | 0 | 0 | 0 | 4.7733 | 9.617 | 14.5557 | 0 | 0 | 0 | 1 | 1 | 1 | 1 | 1 | 1 | 1 | 1391.7569 | -104.1116 | 0.92519 | 1391.7569 | -86.6355 | 0.93775 | 1391.7569 | -67.037 | 0.95183 | 0 | 418.2144 | 0 | 0 | 418.2144 | 0 | 0 | 420.3055 | 0 | 0 | 0 | 0 | 422.407 | 0 | 0 | 0 | 0 | 0 | 0 | 418.2144 | 838.5199 | 1260.9269 | 0 | 0 | 0 | 0 | 0 | 0 | 418.2144 | 838.5199 | 1260.9269 | 0 | 0 | 0 | 12413.7203 | 11485.1006 | 12413.7203 | 10209.4904 | 4137.9068 | 12531.8885 | 11751.7908 | 12531.8885 | 10355.462 | 4177.2962 | 12664.6725 | 12054.6512 | 12664.6725 | 10527.049 | 4221.5575 | 8.9195 | 9.0044 | 9.0998 | 0.018275 | 0.018184 | 0.018093 | 0 | 114.64 | 0 | 0 | 114.64 | 0 | 0 | 115.7313 | 0 | 0 | 115.7313 | 0 | 0 | 116.9575 | 0 | 0 | 116.9575 | 0 | 0 | 0 | 0 | 1719.5998 | 1735.9689 | 1754.3627 | 0 | 0 | 0 | 0 | 0 | 0 | 1719.5998 | 1735.9689 | 1754.3627 | 0 | 0 | 0 | 114.64 | 230.3712 | 347.3288 | 0 | 0 | 0 | 0 | 0 | 0 | 114.64 | 230.3712 | 347.3288 | 0 | 0 | 0 | 1855.6759 | -568.0306 | 0.6939 | 1855.6759 | -550.5545 | 0.70331 | 1855.6759 | -530.956 | 0.71387 | 0 | 418.2144 | 0 | 0 | 418.2144 | 0 | 0 | 420.3055 | 0 | 0 | 0 | 0 | 422.407 | 0 | 0 | 0 | 0 | 0 | 0 | 418.2144 | 838.5199 | 1260.9269 | 0 | 0 | 0 | 0 | 0 | 0 | 418.2144 | 838.5199 | 1260.9269 | 0 | 0 | 0 | 45286.0902 | 31423.8173 | 45286.0902 | 27933.683 | 0 | 45512.5207 | 32009.5584 | 45512.5207 | 28206.2343 | 0 | 45740.0833 | 32652.6852 | 45740.0833 | 28514.8372 | 0 | 24.4041 | 24.5261 | 24.6487 | 0.05 | 0.049751 | 0.049504 | 0 | 313.6608 | 0 | 0 | 313.6608 | 0 | 0 | 315.2291 | 0 | 0 | 315.2291 | 0 | 0 | 316.8053 | 0 | 0 | 316.8053 | 0 | 0 | 0 | 0 | 4704.9122 | 4728.4367 | 4752.0789 | 0 | 0 | 0 | 0 | 0 | 0 | 4704.9122 | 4728.4367 | 4752.0789 | 0 | 0 | 0 | 313.6608 | 628.8899 | 945.6952 | 0 | 0 | 0 | 0 | 0 | 0 | 313.6608 | 628.8899 | 945.6952 | 0 | 0 | 0
| 546 | Business | Food Service | Hot Water | Gas | 02-287 | 02-287.03 | Water Heaters | [02-287]_Business_Hot Water_Water Heater - Condensing _>75,000 Btu/h_ROB_Gas_per unit | 0.80 TE | 0.958 TE | ENGINEER | 0 | 12.8528 | 0 | 0 | 0 | 0 | 1855.6759 | 15 | 0.445 | 0.29785 | 0.42861 | 0.11215 | 0.16139 | 1 | 1 | Replace on Burnout | 9.123 | #NUM! | 0 | 203.4063 | 0 | 0 | 203.4063 | 0 | 1274.0849 | 0 | 0 | 0 | 13.5604 | 0 | 1545.1744 | 682.7108 | 862.4635 | 2.2633 | 0 | 1291.561 | 0 | 0 | 0 | 13.5604 | 0 | 1566.1457 | 682.7108 | 883.4349 | 2.294 | 0 | 1311.1596 | 0 | 0 | 0 | 13.5604 | 0 | 1589.664 | 682.7108 | 906.9532 | 2.3285 | per unit | 0.054524 | 87.4027 | 0.005 | 0 | 75.2657 | 0 | 0 | 75.2657 | 0 | 0 | 75.642 | 0 | 0 | 0 | 0 | 76.0203 | 0 | 0 | 0 | 0 | 0 | 0 | 75.2657 | 150.9078 | 226.928 | 0 | 0 | 0 | 0 | 0 | 0 | 75.2657 | 150.9078 | 226.928 | 0 | 0 | 0 | 0 | 75.2657 | 0 | 0 | 75.2657 | 0 | 0 | 75.642 | 0 | 0 | 0 | 0 | 76.0203 | 0 | 0 | 0 | 0 | 0 | 0 | 75.2657 | 150.9078 | 226.928 | 0 | 0 | 0 | 0 | 0 | 0 | 75.2657 | 150.9078 | 226.928 | 0 | 0 | 0 | 64.7606 | 146.5723 | 64.7606 | 126.1825 | 111.2652 | 65.7459 | 150.8218 | 65.7459 | 128.7086 | 112.958 | 67.0107 | 156.0316 | 67.0107 | 131.9601 | 115.131 | 0.094858 | 0.096301 | 0.098154 | 0.0010799 | 0.0010745 | 0.0010692 | 0 | 1.2192 | 0 | 0 | 1.2192 | 0 | 0 | 1.2377 | 0 | 0 | 1.2377 | 0 | 0 | 1.2616 | 0 | 0 | 1.2616 | 0 | 0 | 0 | 0 | 18.2879 | 18.5661 | 18.9233 | 0 | 0 | 0 | 0 | 0 | 0 | 18.2879 | 18.5661 | 18.9233 | 0 | 0 | 0 | 1.2192 | 2.4569 | 3.7185 | 0 | 0 | 0 | 0 | 0 | 0 | 1.2192 | 2.4569 | 3.7185 | 0 | 0 | 0 | 1 | 1 | 1 | 1 | 1 | 1 | 1 | 1391.7569 | 153.4174 | 1.1102 | 1391.7569 | 174.3888 | 1.1253 | 1391.7569 | 197.907 | 1.1422 | 0 | 75.2657 | 0 | 0 | 75.2657 | 0 | 0 | 75.642 | 0 | 0 | 0 | 0 | 76.0203 | 0 | 0 | 0 | 0 | 0 | 0 | 75.2657 | 150.9078 | 226.928 | 0 | 0 | 0 | 0 | 0 | 0 | 75.2657 | 150.9078 | 226.928 | 0 | 0 | 0 | 2546.077 | 2826.7385 | 2546.077 | 2433.5092 | 848.6923 | 2568.967 | 2890.8616 | 2568.967 | 2467.0095 | 856.3223 | 2594.14 | 2963.0252 | 2594.14 | 2505.9098 | 864.7133 | 1.8294 | 1.8458 | 1.8639 | 0.020827 | 0.020723 | 0.02062 | 0 | 23.5129 | 0 | 0 | 23.5129 | 0 | 0 | 23.7243 | 0 | 0 | 23.7243 | 0 | 0 | 23.9567 | 0 | 0 | 23.9567 | 0 | 0 | 0 | 0 | 352.6931 | 355.8639 | 359.351 | 0 | 0 | 0 | 0 | 0 | 0 | 352.6931 | 355.8639 | 359.351 | 0 | 0 | 0 | 23.5129 | 47.2371 | 71.1939 | 0 | 0 | 0 | 0 | 0 | 0 | 23.5129 | 47.2371 | 71.1939 | 0 | 0 | 0 | 1855.6759 | -310.5016 | 0.83267 | 1855.6759 | -289.5302 | 0.84398 | 1855.6759 | -266.012 | 0.85665 | 0 | 75.2657 | 0 | 0 | 75.2657 | 0 | 0 | 75.642 | 0 | 0 | 0 | 0 | 76.0203 | 0 | 0 | 0 | 0 | 0 | 0 | 75.2657 | 150.9078 | 226.928 | 0 | 0 | 0 | 0 | 0 | 0 | 75.2657 | 150.9078 | 226.928 | 0 | 0 | 0 | 8150.1018 | 6786.3834 | 8150.1018 | 5842.3256 | 0 | 8190.8523 | 6912.8818 | 8190.8523 | 5899.3297 | 0 | 8231.8066 | 7051.7735 | 8231.8066 | 5963.8739 | 0 | 4.392 | 4.4139 | 4.436 | 0.05 | 0.049751 | 0.049504 | 0 | 56.4493 | 0 | 0 | 56.4493 | 0 | 0 | 56.7315 | 0 | 0 | 56.7315 | 0 | 0 | 57.0152 | 0 | 0 | 57.0152 | 0 | 0 | 0 | 0 | 846.7393 | 850.973 | 855.2279 | 0 | 0 | 0 | 0 | 0 | 0 | 846.7393 | 850.973 | 855.2279 | 0 | 0 | 0 | 56.4493 | 113.1808 | 170.196 | 0 | 0 | 0 | 0 | 0 | 0 | 56.4493 | 113.1808 | 170.196 | 0 | 0 | 0
| 547 | Business | Healthcare/Hospitals | Hot Water | Gas | 02-287 | 02-287.04 | Water Heaters | [02-287]_Business_Hot Water_Water Heater - Condensing _>75,000 Btu/h_ROB_Gas_per unit | 0.80 TE | 0.958 TE | ENGINEER | 0 | 16.2993 | 0 | 0 | 0 | 0 | 1855.6759 | 15 | 0.445 | 0.29785 | 0.42861 | 0.11215 | 0.16139 | 1 | 1 | Replace on Burnout | 7.194 | #NUM! | 0 | 257.9495 | 0 | 0 | 257.9495 | 0 | 1615.7298 | 0 | 0 | 0 | 17.1966 | 0 | 1632.9264 | 782.2309 | 850.6956 | 2.0875 | 0 | 1637.8922 | 0 | 0 | 0 | 17.1966 | 0 | 1655.0888 | 782.2309 | 872.8579 | 2.1159 | 0 | 1662.746 | 0 | 0 | 0 | 17.1966 | 0 | 1679.9427 | 782.2309 | 897.7118 | 2.1476 | per unit | 0.013064 | 35.4829 | 0.005 | 0 | 38.7491 | 0 | 0 | 38.7491 | 0 | 0 | 38.9429 | 0 | 0 | 0 | 0 | 39.1376 | 0 | 0 | 0 | 0 | 0 | 0 | 38.7491 | 77.692 | 116.8296 | 0 | 0 | 0 | 0 | 0 | 0 | 38.7491 | 77.692 | 116.8296 | 0 | 0 | 0 | 0 | 38.7491 | 0 | 0 | 38.7491 | 0 | 0 | 38.9429 | 0 | 0 | 0 | 0 | 39.1376 | 0 | 0 | 0 | 0 | 0 | 0 | 38.7491 | 77.692 | 116.8296 | 0 | 0 | 0 | 0 | 0 | 0 | 38.7491 | 77.692 | 116.8296 | 0 | 0 | 0 | 71.6639 | 149.6001 | 71.6639 | 144.6058 | 98.3434 | 72.7326 | 153.8918 | 72.7326 | 147.4571 | 99.81 | 74.0178 | 158.9629 | 74.0178 | 150.9498 | 101.5737 | 0.091615 | 0.092981 | 0.094624 | 0.0025691 | 0.0025563 | 0.0025436 | 0 | 1.4933 | 0 | 0 | 1.4933 | 0 | 0 | 1.5155 | 0 | 0 | 1.5155 | 0 | 0 | 1.5423 | 0 | 0 | 1.5423 | 0 | 0 | 0 | 0 | 22.3988 | 22.7328 | 23.1345 | 0 | 0 | 0 | 0 | 0 | 0 | 22.3988 | 22.7328 | 23.1345 | 0 | 0 | 0 | 1.4933 | 3.0088 | 4.5511 | 0 | 0 | 0 | 0 | 0 | 0 | 1.4933 | 3.0088 | 4.5511 | 0 | 0 | 0 | 1 | 1 | 1 | 1 | 1 | 1 | 1 | 1391.7569 | 241.1695 | 1.1733 | 1391.7569 | 263.3319 | 1.1892 | 1391.7569 | 288.1857 | 1.2071 | 0 | 38.7491 | 0 | 0 | 38.7491 | 0 | 0 | 38.9429 | 0 | 0 | 0 | 0 | 39.1376 | 0 | 0 | 0 | 0 | 0 | 0 | 38.7491 | 77.692 | 116.8296 | 0 | 0 | 0 | 0 | 0 | 0 | 38.7491 | 77.692 | 116.8296 | 0 | 0 | 0 | 1176.604 | 1380.4909 | 1176.604 | 1334.4046 | 392.2013 | 1186.3777 | 1410.8501 | 1186.3777 | 1351.8579 | 395.4592 | 1197.4087 | 1445.3515 | 1197.4087 | 1372.4933 | 399.1362 | 0.84541 | 0.85243 | 0.86036 | 0.023707 | 0.023589 | 0.023472 | 0 | 13.7795 | 0 | 0 | 13.7795 | 0 | 0 | 13.894 | 0 | 0 | 13.894 | 0 | 0 | 14.0232 | 0 | 0 | 14.0232 | 0 | 0 | 0 | 0 | 206.6932 | 208.4101 | 210.3479 | 0 | 0 | 0 | 0 | 0 | 0 | 206.6932 | 208.4101 | 210.3479 | 0 | 0 | 0 | 13.7795 | 27.6736 | 41.6967 | 0 | 0 | 0 | 0 | 0 | 0 | 13.7795 | 27.6736 | 41.6967 | 0 | 0 | 0 | 1855.6759 | -222.7495 | 0.87996 | 1855.6759 | -200.5871 | 0.89191 | 1855.6759 | -175.7333 | 0.9053 | 0 | 38.7491 | 0 | 0 | 38.7491 | 0 | 0 | 38.9429 | 0 | 0 | 0 | 0 | 39.1376 | 0 | 0 | 0 | 0 | 0 | 0 | 38.7491 | 77.692 | 116.8296 | 0 | 0 | 0 | 0 | 0 | 0 | 38.7491 | 77.692 | 116.8296 | 0 | 0 | 0 | 3308.7013 | 2911.5352 | 3308.7013 | 2814.3368 | 0 | 3325.2448 | 2965.8064 | 3325.2448 | 2841.7965 | 0 | 3341.871 | 3025.3945 | 3341.871 | 2872.8884 | 0 | 1.783 | 1.7919 | 1.8009 | 0.05 | 0.049751 | 0.049504 | 0 | 29.0619 | 0 | 0 | 29.0619 | 0 | 0 | 29.2072 | 0 | 0 | 29.2072 | 0 | 0 | 29.3532 | 0 | 0 | 29.3532 | 0 | 0 | 0 | 0 | 435.9279 | 438.1075 | 440.298 | 0 | 0 | 0 | 0 | 0 | 0 | 435.9279 | 438.1075 | 440.298 | 0 | 0 | 0 | 29.0619 | 58.269 | 87.6222 | 0 | 0 | 0 | 0 | 0 | 0 | 29.0619 | 58.269 | 87.6222 | 0 | 0 | 0
| 548 | Business | Campus/Education | Hot Water | Gas | 02-287 | 02-287.05 | Water Heaters | [02-287]_Business_Hot Water_Water Heater - Condensing _>75,000 Btu/h_ROB_Gas_per unit | 0.80 TE | 0.958 TE | ENGINEER | 0 | 13.383 | 0 | 0 | 0 | 0 | 1855.6759 | 15 | 0.445 | 0.29785 | 0.42861 | 0.11215 | 0.16139 | 1 | 1 | Replace on Burnout | 8.7616 | #NUM! | 0 | 211.7975 | 0 | 0 | 211.7975 | 0 | 1326.6456 | 0 | 0 | 0 | 14.1198 | 0 | 1340.7655 | 782.2309 | 558.5346 | 1.714 | 0 | 1344.8427 | 0 | 0 | 0 | 14.1198 | 0 | 1358.9626 | 782.2309 | 576.7317 | 1.7373 | 0 | 1365.2498 | 0 | 0 | 0 | 14.1198 | 0 | 1379.3696 | 782.2309 | 597.1387 | 1.7634 | per unit | 0.0039844 | 9.0485 | 0.005 | 0 | 8.1135 | 0 | 0 | 8.1135 | 0 | 0 | 8.154 | 0 | 0 | 0 | 0 | 8.1948 | 0 | 0 | 0 | 0 | 0 | 0 | 8.1135 | 16.2675 | 24.4623 | 0 | 0 | 0 | 0 | 0 | 0 | 8.1135 | 16.2675 | 24.4623 | 0 | 0 | 0 | 0 | 8.1135 | 0 | 0 | 8.1135 | 0 | 0 | 8.154 | 0 | 0 | 0 | 0 | 8.1948 | 0 | 0 | 0 | 0 | 0 | 0 | 8.1135 | 16.2675 | 24.4623 | 0 | 0 | 0 | 0 | 0 | 0 | 8.1135 | 16.2675 | 24.4623 | 0 | 0 | 0 | 10.9118 | 18.7032 | 10.9118 | 17.3066 | 14.9742 | 11.0719 | 19.235 | 11.0719 | 17.6435 | 15.1938 | 11.2763 | 19.8845 | 11.2763 | 18.0756 | 15.4744 | 0.01395 | 0.014154 | 0.014416 | 0.001534 | 0.0015263 | 0.0015188 | 0 | 0.18669 | 0 | 0 | 0.18669 | 0 | 0 | 0.18943 | 0 | 0 | 0.18943 | 0 | 0 | 0.19292 | 0 | 0 | 0.19292 | 0 | 0 | 0 | 0 | 2.8003 | 2.8414 | 2.8939 | 0 | 0 | 0 | 0 | 0 | 0 | 2.8003 | 2.8414 | 2.8939 | 0 | 0 | 0 | 0.18669 | 0.37611 | 0.56904 | 0 | 0 | 0 | 0 | 0 | 0 | 0.18669 | 0.37611 | 0.56904 | 0 | 0 | 0 | 1 | 1 | 1 | 1 | 1 | 1 | 1 | 1391.7569 | -50.9915 | 0.96336 | 1391.7569 | -32.7944 | 0.97644 | 1391.7569 | -12.3873 | 0.9911 | 0 | 8.1135 | 0 | 0 | 8.1135 | 0 | 0 | 8.154 | 0 | 0 | 0 | 0 | 8.1948 | 0 | 0 | 0 | 0 | 0 | 0 | 8.1135 | 16.2675 | 24.4623 | 0 | 0 | 0 | 0 | 0 | 0 | 8.1135 | 16.2675 | 24.4623 | 0 | 0 | 0 | 248.5976 | 239.4894 | 248.5976 | 221.6063 | 82.8659 | 250.8893 | 244.9775 | 250.8893 | 224.7078 | 83.6298 | 253.434 | 251.1783 | 253.434 | 228.3288 | 84.478 | 0.17862 | 0.18027 | 0.1821 | 0.019642 | 0.019544 | 0.019447 | 0 | 2.3905 | 0 | 0 | 2.3905 | 0 | 0 | 2.4125 | 0 | 0 | 2.4125 | 0 | 0 | 2.437 | 0 | 0 | 2.437 | 0 | 0 | 0 | 0 | 35.8574 | 36.188 | 36.555 | 0 | 0 | 0 | 0 | 0 | 0 | 35.8574 | 36.188 | 36.555 | 0 | 0 | 0 | 2.3905 | 4.803 | 7.24 | 0 | 0 | 0 | 0 | 0 | 0 | 2.3905 | 4.803 | 7.24 | 0 | 0 | 0 | 1855.6759 | -514.9104 | 0.72252 | 1855.6759 | -496.7133 | 0.73233 | 1855.6759 | -476.3063 | 0.74332 | 0 | 8.1135 | 0 | 0 | 8.1135 | 0 | 0 | 8.154 | 0 | 0 | 0 | 0 | 8.1948 | 0 | 0 | 0 | 0 | 0 | 0 | 8.1135 | 16.2675 | 24.4623 | 0 | 0 | 0 | 0 | 0 | 0 | 8.1135 | 16.2675 | 24.4623 | 0 | 0 | 0 | 843.7545 | 609.6306 | 843.7545 | 564.1084 | 0 | 847.9733 | 620.9942 | 847.9733 | 569.6125 | 0 | 852.2131 | 633.471 | 852.2131 | 575.8446 | 0 | 0.45469 | 0.45696 | 0.45925 | 0.05 | 0.049751 | 0.049504 | 0 | 6.0851 | 0 | 0 | 6.0851 | 0 | 0 | 6.1155 | 0 | 0 | 6.1155 | 0 | 0 | 6.1461 | 0 | 0 | 6.1461 | 0 | 0 | 0 | 0 | 91.2766 | 91.733 | 92.1916 | 0 | 0 | 0 | 0 | 0 | 0 | 91.2766 | 91.733 | 92.1916 | 0 | 0 | 0 | 6.0851 | 12.2006 | 18.3467 | 0 | 0 | 0 | 0 | 0 | 0 | 6.0851 | 12.2006 | 18.3467 | 0 | 0 | 0
| 549 | Business | Warehouse | Hot Water | Gas | 02-287 | 02-287.06 | Water Heaters | [02-287]_Business_Hot Water_Water Heater - Condensing _>75,000 Btu/h_ROB_Gas_per unit | 0.80 TE | 0.958 TE | ENGINEER | 0 | 10.374 | 0 | 0 | 0 | 0 | 1855.6759 | 15 | 0.445 | 0.29785 | 0.42861 | 0.11215 | 0.16139 | 1 | 1 | Replace on Burnout | 11.3029 | #NUM! | 0 | 164.1771 | 0 | 0 | 164.1771 | 0 | 1028.3633 | 0 | 0 | 0 | 10.9451 | 0 | 1039.3085 | 782.2309 | 257.0776 | 1.3286 | 0 | 1042.469 | 0 | 0 | 0 | 10.9451 | 0 | 1053.4142 | 782.2309 | 271.1833 | 1.3467 | 0 | 1058.2877 | 0 | 0 | 0 | 10.9451 | 0 | 1069.2329 | 782.2309 | 287.002 | 1.3669 | per unit | 0 | 0 | 0.005 | 0 | 0 | 0 | 0 | 0 | 0 | 0 | 0 | 0 | 0 | 0 | 0 | 0 | 0 | 0 | 0 | 0 | 0 | 0 | 0 | 0 | 0 | 0 | 0 | 0 | 0 | 0 | 0 | 0 | 0 | 0 | 0 | 0 | 0 | 0 | 0 | 0 | 0 | 0 | 0 | 0 | 0 | 0 | 0 | 0 | 0 | 0 | 0 | 0 | 0 | 0 | 0 | 0 | 0 | 0 | 0 | 0 | 0 | 0 | 0 | 0 | 0 | 0 | 0 | 0 | 0 | 0 | 0 | 0 | 0 | 0 | 0 | 0 | 0 | 0 | 0 | 0 | 0 | 0 | 0 | 0 | 0 | 0 | 0 | 0 | 0 | #NUM! | #NUM! | #NUM! | 0 | 0 | 0 | 0 | 0 | 0 | 0 | 0 | 0 | 0 | 0 | 0 | 0 | 0 | 0 | 0 | 0 | 0 | 0 | 0 | 0 | 0 | 0 | 0 | 0 | 0 | 0 | 0 | 0 | 0 | 0 | 0 | 0 | 0 | 0 | 0 | 0 | 0 | 0 | 0 | 0 | 0 | 0 | 0 | 0 | 0 | 0 | 0 | 0 | 0 | 0 | 1 | 1 | 1 | 1 | 1 | 1 | 1 | 1391.7569 | -352.4485 | 0.74676 | 1391.7569 | -338.3428 | 0.7569 | 1391.7569 | -322.5241 | 0.76826 | 0 | 0 | 0 | 0 | 0 | 0 | 0 | 0 | 0 | 0 | 0 | 0 | 0 | 0 | 0 | 0 | 0 | 0 | 0 | 0 | 0 | 0 | 0 | 0 | 0 | 0 | 0 | 0 | 0 | 0 | 0 | 0 | 0 | 0 | 0 | 0 | 0 | 0 | 0 | 0 | 0 | 0 | 0 | 0 | 0 | 0 | 0 | 0 | 0 | 0 | 0 | 0 | #NUM! | #NUM! | #NUM! | 0 | 0 | 0 | 0 | 0 | 0 | 0 | 0 | 0 | 0 | 0 | 0 | 0 | 0 | 0 | 0 | 0 | 0 | 0 | 0 | 0 | 0 | 0 | 0 | 0 | 0 | 0 | 0 | 0 | 0 | 0 | 0 | 0 | 0 | 0 | 0 | 0 | 0 | 0 | 0 | 0 | 0 | 0 | 0 | 0 | 0 | 0 | 0 | 0 | 0 | 0 | 1855.6759 | -816.3674 | 0.56007 | 1855.6759 | -802.2618 | 0.56767 | 1855.6759 | -786.443 | 0.5762 | 0 | 0 | 0 | 0 | 0 | 0 | 0 | 0 | 0 | 0 | 0 | 0 | 0 | 0 | 0 | 0 | 0 | 0 | 0 | 0 | 0 | 0 | 0 | 0 | 0 | 0 | 0 | 0 | 0 | 0 | 0 | 0 | 0 | 0 | 0 | 0 | 0 | 0 | 0 | 0 | 0 | 0 | 0 | 0 | 0 | 0 | 0 | 0 | 0 | 0 | 0 | 0 | #NUM! | #NUM! | #NUM! | 0 | 0 | 0 | 0 | 0 | 0 | 0 | 0 | 0 | 0 | 0 | 0 | 0 | 0 | 0 | 0 | 0 | 0 | 0 | 0 | 0 | 0 | 0 | 0 | 0 | 0 | 0 | 0 | 0 | 0 | 0 | 0 | 0 | 0 | 0 | 0 | 0 | 0 | 0 | 0 | 0 | 0 | 0 | 0 | 0 | 0 | 0 | 0 | 0 | 0 | 0
| 550 | Business | Lodging | Hot Water | Gas | 02-287 | 02-287.07 | Water Heaters | [02-287]_Business_Hot Water_Water Heater - Condensing _>75,000 Btu/h_ROB_Gas_per unit | 0.80 TE | 0.958 TE | ENGINEER | 0 | 15.3316 | 0 | 0 | 0 | 0 | 1855.6759 | 15 | 0.445 | 0.29785 | 0.42861 | 0.11215 | 0.16139 | 1 | 1 | Replace on Burnout | 7.648 | #NUM! | 0 | 242.6354 | 0 | 0 | 242.6354 | 0 | 1519.8064 | 0 | 0 | 0 | 16.1757 | 0 | 1535.9821 | 682.7108 | 853.2713 | 2.2498 | 0 | 1540.653 | 0 | 0 | 0 | 16.1757 | 0 | 1556.8287 | 682.7108 | 874.1179 | 2.2804 | 0 | 1564.0314 | 0 | 0 | 0 | 16.1757 | 0 | 1580.2071 | 682.7108 | 897.4962 | 2.3146 | per unit | 0.015513 | 44.4756 | 0.005 | 0 | 45.6861 | 0 | 0 | 45.6861 | 0 | 0 | 45.9146 | 0 | 0 | 0 | 0 | 46.1441 | 0 | 0 | 0 | 0 | 0 | 0 | 45.6861 | 91.6007 | 137.7448 | 0 | 0 | 0 | 0 | 0 | 0 | 45.6861 | 91.6007 | 137.7448 | 0 | 0 | 0 | 0 | 45.6861 | 0 | 0 | 45.6861 | 0 | 0 | 45.9146 | 0 | 0 | 0 | 0 | 46.1441 | 0 | 0 | 0 | 0 | 0 | 0 | 45.6861 | 91.6007 | 137.7448 | 0 | 0 | 0 | 0 | 0 | 0 | 45.6861 | 91.6007 | 137.7448 | 0 | 0 | 0 | 126.1939 | 283.9145 | 126.1939 | 250.7227 | 216.8136 | 128.0616 | 292.027 | 128.0616 | 255.6379 | 220.0226 | 130.1555 | 301.2588 | 130.1555 | 261.3536 | 223.6201 | 0.18484 | 0.18758 | 0.19065 | 0.0041354 | 0.0041148 | 0.0040943 | 0 | 2.8339 | 0 | 0 | 2.8339 | 0 | 0 | 2.8759 | 0 | 0 | 2.8759 | 0 | 0 | 2.9229 | 0 | 0 | 2.9229 | 0 | 0 | 0 | 0 | 42.5089 | 43.1381 | 43.8434 | 0 | 0 | 0 | 0 | 0 | 0 | 42.5089 | 43.1381 | 43.8434 | 0 | 0 | 0 | 2.8339 | 5.7098 | 8.6327 | 0 | 0 | 0 | 0 | 0 | 0 | 2.8339 | 5.7098 | 8.6327 | 0 | 0 | 0 | 1 | 1 | 1 | 1 | 1 | 1 | 1 | 1391.7569 | 144.2252 | 1.1036 | 1391.7569 | 165.0718 | 1.1186 | 1391.7569 | 188.4501 | 1.1354 | 0 | 45.6861 | 0 | 0 | 45.6861 | 0 | 0 | 45.9146 | 0 | 0 | 0 | 0 | 46.1441 | 0 | 0 | 0 | 0 | 0 | 0 | 45.6861 | 91.6007 | 137.7448 | 0 | 0 | 0 | 0 | 0 | 0 | 45.6861 | 91.6007 | 137.7448 | 0 | 0 | 0 | 1876.9687 | 2071.4755 | 1876.9687 | 1829.3037 | 625.6562 | 1890.7352 | 2114.9892 | 1890.7352 | 1851.443 | 630.2451 | 1905.5001 | 2163.5133 | 1905.5001 | 1876.9311 | 635.1667 | 1.3486 | 1.3585 | 1.3691 | 0.030172 | 0.030022 | 0.029873 | 0 | 20.6767 | 0 | 0 | 20.6767 | 0 | 0 | 20.8283 | 0 | 0 | 20.8283 | 0 | 0 | 20.991 | 0 | 0 | 20.991 | 0 | 0 | 0 | 0 | 310.1504 | 312.4252 | 314.8649 | 0 | 0 | 0 | 0 | 0 | 0 | 310.1504 | 312.4252 | 314.8649 | 0 | 0 | 0 | 20.6767 | 41.505 | 62.496 | 0 | 0 | 0 | 0 | 0 | 0 | 20.6767 | 41.505 | 62.496 | 0 | 0 | 0 | 1855.6759 | -319.6938 | 0.82772 | 1855.6759 | -298.8472 | 0.83896 | 1855.6759 | -275.4689 | 0.85155 | 0 | 45.6861 | 0 | 0 | 45.6861 | 0 | 0 | 45.9146 | 0 | 0 | 0 | 0 | 46.1441 | 0 | 0 | 0 | 0 | 0 | 0 | 45.6861 | 91.6007 | 137.7448 | 0 | 0 | 0 | 0 | 0 | 0 | 45.6861 | 91.6007 | 137.7448 | 0 | 0 | 0 | 4423.7332 | 3661.6173 | 4423.7332 | 3233.5454 | 0 | 4445.8518 | 3729.87 | 4445.8518 | 3265.0954 | 0 | 4468.0811 | 3804.8094 | 4468.0811 | 3300.8186 | 0 | 2.3839 | 2.3958 | 2.4078 | 0.053333 | 0.053068 | 0.052804 | 0 | 36.5489 | 0 | 0 | 36.5489 | 0 | 0 | 36.7316 | 0 | 0 | 36.7316 | 0 | 0 | 36.9153 | 0 | 0 | 36.9153 | 0 | 0 | 0 | 0 | 548.2334 | 550.9746 | 553.7295 | 0 | 0 | 0 | 0 | 0 | 0 | 548.2334 | 550.9746 | 553.7295 | 0 | 0 | 0 | 36.5489 | 73.2805 | 110.1958 | 0 | 0 | 0 | 0 | 0 | 0 | 36.5489 | 73.2805 | 110.1958 | 0 | 0 | 0
| 551 | Business | Other Commercial | Hot Water | Gas | 02-287 | 02-287.08 | Water Heaters | [02-287]_Business_Hot Water_Water Heater - Condensing _>75,000 Btu/h_ROB_Gas_per unit | 0.80 TE | 0.958 TE | ENGINEER | 0 | 10.374 | 0 | 0 | 0 | 0 | 1855.6759 | 15 | 0.445 | 0.29785 | 0.42861 | 0.11215 | 0.16139 | 1 | 1 | Replace on Burnout | 11.3029 | #NUM! | 0 | 164.1771 | 0 | 0 | 164.1771 | 0 | 1028.3633 | 0 | 0 | 0 | 10.9451 | 0 | 1039.3085 | 682.7108 | 356.5977 | 1.5223 | 0 | 1042.469 | 0 | 0 | 0 | 10.9451 | 0 | 1053.4142 | 682.7108 | 370.7033 | 1.543 | 0 | 1058.2877 | 0 | 0 | 0 | 10.9451 | 0 | 1069.2329 | 682.7108 | 386.5221 | 1.5662 | per unit | 0.11071 | 420.7035 | 0.005 | 0 | 292.413 | 0 | 0 | 292.413 | 0 | 0 | 293.8751 | 0 | 0 | 0 | 0 | 295.3444 | 0 | 0 | 0 | 0 | 0 | 0 | 292.413 | 586.2881 | 881.6325 | 0 | 0 | 0 | 0 | 0 | 0 | 292.413 | 586.2881 | 881.6325 | 0 | 0 | 0 | 0 | 292.413 | 0 | 0 | 292.413 | 0 | 0 | 293.8751 | 0 | 0 | 0 | 0 | 295.3444 | 0 | 0 | 0 | 0 | 0 | 0 | 292.413 | 586.2881 | 881.6325 | 0 | 0 | 0 | 0 | 0 | 0 | 292.413 | 586.2881 | 881.6325 | 0 | 0 | 0 | 552.515 | 841.108 | 552.515 | 749.4981 | 949.2758 | 559.8342 | 863.8172 | 559.8342 | 763.0215 | 961.8509 | 570.2989 | 893.1782 | 570.2989 | 781.8791 | 979.8303 | 0.8093 | 0.82002 | 0.83534 | 0.0019141 | 0.0019046 | 0.0018951 | 0 | 8.3956 | 0 | 0 | 8.3956 | 0 | 0 | 8.5068 | 0 | 0 | 8.5068 | 0 | 0 | 8.6659 | 0 | 0 | 8.6659 | 0 | 0 | 0 | 0 | 125.9344 | 127.6027 | 129.9879 | 0 | 0 | 0 | 0 | 0 | 0 | 125.9344 | 127.6027 | 129.9879 | 0 | 0 | 0 | 8.3956 | 16.9025 | 25.5683 | 0 | 0 | 0 | 0 | 0 | 0 | 8.3956 | 16.9025 | 25.5683 | 0 | 0 | 0 | 1 | 1 | 1 | 1 | 1 | 1 | 1 | 1391.7569 | -352.4485 | 0.74676 | 1391.7569 | -338.3428 | 0.7569 | 1391.7569 | -322.5241 | 0.76826 | 0 | 292.413 | 0 | 0 | 292.413 | 0 | 0 | 293.8751 | 0 | 0 | 0 | 0 | 295.3444 | 0 | 0 | 0 | 0 | 0 | 0 | 292.413 | 586.2881 | 881.6325 | 0 | 0 | 0 | 0 | 0 | 0 | 292.413 | 586.2881 | 881.6325 | 0 | 0 | 0 | 14315.3935 | 10690.1639 | 14315.3935 | 9525.8366 | 4771.7978 | 14433.5552 | 10924.6887 | 14433.5552 | 9649.9264 | 4811.1851 | 14561.5682 | 11187.0881 | 14561.5682 | 9793.0632 | 4853.8561 | 10.2858 | 10.3707 | 10.4627 | 0.024328 | 0.024206 | 0.024086 | 0 | 106.7052 | 0 | 0 | 106.7052 | 0 | 0 | 107.586 | 0 | 0 | 107.586 | 0 | 0 | 108.5402 | 0 | 0 | 108.5402 | 0 | 0 | 0 | 0 | 1600.5784 | 1613.7898 | 1628.1027 | 0 | 0 | 0 | 0 | 0 | 0 | 1600.5784 | 1613.7898 | 1628.1027 | 0 | 0 | 0 | 106.7052 | 214.2912 | 322.8314 | 0 | 0 | 0 | 0 | 0 | 0 | 106.7052 | 214.2912 | 322.8314 | 0 | 0 | 0 | 1855.6759 | -816.3674 | 0.56007 | 1855.6759 | -802.2618 | 0.56767 | 1855.6759 | -786.443 | 0.5762 | 0 | 292.413 | 0 | 0 | 292.413 | 0 | 0 | 293.8751 | 0 | 0 | 0 | 0 | 295.3444 | 0 | 0 | 0 | 0 | 0 | 0 | 292.413 | 586.2881 | 881.6325 | 0 | 0 | 0 | 0 | 0 | 0 | 292.413 | 586.2881 | 881.6325 | 0 | 0 | 0 | 41844.9449 | 23436.0997 | 41844.9449 | 20883.5391 | 0 | 42054.1696 | 23872.9494 | 42054.1696 | 21087.3016 | 0 | 42264.4405 | 24352.5978 | 42264.4405 | 21318.0166 | 0 | 22.5497 | 22.6625 | 22.7758 | 0.053333 | 0.053068 | 0.052804 | 0 | 233.9304 | 0 | 0 | 233.9304 | 0 | 0 | 235.1 | 0 | 0 | 235.1 | 0 | 0 | 236.2755 | 0 | 0 | 236.2755 | 0 | 0 | 0 | 0 | 3508.9559 | 3526.5007 | 3544.1332 | 0 | 0 | 0 | 0 | 0 | 0 | 3508.9559 | 3526.5007 | 3544.1332 | 0 | 0 | 0 | 233.9304 | 469.0304 | 705.306 | 0 | 0 | 0 | 0 | 0 | 0 | 233.9304 | 469.0304 | 705.306 | 0 | 0 | 0
| 552 | Business | Food Sales | Hot Water | Gas | 02-287 | 02-287.09 | Water Heaters | [02-287]_Business_Hot Water_Water Heater - Condensing _>75,000 Btu/h_ROB_Gas_per unit | 0.80 TE | 0.958 TE | ENGINEER | 0 | 10.374 | 0 | 0 | 0 | 0 | 1855.6759 | 15 | 0.445 | 0.29785 | 0.42861 | 0.11215 | 0.16139 | 1 | 1 | Replace on Burnout | 11.3029 | #NUM! | 0 | 164.1771 | 0 | 0 | 164.1771 | 0 | 1028.3633 | 0 | 0 | 0 | 10.9451 | 0 | 1039.3085 | 682.7108 | 356.5977 | 1.5223 | 0 | 1042.469 | 0 | 0 | 0 | 10.9451 | 0 | 1053.4142 | 682.7108 | 370.7033 | 1.543 | 0 | 1058.2877 | 0 | 0 | 0 | 10.9451 | 0 | 1069.2329 | 682.7108 | 386.5221 | 1.5662 | per unit | 0.0063191 | 11.3492 | 0.005 | 0 | 7.8883 | 0 | 0 | 7.8883 | 0 | 0 | 7.9278 | 0 | 0 | 0 | 0 | 7.9674 | 0 | 0 | 0 | 0 | 0 | 0 | 7.8883 | 15.8161 | 23.7835 | 0 | 0 | 0 | 0 | 0 | 0 | 7.8883 | 15.8161 | 23.7835 | 0 | 0 | 0 | 0 | 7.8883 | 0 | 0 | 7.8883 | 0 | 0 | 7.9278 | 0 | 0 | 0 | 0 | 7.9674 | 0 | 0 | 0 | 0 | 0 | 0 | 7.8883 | 15.8161 | 23.7835 | 0 | 0 | 0 | 0 | 0 | 0 | 7.8883 | 15.8161 | 23.7835 | 0 | 0 | 0 | 3.4431 | 5.2415 | 3.4431 | 4.6095 | 5.9156 | 3.5039 | 5.4065 | 3.5039 | 4.7131 | 6.0201 | 3.5767 | 5.6016 | 3.5767 | 4.8394 | 6.145 | 0.0050433 | 0.0051324 | 0.0052389 | 0.00044216 | 0.00043996 | 0.00043778 | 0 | 0.052319 | 0 | 0 | 0.052319 | 0 | 0 | 0.053243 | 0 | 0 | 0.053243 | 0 | 0 | 0.054348 | 0 | 0 | 0.054348 | 0 | 0 | 0 | 0 | 0.78478 | 0.79865 | 0.81522 | 0 | 0 | 0 | 0 | 0 | 0 | 0.78478 | 0.79865 | 0.81522 | 0 | 0 | 0 | 0.052319 | 0.10556 | 0.15991 | 0 | 0 | 0 | 0 | 0 | 0 | 0.052319 | 0.10556 | 0.15991 | 0 | 0 | 0 | 1 | 1 | 1 | 1 | 1 | 1 | 1 | 1391.7569 | -352.4485 | 0.74676 | 1391.7569 | -338.3428 | 0.7569 | 1391.7569 | -322.5241 | 0.76826 | 0 | 7.8883 | 0 | 0 | 7.8883 | 0 | 0 | 7.9278 | 0 | 0 | 0 | 0 | 7.9674 | 0 | 0 | 0 | 0 | 0 | 0 | 7.8883 | 15.8161 | 23.7835 | 0 | 0 | 0 | 0 | 0 | 0 | 7.8883 | 15.8161 | 23.7835 | 0 | 0 | 0 | 230.7439 | 172.3103 | 230.7439 | 151.5318 | 76.9146 | 233.0738 | 176.4125 | 233.0738 | 153.7864 | 77.6913 | 235.8097 | 181.1634 | 235.8097 | 156.5113 | 78.6032 | 0.16579 | 0.16747 | 0.16943 | 0.014536 | 0.014463 | 0.014391 | 0 | 1.7199 | 0 | 0 | 1.7199 | 0 | 0 | 1.7373 | 0 | 0 | 1.7373 | 0 | 0 | 1.7577 | 0 | 0 | 1.7577 | 0 | 0 | 0 | 0 | 25.7991 | 26.0596 | 26.3655 | 0 | 0 | 0 | 0 | 0 | 0 | 25.7991 | 26.0596 | 26.3655 | 0 | 0 | 0 | 1.7199 | 3.4572 | 5.2149 | 0 | 0 | 0 | 0 | 0 | 0 | 1.7199 | 3.4572 | 5.2149 | 0 | 0 | 0 | 1855.6759 | -816.3674 | 0.56007 | 1855.6759 | -802.2618 | 0.56767 | 1855.6759 | -786.443 | 0.5762 | 0 | 7.8883 | 0 | 0 | 7.8883 | 0 | 0 | 7.9278 | 0 | 0 | 0 | 0 | 7.9674 | 0 | 0 | 0 | 0 | 0 | 0 | 7.8883 | 15.8161 | 23.7835 | 0 | 0 | 0 | 0 | 0 | 0 | 7.8883 | 15.8161 | 23.7835 | 0 | 0 | 0 | 1058.2835 | 592.7129 | 1058.2835 | 521.2388 | 0 | 1063.5749 | 603.7611 | 1063.5749 | 526.3246 | 0 | 1068.8928 | 615.8917 | 1068.8928 | 532.0831 | 0 | 0.5703 | 0.57315 | 0.57601 | 0.05 | 0.049751 | 0.049504 | 0 | 5.9162 | 0 | 0 | 5.9162 | 0 | 0 | 5.9458 | 0 | 0 | 5.9458 | 0 | 0 | 5.9755 | 0 | 0 | 5.9755 | 0 | 0 | 0 | 0 | 88.7436 | 89.1873 | 89.6332 | 0 | 0 | 0 | 0 | 0 | 0 | 88.7436 | 89.1873 | 89.6332 | 0 | 0 | 0 | 5.9162 | 11.8621 | 17.8376 | 0 | 0 | 0 | 0 | 0 | 0 | 5.9162 | 11.8621 | 17.8376 | 0 | 0 | 0
| 553 | Business | Manufacturing/Industrial | Hot Water | Gas | 02-287 | 02-287.10 | Water Heaters | [02-287]_Business_Hot Water_Water Heater - Condensing _>75,000 Btu/h_ROB_Gas_per unit | 0.80 TE | 0.958 TE | ENGINEER | 0 | 10.374 | 0 | 0 | 0 | 0 | 1855.6759 | 15 | 0.445 | 0.29785 | 0.42861 | 0.11215 | 0.16139 | 1 | 1 | Replace on Burnout | 11.3029 | #NUM! | 0 | 164.1771 | 0 | 0 | 164.1771 | 0 | 1028.3633 | 0 | 0 | 0 | 10.9451 | 0 | 1039.3085 | 782.2309 | 257.0776 | 1.3286 | 0 | 1042.469 | 0 | 0 | 0 | 10.9451 | 0 | 1053.4142 | 782.2309 | 271.1833 | 1.3467 | 0 | 1058.2877 | 0 | 0 | 0 | 10.9451 | 0 | 1069.2329 | 782.2309 | 287.002 | 1.3669 | per unit | 0.0062834 | 26.0319 | 0.005 | 0 | 18.0937 | 0 | 0 | 18.0937 | 0 | 0 | 18.1841 | 0 | 0 | 0 | 0 | 18.2751 | 0 | 0 | 0 | 0 | 0 | 0 | 18.0937 | 36.2778 | 54.5529 | 0 | 0 | 0 | 0 | 0 | 0 | 18.0937 | 36.2778 | 54.5529 | 0 | 0 | 0 | 0 | 18.0937 | 0 | 0 | 18.0937 | 0 | 0 | 18.1841 | 0 | 0 | 0 | 0 | 18.2751 | 0 | 0 | 0 | 0 | 0 | 0 | 18.0937 | 36.2778 | 54.5529 | 0 | 0 | 0 | 0 | 0 | 0 | 18.0937 | 36.2778 | 54.5529 | 0 | 0 | 0 | 79.9491 | 106.2241 | 79.9491 | 107.3781 | 109.7131 | 80.9737 | 109.0456 | 80.9737 | 109.269 | 111.1192 | 82.3229 | 112.5273 | 82.3229 | 111.7463 | 112.9706 | 0.10221 | 0.10352 | 0.10524 | 0.0039067 | 0.0038872 | 0.0038679 | 0 | 1.0603 | 0 | 0 | 1.0603 | 0 | 0 | 1.0739 | 0 | 0 | 1.0739 | 0 | 0 | 1.0918 | 0 | 0 | 1.0918 | 0 | 0 | 0 | 0 | 15.9043 | 16.1082 | 16.3766 | 0 | 0 | 0 | 0 | 0 | 0 | 15.9043 | 16.1082 | 16.3766 | 0 | 0 | 0 | 1.0603 | 2.1342 | 3.2259 | 0 | 0 | 0 | 0 | 0 | 0 | 1.0603 | 2.1342 | 3.2259 | 0 | 0 | 0 | 1 | 1 | 1 | 1 | 1 | 1 | 1 | 1391.7569 | -352.4485 | 0.74676 | 1391.7569 | -338.3428 | 0.7569 | 1391.7569 | -322.5241 | 0.76826 | 0 | 18.0937 | 0 | 0 | 18.0937 | 0 | 0 | 18.1841 | 0 | 0 | 0 | 0 | 18.2751 | 0 | 0 | 0 | 0 | 0 | 0 | 18.0937 | 36.2778 | 54.5529 | 0 | 0 | 0 | 0 | 0 | 0 | 18.0937 | 36.2778 | 54.5529 | 0 | 0 | 0 | 957.8567 | 715.2891 | 957.8567 | 723.0597 | 319.2856 | 965.1471 | 730.5152 | 965.1471 | 732.0116 | 321.7157 | 973.4705 | 747.8796 | 973.4705 | 742.689 | 324.4902 | 0.68824 | 0.69347 | 0.69945 | 0.026307 | 0.026176 | 0.026045 | 0 | 7.1397 | 0 | 0 | 7.1397 | 0 | 0 | 7.1941 | 0 | 0 | 7.1941 | 0 | 0 | 7.2561 | 0 | 0 | 7.2561 | 0 | 0 | 0 | 0 | 107.0962 | 107.9114 | 108.842 | 0 | 0 | 0 | 0 | 0 | 0 | 107.0962 | 107.9114 | 108.842 | 0 | 0 | 0 | 7.1397 | 14.3338 | 21.59 | 0 | 0 | 0 | 0 | 0 | 0 | 7.1397 | 14.3338 | 21.59 | 0 | 0 | 0 | 1855.6759 | -816.3674 | 0.56007 | 1855.6759 | -802.2618 | 0.56767 | 1855.6759 | -786.443 | 0.5762 | 0 | 18.0937 | 0 | 0 | 18.0937 | 0 | 0 | 18.1841 | 0 | 0 | 0 | 0 | 18.2751 | 0 | 0 | 0 | 0 | 0 | 0 | 18.0937 | 36.2778 | 54.5529 | 0 | 0 | 0 | 0 | 0 | 0 | 18.0937 | 36.2778 | 54.5529 | 0 | 0 | 0 | 2589.2456 | 1450.1588 | 2589.2456 | 1465.9128 | 0 | 2602.1918 | 1477.1899 | 2602.1918 | 1480.2158 | 0 | 2615.2027 | 1506.8691 | 2615.2027 | 1496.4108 | 0 | 1.3953 | 1.4023 | 1.4093 | 0.053333 | 0.053068 | 0.052804 | 0 | 14.4749 | 0 | 0 | 14.4749 | 0 | 0 | 14.5473 | 0 | 0 | 14.5473 | 0 | 0 | 14.6201 | 0 | 0 | 14.6201 | 0 | 0 | 0 | 0 | 217.1242 | 218.2098 | 219.3008 | 0 | 0 | 0 | 0 | 0 | 0 | 217.1242 | 218.2098 | 219.3008 | 0 | 0 | 0 | 14.4749 | 29.0223 | 43.6423 | 0 | 0 | 0 | 0 | 0 | 0 | 14.4749 | 29.0223 | 43.6423 | 0 | 0 | 0
| 554 | Business | Office | Hot Water | Electric | 02-415 | 02-415.01 | Low Flow Fixtures | [02-415]_Business_Hot Water_Low Flow Faucet Aerator_ADD_Electric_per unit | 1.39 GPM | 0.94 GPM | ENGINEER | 230.8039 | 0 | 0 | 0 | 2.1081 | 13.7868 | 16 | 10 | 0.0084 | 0.29785 | 0.42861 | 0.11215 | 0.16139 | 1 | 1 | Additions on Existing | 1.783 | 0.0069323 | 2308.039 | 0 | 0 | 0 | 8.9737 | 153.9441 | 0 | 0 | 0 | 72.3525 | 0 | 263.5469 | 489.8434 | 6.6934 | 483.1501 | 73.1835 | 152.475 | 0 | 0 | 0 | 73.8796 | 0 | 263.5469 | 489.9015 | 6.6934 | 483.2081 | 73.1922 | 151.5075 | 0 | 0 | 0 | 75.843 | 0 | 263.5469 | 490.8973 | 6.6934 | 484.204 | 73.341 | per unit | 1.0389 | 25524.744 | 0.005 | 1275445.8175 | 0 | 0 | 0 | 4700.1613 | 97.8544 | 1233920.9346 | 0 | 0 | 0 | 94.6685 | 1135701.2979 | 0 | 0 | 0 | 87.1329 | 1275445.8175 | 2509366.7521 | 3645068.0501 | 0 | 0 | 0 | 0 | 0 | 0 | 0 | 0 | 0 | 4700.1613 | 9247.2988 | 13432.4858 | 97.8544 | 192.5229 | 279.6559 | 1275445.8175 | 0 | 0 | 0 | 4700.1613 | 97.8544 | 1233920.9346 | 0 | 0 | 0 | 94.6685 | 1135701.2979 | 0 | 0 | 0 | 87.1329 | 1275445.8175 | 192.5229 | 3645068.0501 | 0 | 0 | 0 | 0 | 0 | 0 | 0 | 0 | 0 | 4700.1613 | 9247.2988 | 13432.4858 | 97.8544 | 192.5229 | 279.6559 | 24034.4778 | 1758928.3225 | 24034.4778 | 2221937.463 | 33418.2772 | 23252.2481 | 1701883.6464 | 23252.2481 | 2149940.3604 | 32330.641 | 21407.7781 | 1570067.8964 | 21407.7781 | 1987273.7083 | 29766.0331 | 3590.7972 | 3473.9306 | 3198.3632 | 0.13998 | 0.13928 | 0.13859 | 828769.9935 | 0 | 0 | 0 | 3054.1107 | 63.5847 | 801796.722 | 0 | 0 | 0 | 2954.7111 | 61.5152 | 738194.6984 | 0 | 0 | 0 | 2720.3305 | 56.6356 | 8287699.9346 | 8017967.2195 | 7381946.9843 | 0 | 0 | 0 | 0 | 0 | 0 | 0 | 0 | 0 | 30541.1066 | 29547.1112 | 27203.3051 | 828769.9935 | 125.0999 | 2368761.4138 | 0 | 0 | 0 | 0 | 0 | 0 | 0 | 0 | 0 | 3054.1107 | 6008.8218 | 8729.1523 | 63.5847 | 125.0999 | 181.7354 | 1 | 1 | 1 | 1 | 1 | 1 | 1 | 12 | 477.8434 | 40.8203 | 12 | 477.9015 | 40.8251 | 12 | 478.8973 | 40.9081 | 1275445.8175 | 0 | 0 | 0 | 4700.1613 | 97.8544 | 1233920.9346 | 0 | 0 | 0 | 94.6685 | 1135701.2979 | 0 | 0 | 0 | 87.1329 | 1275445.8175 | 192.5229 | 3645068.0501 | 0 | 0 | 0 | 0 | 0 | 0 | 0 | 0 | 0 | 4700.1613 | 9247.2988 | 13432.4858 | 97.8544 | 192.5229 | 279.6559 | 48878.569 | 1995237.0568 | 48878.569 | 2520450.6102 | 16292.8563 | 47287.3444 | 1930511.5773 | 47287.3444 | 2438759.4094 | 15762.4481 | 43526.2906 | 1780578.2568 | 43526.2906 | 2253721.87 | 14508.7635 | 4073.2141 | 3940.612 | 3627.1909 | 0.15879 | 0.158 | 0.15721 | 940113.6938 | 0 | 0 | 0 | 3464.4247 | 72.1271 | 909508.6246 | 0 | 0 | 0 | 3351.6416 | 69.7791 | 837169.8016 | 0 | 0 | 0 | 3085.0649 | 64.2291 | 9401136.9382 | 9095086.2457 | 8371698.0161 | 0 | 0 | 0 | 0 | 0 | 0 | 0 | 0 | 0 | 34644.2472 | 33516.416 | 30850.649 | 940113.6938 | 141.9062 | 2686792.12 | 0 | 0 | 0 | 0 | 0 | 0 | 0 | 0 | 0 | 3464.4247 | 6816.0663 | 9901.1312 | 72.1271 | 141.9062 | 206.1353 | 16 | 473.8434 | 30.6152 | 16 | 473.9015 | 30.6188 | 16 | 474.8973 | 30.6811 | 1275445.8175 | 0 | 0 | 0 | 4700.1613 | 97.8544 | 1233920.9346 | 0 | 0 | 0 | 94.6685 | 1135701.2979 | 0 | 0 | 0 | 87.1329 | 1275445.8175 | 192.5229 | 3645068.0501 | 0 | 0 | 0 | 0 | 0 | 0 | 0 | 0 | 0 | 4700.1613 | 9247.2988 | 13432.4858 | 97.8544 | 192.5229 | 279.6559 | 66313.2202 | 2030193.3498 | 66313.2202 | 2564608.5762 | 0 | 64154.2506 | 1964328.8025 | 64154.2506 | 2481479.7314 | 0 | 59047.5967 | 1811644.1552 | 59047.5967 | 2293042.7448 | 0 | 4144.5763 | 4009.6407 | 3690.4748 | 0.16157 | 0.16076 | 0.15996 | 956584.3631 | 0 | 0 | 0 | 3525.121 | 73.3908 | 925440.701 | 0 | 0 | 0 | 3410.3531 | 71.0014 | 851775.9735 | 0 | 0 | 0 | 3138.8903 | 65.3497 | 9565843.6312 | 9254407.0098 | 8517759.7346 | 0 | 0 | 0 | 0 | 0 | 0 | 0 | 0 | 0 | 35251.2099 | 34103.5309 | 31388.9028 | 956584.3631 | 144.3922 | 2733801.0376 | 0 | 0 | 0 | 0 | 0 | 0 | 0 | 0 | 0 | 3525.121 | 6935.4741 | 10074.3644 | 73.3908 | 144.3922 | 209.7419
| 555 | Business | Retail | Hot Water | Electric | 02-415 | 02-415.02 | Low Flow Fixtures | [02-415]_Business_Hot Water_Low Flow Faucet Aerator_ADD_Electric_per unit | 1.39 GPM | 0.94 GPM | ENGINEER | 74.883 | 0 | 0 | 0 | 2.1081 | 4.473 | 16 | 10 | 0.0084 | 0.29785 | 0.42861 | 0.11215 | 0.16139 | 1 | 1 | Additions on Existing | 5.4955 | 0.021367 | 748.8304 | 0 | 0 | 0 | 2.9115 | 49.9463 | 0 | 0 | 0 | 72.3525 | 0 | 85.5063 | 207.8051 | 6.6934 | 201.1118 | 31.0465 | 49.4697 | 0 | 0 | 0 | 73.8796 | 0 | 85.5063 | 208.8556 | 6.6934 | 202.1623 | 31.2034 | 49.1558 | 0 | 0 | 0 | 75.843 | 0 | 85.5063 | 210.5051 | 6.6934 | 203.8117 | 31.4499 | per unit | 0.55465 | 4752.7933 | 0.005 | 77053.0593 | 0 | 0 | 0 | 283.9492 | 18.2208 | 74544.4312 | 0 | 0 | 0 | 17.6276 | 68610.7228 | 0 | 0 | 0 | 16.2244 | 77053.0593 | 151597.4905 | 220208.2133 | 0 | 0 | 0 | 0 | 0 | 0 | 0 | 0 | 0 | 283.9492 | 558.6538 | 811.492 | 18.2208 | 35.8484 | 52.0729 | 77053.0593 | 0 | 0 | 0 | 283.9492 | 18.2208 | 74544.4312 | 0 | 0 | 0 | 17.6276 | 68610.7228 | 0 | 0 | 0 | 16.2244 | 77053.0593 | 35.8484 | 220208.2133 | 0 | 0 | 0 | 0 | 0 | 0 | 0 | 0 | 0 | 283.9492 | 558.6538 | 811.492 | 18.2208 | 35.8484 | 52.0729 | 3485.8891 | 108224.5931 | 3485.8891 | 124755.7833 | 4846.8874 | 3376.372 | 105354.3867 | 3376.372 | 121332.2253 | 4694.6114 | 3115.0133 | 97966.7342 | 3115.0133 | 112881.412 | 4331.2104 | 520.7985 | 504.4365 | 465.389 | 0.10903 | 0.10849 | 0.10795 | 38998.9786 | 0 | 0 | 0 | 143.7156 | 9.2221 | 37773.7373 | 0 | 0 | 0 | 139.2005 | 8.9324 | 34849.7431 | 0 | 0 | 0 | 128.4252 | 8.241 | 389989.7862 | 377737.3734 | 348497.4311 | 0 | 0 | 0 | 0 | 0 | 0 | 0 | 0 | 0 | 1437.1562 | 1392.0047 | 1284.2522 | 38998.9786 | 18.1545 | 111622.4591 | 0 | 0 | 0 | 0 | 0 | 0 | 0 | 0 | 0 | 143.7156 | 282.9161 | 411.3413 | 9.2221 | 18.1545 | 26.3955 | 1 | 1 | 1 | 1 | 1 | 1 | 1 | 12 | 195.8051 | 17.3171 | 12 | 196.8556 | 17.4046 | 12 | 198.5051 | 17.5421 | 77053.0593 | 0 | 0 | 0 | 283.9492 | 18.2208 | 74544.4312 | 0 | 0 | 0 | 17.6276 | 68610.7228 | 0 | 0 | 0 | 16.2244 | 77053.0593 | 35.8484 | 220208.2133 | 0 | 0 | 0 | 0 | 0 | 0 | 0 | 0 | 0 | 283.9492 | 558.6538 | 811.492 | 18.2208 | 35.8484 | 52.0729 | 8065.8035 | 139676.2626 | 8065.8035 | 161011.6616 | 2688.6012 | 7805.447 | 135850.9512 | 7805.447 | 156453.8386 | 2601.8157 | 7188.3233 | 126098.2003 | 7188.3233 | 145295.6763 | 2396.1078 | 672.1503 | 650.4539 | 599.0269 | 0.14072 | 0.14002 | 0.13932 | 50332.6594 | 0 | 0 | 0 | 185.4815 | 11.9022 | 48707.9685 | 0 | 0 | 0 | 179.4943 | 11.518 | 44856.9601 | 0 | 0 | 0 | 165.3029 | 10.6074 | 503326.5937 | 487079.6848 | 448569.601 | 0 | 0 | 0 | 0 | 0 | 0 | 0 | 0 | 0 | 1854.8151 | 1794.9434 | 1653.0294 | 50332.6594 | 23.4202 | 143897.588 | 0 | 0 | 0 | 0 | 0 | 0 | 0 | 0 | 0 | 185.4815 | 364.9759 | 530.2788 | 11.9022 | 23.4202 | 34.0276 | 16 | 191.8051 | 12.9878 | 16 | 192.8556 | 13.0535 | 16 | 194.5051 | 13.1566 | 77053.0593 | 0 | 0 | 0 | 283.9492 | 18.2208 | 74544.4312 | 0 | 0 | 0 | 17.6276 | 68610.7228 | 0 | 0 | 0 | 16.2244 | 77053.0593 | 35.8484 | 220208.2133 | 0 | 0 | 0 | 0 | 0 | 0 | 0 | 0 | 0 | 283.9492 | 558.6538 | 811.492 | 18.2208 | 35.8484 | 52.0729 | 11524.5619 | 149678.9249 | 11524.5619 | 172542.2198 | 0 | 11149.355 | 145537.8358 | 11149.355 | 167609.817 | 0 | 10261.8706 | 135010.9783 | 10261.8706 | 155565.3559 | 0 | 720.2851 | 696.8347 | 641.3669 | 0.1508 | 0.15005 | 0.1493 | 53937.1415 | 0 | 0 | 0 | 198.7644 | 12.7546 | 52181.1018 | 0 | 0 | 0 | 192.2932 | 12.3393 | 48027.506 | 0 | 0 | 0 | 176.9868 | 11.3571 | 539371.4151 | 521811.0182 | 480275.0598 | 0 | 0 | 0 | 0 | 0 | 0 | 0 | 0 | 0 | 1987.6443 | 1922.9323 | 1769.8676 | 53937.1415 | 25.0939 | 154145.7493 | 0 | 0 | 0 | 0 | 0 | 0 | 0 | 0 | 0 | 198.7644 | 391.0577 | 568.0444 | 12.7546 | 25.0939 | 36.451
| 556 | Business | Food Service | Hot Water | Electric | 02-415 | 02-415.03 | Low Flow Fixtures | [02-415]_Business_Hot Water_Low Flow Faucet Aerator_ADD_Electric_per unit | 1.39 GPM | 0.94 GPM | ENGINEER | 260.0288 | 0 | 0 | 0 | 2.1081 | 15.5325 | 16 | 10 | 0.0084 | 0.29785 | 0.42861 | 0.11215 | 0.16139 | 1 | 1 | Additions on Existing | 1.5826 | 0.0061532 | 2600.288 | 0 | 0 | 0 | 10.1099 | 173.4368 | 0 | 0 | 0 | 72.3525 | 0 | 296.9177 | 591.8649 | 6.6934 | 585.1715 | 88.4258 | 171.7817 | 0 | 0 | 0 | 73.8796 | 0 | 296.9177 | 591.7113 | 6.6934 | 585.018 | 88.4028 | 170.6917 | 0 | 0 | 0 | 75.843 | 0 | 296.9177 | 592.7593 | 6.6934 | 586.066 | 88.5594 | per unit | 1.1855 | 1900.2836 | 0.005 | 106978.7104 | 0 | 0 | 0 | 394.2286 | 7.2851 | 103495.7883 | 0 | 0 | 0 | 7.0479 | 95257.563 | 0 | 0 | 0 | 6.4869 | 106978.7104 | 210474.4987 | 305732.0617 | 0 | 0 | 0 | 0 | 0 | 0 | 0 | 0 | 0 | 394.2286 | 775.6222 | 1126.657 | 7.2851 | 14.3331 | 20.82 | 106978.7104 | 0 | 0 | 0 | 394.2286 | 7.2851 | 103495.7883 | 0 | 0 | 0 | 7.0479 | 95257.563 | 0 | 0 | 0 | 6.4869 | 106978.7104 | 14.3331 | 305732.0617 | 0 | 0 | 0 | 0 | 0 | 0 | 0 | 0 | 0 | 394.2286 | 775.6222 | 1126.657 | 7.2851 | 14.3331 | 20.82 | 1674.0259 | 148027.0033 | 1674.0259 | 193998.4575 | 2327.6172 | 1619.5273 | 143170.7611 | 1619.5273 | 187685.6562 | 2251.8405 | 1491.0618 | 132047.5173 | 1491.0618 | 173512.0666 | 2073.2182 | 250.1027 | 241.9605 | 222.7675 | 0.13096 | 0.13031 | 0.12966 | 65033.9039 | 0 | 0 | 0 | 239.6573 | 4.4287 | 62916.6957 | 0 | 0 | 0 | 231.8551 | 4.2846 | 57925.9659 | 0 | 0 | 0 | 213.4637 | 3.9447 | 650339.0385 | 629166.9566 | 579259.6591 | 0 | 0 | 0 | 0 | 0 | 0 | 0 | 0 | 0 | 2396.5725 | 2318.551 | 2134.637 | 65033.9039 | 8.7133 | 185876.5654 | 0 | 0 | 0 | 0 | 0 | 0 | 0 | 0 | 0 | 239.6573 | 471.5124 | 684.9761 | 4.4287 | 8.7133 | 12.658 | 1 | 1 | 1 | 1 | 1 | 1 | 1 | 12 | 579.8649 | 49.3221 | 12 | 579.7113 | 49.3093 | 12 | 580.7593 | 49.3966 | 106978.7104 | 0 | 0 | 0 | 394.2286 | 7.2851 | 103495.7883 | 0 | 0 | 0 | 7.0479 | 95257.563 | 0 | 0 | 0 | 6.4869 | 106978.7104 | 14.3331 | 305732.0617 | 0 | 0 | 0 | 0 | 0 | 0 | 0 | 0 | 0 | 394.2286 | 775.6222 | 1126.657 | 7.2851 | 14.3331 | 20.82 | 3383.9339 | 166902.6392 | 3383.9339 | 218736.1348 | 1127.978 | 3273.7637 | 161426.9238 | 3273.7637 | 211618.0559 | 1091.2546 | 3013.4368 | 148853.5693 | 3013.4368 | 195595.4263 | 1004.4789 | 281.9945 | 272.8136 | 251.1197 | 0.14766 | 0.14692 | 0.14619 | 73326.6901 | 0 | 0 | 0 | 270.2171 | 4.9935 | 70939.4052 | 0 | 0 | 0 | 261.4197 | 4.8309 | 65298.3635 | 0 | 0 | 0 | 240.6318 | 4.4467 | 733266.9005 | 709394.0521 | 652983.6347 | 0 | 0 | 0 | 0 | 0 | 0 | 0 | 0 | 0 | 2702.171 | 2614.1969 | 2406.3182 | 73326.6901 | 9.8244 | 209564.4587 | 0 | 0 | 0 | 0 | 0 | 0 | 0 | 0 | 0 | 270.2171 | 531.6368 | 772.2686 | 4.9935 | 9.8244 | 14.2711 | 16 | 575.8649 | 36.9916 | 16 | 575.7113 | 36.982 | 16 | 576.7593 | 37.0475 | 106978.7104 | 0 | 0 | 0 | 394.2286 | 7.2851 | 103495.7883 | 0 | 0 | 0 | 7.0479 | 95257.563 | 0 | 0 | 0 | 6.4869 | 106978.7104 | 14.3331 | 305732.0617 | 0 | 0 | 0 | 0 | 0 | 0 | 0 | 0 | 0 | 394.2286 | 775.6222 | 1126.657 | 7.2851 | 14.3331 | 20.82 | 4607.8032 | 170449.8098 | 4607.8032 | 223384.9192 | 0 | 4457.7863 | 164857.6652 | 4457.7863 | 216115.4892 | 0 | 4102.9482 | 152003.806 | 4102.9482 | 199734.8762 | 0 | 287.9877 | 278.6116 | 256.4343 | 0.1508 | 0.15005 | 0.1493 | 74885.0973 | 0 | 0 | 0 | 275.96 | 5.0996 | 72447.0518 | 0 | 0 | 0 | 266.9755 | 4.9336 | 66680.2941 | 0 | 0 | 0 | 245.7244 | 4.5409 | 748850.9728 | 724470.5182 | 666802.9407 | 0 | 0 | 0 | 0 | 0 | 0 | 0 | 0 | 0 | 2759.6001 | 2669.7554 | 2457.2438 | 74885.0973 | 10.0332 | 214012.4432 | 0 | 0 | 0 | 0 | 0 | 0 | 0 | 0 | 0 | 275.96 | 542.9355 | 788.6599 | 5.0996 | 10.0332 | 14.574
| 557 | Business | Healthcare/Hospitals | Hot Water | Electric | 02-415 | 02-415.04 | Low Flow Fixtures | [02-415]_Business_Hot Water_Low Flow Faucet Aerator_ADD_Electric_per unit | 1.39 GPM | 0.94 GPM | ENGINEER | 336.9737 | 0 | 0 | 0 | 2.1081 | 20.1287 | 16 | 10 | 0.0084 | 0.29785 | 0.42861 | 0.11215 | 0.16139 | 1 | 1 | Additions on Existing | 1.2212 | 0.0047481 | 3369.7369 | 0 | 0 | 0 | 13.1015 | 224.7583 | 0 | 0 | 0 | 72.3525 | 0 | 384.7784 | 681.8892 | 5.5016 | 676.3877 | 123.9447 | 222.6134 | 0 | 0 | 0 | 73.8796 | 0 | 384.7784 | 681.2715 | 5.5016 | 675.7699 | 123.8324 | 221.2009 | 0 | 0 | 0 | 75.843 | 0 | 384.7784 | 681.8223 | 5.5016 | 676.3207 | 123.9326 | per unit | 2.789 | 7574.811 | 0.005 | 552618.3211 | 0 | 0 | 0 | 2036.4607 | 29.0396 | 534626.6426 | 0 | 0 | 0 | 28.0942 | 492070.5654 | 0 | 0 | 0 | 25.8579 | 552618.3211 | 1087244.9637 | 1579315.529 | 0 | 0 | 0 | 0 | 0 | 0 | 0 | 0 | 0 | 2036.4607 | 4006.62 | 5819.9554 | 29.0396 | 57.1338 | 82.9916 | 552618.3211 | 0 | 0 | 0 | 2036.4607 | 29.0396 | 534626.6426 | 0 | 0 | 0 | 28.0942 | 492070.5654 | 0 | 0 | 0 | 25.8579 | 552618.3211 | 57.1338 | 1579315.529 | 0 | 0 | 0 | 0 | 0 | 0 | 0 | 0 | 0 | 2036.4607 | 4006.62 | 5819.9554 | 29.0396 | 57.1338 | 82.9916 | 5402.9055 | 669661.6435 | 5402.9055 | 868954.9963 | 10310.1839 | 5226.8678 | 647255.8044 | 5226.8678 | 840402.1684 | 9974.257 | 4812.3177 | 596402.8677 | 4812.3177 | 776442.4482 | 9183.185 | 982.0681 | 950.0703 | 874.7189 | 0.129 | 0.12836 | 0.12772 | 330931.1104 | 0 | 0 | 0 | 1219.5184 | 17.3901 | 320148.6963 | 0 | 0 | 0 | 1179.784 | 16.8235 | 294757.2656 | 0 | 0 | 0 | 1086.2137 | 15.4892 | 3309311.1045 | 3201486.9635 | 2947572.6559 | 0 | 0 | 0 | 0 | 0 | 0 | 0 | 0 | 0 | 12195.1837 | 11797.8396 | 10862.1368 | 330931.1104 | 34.2137 | 945837.0724 | 0 | 0 | 0 | 0 | 0 | 0 | 0 | 0 | 0 | 1219.5184 | 2399.3023 | 3485.516 | 17.3901 | 34.2137 | 49.7029 | 1 | 1 | 1 | 1 | 1 | 1 | 1 | 12 | 669.8892 | 56.8241 | 12 | 669.2715 | 56.7726 | 12 | 669.8223 | 56.8185 | 552618.3211 | 0 | 0 | 0 | 2036.4607 | 29.0396 | 534626.6426 | 0 | 0 | 0 | 28.0942 | 492070.5654 | 0 | 0 | 0 | 25.8579 | 552618.3211 | 57.1338 | 1579315.529 | 0 | 0 | 0 | 0 | 0 | 0 | 0 | 0 | 0 | 2036.4607 | 4006.62 | 5819.9554 | 29.0396 | 57.1338 | 82.9916 | 13524.2332 | 768502.4065 | 13524.2332 | 997211.0725 | 4508.0777 | 13083.8534 | 742804.6913 | 13083.8534 | 964463.6157 | 4361.2845 | 12043.1609 | 684274.6381 | 12043.1609 | 890840.5777 | 4014.387 | 1127.0194 | 1090.3211 | 1003.5967 | 0.14804 | 0.14731 | 0.14658 | 379775.9021 | 0 | 0 | 0 | 1399.5169 | 19.9569 | 367409.5342 | 0 | 0 | 0 | 1353.9455 | 19.307 | 338185.6999 | 0 | 0 | 0 | 1246.2523 | 17.7714 | 3797759.0208 | 3674095.3417 | 3381856.9988 | 0 | 0 | 0 | 0 | 0 | 0 | 0 | 0 | 0 | 13995.1692 | 13539.4547 | 12462.5235 | 379775.9021 | 39.2639 | 1085371.1361 | 0 | 0 | 0 | 0 | 0 | 0 | 0 | 0 | 0 | 1399.5169 | 2753.4624 | 3999.7147 | 19.9569 | 39.2639 | 57.0353 | 16 | 665.8892 | 42.6181 | 16 | 665.2715 | 42.5795 | 16 | 665.8223 | 42.6139 | 552618.3211 | 0 | 0 | 0 | 2036.4607 | 29.0396 | 534626.6426 | 0 | 0 | 0 | 28.0942 | 492070.5654 | 0 | 0 | 0 | 25.8579 | 552618.3211 | 57.1338 | 1579315.529 | 0 | 0 | 0 | 0 | 0 | 0 | 0 | 0 | 0 | 2036.4607 | 4006.62 | 5819.9554 | 29.0396 | 57.1338 | 82.9916 | 18367.3839 | 782782.5702 | 18367.3839 | 1015741.0566 | 0 | 17769.3942 | 756611.353 | 17769.3942 | 982390.2968 | 0 | 16354.9572 | 696948.4094 | 16354.9572 | 907340.2536 | 0 | 1147.9615 | 1110.5871 | 1022.1848 | 0.1508 | 0.15005 | 0.1493 | 386832.8247 | 0 | 0 | 0 | 1425.5225 | 20.3277 | 374238.6498 | 0 | 0 | 0 | 1379.1115 | 19.6659 | 344449.3958 | 0 | 0 | 0 | 1269.3348 | 18.1005 | 3868328.2474 | 3742386.4982 | 3444493.9575 | 0 | 0 | 0 | 0 | 0 | 0 | 0 | 0 | 0 | 14255.2248 | 13791.1152 | 12693.3477 | 386832.8247 | 39.9936 | 1105520.8703 | 0 | 0 | 0 | 0 | 0 | 0 | 0 | 0 | 0 | 1425.5225 | 2804.634 | 4073.9688 | 20.3277 | 39.9936 | 58.0941
| 558 | Business | Campus/Education | Hot Water | Electric | 02-415 | 02-415.05 | Low Flow Fixtures | [02-415]_Business_Hot Water_Low Flow Faucet Aerator_ADD_Electric_per unit | 1.39 GPM | 0.94 GPM | ENGINEER | 123.0954 | 0 | 0 | 0 | 2.1081 | 7.353 | 16 | 10 | 0.0084 | 0.29785 | 0.42861 | 0.11215 | 0.16139 | 1 | 1 | Additions on Existing | 3.3431 | 0.012998 | 1230.9541 | 0 | 0 | 0 | 4.7859 | 82.1035 | 0 | 0 | 0 | 72.3525 | 0 | 140.5583 | 295.0143 | 5.5016 | 289.5128 | 53.6238 | 81.32 | 0 | 0 | 0 | 73.8796 | 0 | 140.5583 | 295.7579 | 5.5016 | 290.2564 | 53.7589 | 80.804 | 0 | 0 | 0 | 75.843 | 0 | 140.5583 | 297.2053 | 5.5016 | 291.7037 | 54.022 | per unit | 3.0485 | 6923.2027 | 0.005 | 184504.2578 | 0 | 0 | 0 | 679.9189 | 26.5415 | 178497.3247 | 0 | 0 | 0 | 25.6774 | 164289.0056 | 0 | 0 | 0 | 23.6335 | 184504.2578 | 363001.5826 | 527290.5882 | 0 | 0 | 0 | 0 | 0 | 0 | 0 | 0 | 0 | 679.9189 | 1337.7017 | 1943.1251 | 26.5415 | 52.2189 | 75.8524 | 184504.2578 | 0 | 0 | 0 | 679.9189 | 26.5415 | 178497.3247 | 0 | 0 | 0 | 25.6774 | 164289.0056 | 0 | 0 | 0 | 23.6335 | 184504.2578 | 52.2189 | 527290.5882 | 0 | 0 | 0 | 0 | 0 | 0 | 0 | 0 | 0 | 679.9189 | 1337.7017 | 1943.1251 | 26.5415 | 52.2189 | 75.8524 | 4263.003 | 228598.2776 | 4263.003 | 275092.6408 | 8134.946 | 4126.2874 | 221824.8129 | 4126.2874 | 266782.5043 | 7874.0563 | 3803.7291 | 205485.1036 | 3803.7291 | 247394.6334 | 7258.529 | 774.8718 | 750.0215 | 691.3911 | 0.11137 | 0.11081 | 0.11026 | 95383.1657 | 0 | 0 | 0 | 351.4977 | 13.7212 | 92324.204 | 0 | 0 | 0 | 340.2251 | 13.2811 | 85107.0766 | 0 | 0 | 0 | 313.6292 | 12.2429 | 953831.6566 | 923242.0402 | 851070.7663 | 0 | 0 | 0 | 0 | 0 | 0 | 0 | 0 | 0 | 3514.977 | 3402.2508 | 3136.2915 | 95383.1657 | 27.0023 | 272814.4463 | 0 | 0 | 0 | 0 | 0 | 0 | 0 | 0 | 0 | 351.4977 | 691.7228 | 1005.3519 | 13.7212 | 27.0023 | 39.2452 | 1 | 1 | 1 | 1 | 1 | 1 | 1 | 12 | 283.0143 | 24.5845 | 12 | 283.7579 | 24.6465 | 12 | 285.2053 | 24.7671 | 184504.2578 | 0 | 0 | 0 | 679.9189 | 26.5415 | 178497.3247 | 0 | 0 | 0 | 25.6774 | 164289.0056 | 0 | 0 | 0 | 23.6335 | 184504.2578 | 52.2189 | 527290.5882 | 0 | 0 | 0 | 0 | 0 | 0 | 0 | 0 | 0 | 679.9189 | 1337.7017 | 1943.1251 | 26.5415 | 52.2189 | 75.8524 | 12019.7325 | 295499.431 | 12019.7325 | 355600.7493 | 4006.5775 | 11629.4564 | 286625.3454 | 11629.4564 | 344716.2941 | 3876.4855 | 10706.7344 | 265174.845 | 10706.7344 | 319258.3424 | 3568.9115 | 1001.6444 | 969.1214 | 892.2279 | 0.14396 | 0.14324 | 0.14253 | 123297.8283 | 0 | 0 | 0 | 454.3664 | 17.7368 | 119294.3951 | 0 | 0 | 0 | 439.6133 | 17.1609 | 109829.1577 | 0 | 0 | 0 | 404.7328 | 15.7993 | 1232978.2826 | 1192943.9507 | 1098291.5771 | 0 | 0 | 0 | 0 | 0 | 0 | 0 | 0 | 0 | 4543.6637 | 4396.1327 | 4047.328 | 123297.8283 | 34.8977 | 352421.381 | 0 | 0 | 0 | 0 | 0 | 0 | 0 | 0 | 0 | 454.3664 | 893.9796 | 1298.7124 | 17.7368 | 34.8977 | 50.6969 | 16 | 279.0143 | 18.4384 | 16 | 279.7579 | 18.4849 | 16 | 281.2053 | 18.5753 | 184504.2578 | 0 | 0 | 0 | 679.9189 | 26.5415 | 178497.3247 | 0 | 0 | 0 | 25.6774 | 164289.0056 | 0 | 0 | 0 | 23.6335 | 184504.2578 | 52.2189 | 527290.5882 | 0 | 0 | 0 | 0 | 0 | 0 | 0 | 0 | 0 | 679.9189 | 1337.7017 | 1943.1251 | 26.5415 | 52.2189 | 75.8524 | 16787.3655 | 309532.0719 | 16787.3655 | 372487.4743 | 0 | 16240.8167 | 300209.4116 | 16240.8167 | 361053.471 | 0 | 14948.0538 | 277665.0459 | 14948.0538 | 334295.971 | 0 | 1049.2103 | 1015.051 | 934.2534 | 0.1508 | 0.15005 | 0.1493 | 129152.9805 | 0 | 0 | 0 | 475.9433 | 18.5791 | 124948.1273 | 0 | 0 | 0 | 460.4479 | 17.9742 | 115002.3039 | 0 | 0 | 0 | 423.7964 | 16.5435 | 1291529.8048 | 1249481.2731 | 1150023.0394 | 0 | 0 | 0 | 0 | 0 | 0 | 0 | 0 | 0 | 4759.4326 | 4604.4791 | 4237.9643 | 129152.9805 | 36.5533 | 369103.4117 | 0 | 0 | 0 | 0 | 0 | 0 | 0 | 0 | 0 | 475.9433 | 936.3912 | 1360.1876 | 18.5791 | 36.5533 | 53.0967
| 559 | Business | Warehouse | Hot Water | Electric | 02-415 | 02-415.06 | Low Flow Fixtures | [02-415]_Business_Hot Water_Low Flow Faucet Aerator_ADD_Electric_per unit | 1.39 GPM | 0.94 GPM | ENGINEER | 51.2898 | 0 | 0 | 0 | 2.1081 | 3.0637 | 16 | 10 | 0.0084 | 0.29785 | 0.42861 | 0.11215 | 0.16139 | 1 | 1 | Additions on Existing | 8.0235 | 0.031195 | 512.8976 | 0 | 0 | 0 | 1.9941 | 34.2098 | 0 | 0 | 0 | 72.3525 | 0 | 58.566 | 165.1283 | 6.6934 | 158.4349 | 24.6705 | 33.8833 | 0 | 0 | 0 | 73.8796 | 0 | 58.566 | 166.3289 | 6.6934 | 159.6356 | 24.8499 | 33.6683 | 0 | 0 | 0 | 75.843 | 0 | 58.566 | 168.0773 | 6.6934 | 161.3839 | 25.1111 | per unit | 0.46568 | 966.7471 | 0.005 | 10734.9731 | 0 | 0 | 0 | 39.5596 | 3.7062 | 10385.473 | 0 | 0 | 0 | 3.5856 | 9558.7933 | 0 | 0 | 0 | 3.3002 | 10734.9731 | 21120.4461 | 30679.2394 | 0 | 0 | 0 | 0 | 0 | 0 | 0 | 0 | 0 | 39.5596 | 77.8312 | 113.0564 | 3.7062 | 7.2918 | 10.5919 | 10734.9731 | 0 | 0 | 0 | 39.5596 | 3.7062 | 10385.473 | 0 | 0 | 0 | 3.5856 | 9558.7933 | 0 | 0 | 0 | 3.3002 | 10734.9731 | 7.2918 | 30679.2394 | 0 | 0 | 0 | 0 | 0 | 0 | 0 | 0 | 0 | 39.5596 | 77.8312 | 113.0564 | 3.7062 | 7.2918 | 10.5919 | 754.4673 | 18613.0707 | 754.4673 | 20231.9038 | 1049.0346 | 731.0391 | 18166.2212 | 731.0391 | 19718.3388 | 1016.4592 | 674.6808 | 16941.9574 | 674.6808 | 18386.6235 | 938.097 | 112.7189 | 109.2186 | 100.7986 | 0.11602 | 0.11544 | 0.11486 | 5781.3233 | 0 | 0 | 0 | 21.3048 | 1.996 | 5601.7975 | 0 | 0 | 0 | 20.6433 | 1.934 | 5169.9364 | 0 | 0 | 0 | 19.0518 | 1.7849 | 57813.2331 | 56017.9754 | 51699.3636 | 0 | 0 | 0 | 0 | 0 | 0 | 0 | 0 | 0 | 213.0483 | 206.4325 | 190.518 | 5781.3233 | 3.93 | 16553.0572 | 0 | 0 | 0 | 0 | 0 | 0 | 0 | 0 | 0 | 21.3048 | 41.9481 | 60.9999 | 1.996 | 3.93 | 5.7149 | 1 | 1 | 1 | 1 | 1 | 1 | 1 | 12 | 153.1283 | 13.7607 | 12 | 154.3289 | 13.8607 | 12 | 156.0773 | 14.0064 | 10734.9731 | 0 | 0 | 0 | 39.5596 | 3.7062 | 10385.473 | 0 | 0 | 0 | 3.5856 | 9558.7933 | 0 | 0 | 0 | 3.3002 | 10734.9731 | 7.2918 | 30679.2394 | 0 | 0 | 0 | 0 | 0 | 0 | 0 | 0 | 0 | 39.5596 | 77.8312 | 113.0564 | 3.7062 | 7.2918 | 10.5919 | 1774.0086 | 24411.5789 | 1774.0086 | 26534.7253 | 591.3362 | 1716.8516 | 23796.8416 | 1716.8516 | 25830.038 | 572.2839 | 1581.1557 | 22146.362 | 1581.1557 | 24034.8155 | 527.0519 | 147.834 | 143.071 | 131.763 | 0.15216 | 0.1514 | 0.15065 | 7582.3722 | 0 | 0 | 0 | 27.9419 | 2.6178 | 7338.0747 | 0 | 0 | 0 | 27.0416 | 2.5335 | 6758.0906 | 0 | 0 | 0 | 24.9043 | 2.3332 | 75823.7224 | 73380.7472 | 67580.9057 | 0 | 0 | 0 | 0 | 0 | 0 | 0 | 0 | 0 | 279.4189 | 270.4163 | 249.0432 | 7582.3722 | 5.1513 | 21678.5375 | 0 | 0 | 0 | 0 | 0 | 0 | 0 | 0 | 0 | 27.9419 | 54.9835 | 79.8878 | 2.6178 | 5.1513 | 7.4845 | 16 | 149.1283 | 10.3205 | 16 | 150.3289 | 10.3956 | 16 | 152.0773 | 10.5048 | 10734.9731 | 0 | 0 | 0 | 39.5596 | 3.7062 | 10385.473 | 0 | 0 | 0 | 3.5856 | 9558.7933 | 0 | 0 | 0 | 3.3002 | 10734.9731 | 7.2918 | 30679.2394 | 0 | 0 | 0 | 0 | 0 | 0 | 0 | 0 | 0 | 39.5596 | 77.8312 | 113.0564 | 3.7062 | 7.2918 | 10.5919 | 2511.6064 | 25921.0741 | 2511.6064 | 28175.5056 | 0 | 2429.8356 | 25259.499 | 2429.8356 | 27417.6646 | 0 | 2236.4216 | 23493.2295 | 2236.4216 | 25496.5324 | 0 | 156.9754 | 151.8647 | 139.7764 | 0.16157 | 0.16076 | 0.15996 | 8051.2298 | 0 | 0 | 0 | 29.6697 | 2.7797 | 7789.1047 | 0 | 0 | 0 | 28.7037 | 2.6892 | 7169.095 | 0 | 0 | 0 | 26.4189 | 2.4751 | 80512.2984 | 77891.0473 | 71690.9496 | 0 | 0 | 0 | 0 | 0 | 0 | 0 | 0 | 0 | 296.6969 | 287.0373 | 264.1892 | 8051.2298 | 5.4688 | 23009.4295 | 0 | 0 | 0 | 0 | 0 | 0 | 0 | 0 | 0 | 29.6697 | 58.3734 | 84.7923 | 2.7797 | 5.4688 | 7.944
| 560 | Business | Lodging | Hot Water | Electric | 02-415 | 02-415.07 | Low Flow Fixtures | [02-415]_Business_Hot Water_Low Flow Faucet Aerator_ADD_Electric_per unit | 1.39 GPM | 0.94 GPM | ENGINEER | 31.8304 | 0 | 0 | 0 | 2.1081 | 1.9014 | 16 | 10 | 0.0084 | 0.29785 | 0.42861 | 0.11215 | 0.16139 | 1 | 1 | Additions on Existing | 12.9286 | 0.050266 | 318.3042 | 0 | 0 | 0 | 1.2376 | 21.2306 | 0 | 0 | 0 | 72.3525 | 0 | 36.346 | 129.9291 | 5.5016 | 124.4276 | 23.6168 | 21.028 | 0 | 0 | 0 | 73.8796 | 0 | 36.346 | 131.2537 | 5.5016 | 125.7521 | 23.8575 | 20.8946 | 0 | 0 | 0 | 75.843 | 0 | 36.346 | 133.0836 | 5.5016 | 127.582 | 24.1902 | per unit | 10.5718 | 30309.2521 | 0.005 | 208869.5338 | 0 | 0 | 0 | 769.7077 | 116.1968 | 202069.3367 | 0 | 0 | 0 | 112.4138 | 185984.6944 | 0 | 0 | 0 | 103.4657 | 208869.5338 | 410938.8705 | 596923.5649 | 0 | 0 | 0 | 0 | 0 | 0 | 0 | 0 | 0 | 769.7077 | 1514.356 | 2199.7305 | 116.1968 | 228.6105 | 332.0762 | 208869.5338 | 0 | 0 | 0 | 769.7077 | 116.1968 | 202069.3367 | 0 | 0 | 0 | 112.4138 | 185984.6944 | 0 | 0 | 0 | 103.4657 | 208869.5338 | 228.6105 | 596923.5649 | 0 | 0 | 0 | 0 | 0 | 0 | 0 | 0 | 0 | 769.7077 | 1514.356 | 2199.7305 | 116.1968 | 228.6105 | 332.0762 | 15156.7835 | 357954.4971 | 15156.7835 | 351408.1406 | 28923.1832 | 14725.2794 | 351308.983 | 14725.2794 | 344231.8788 | 28099.7583 | 13642.9787 | 330025.8338 | 13642.9787 | 323091.6757 | 26034.44 | 2754.9979 | 2676.5649 | 2479.8387 | 0.090444 | 0.089994 | 0.089546 | 87692.7471 | 0 | 0 | 0 | 323.1576 | 48.7846 | 85196.1895 | 0 | 0 | 0 | 313.9575 | 47.3957 | 78934.3119 | 0 | 0 | 0 | 290.8818 | 43.9122 | 876927.4712 | 851961.8955 | 789343.1187 | 0 | 0 | 0 | 0 | 0 | 0 | 0 | 0 | 0 | 3231.5764 | 3139.5754 | 2908.8182 | 87692.7471 | 96.1803 | 251823.2485 | 0 | 0 | 0 | 0 | 0 | 0 | 0 | 0 | 0 | 323.1576 | 637.1152 | 927.997 | 48.7846 | 96.1803 | 140.0925 | 1 | 1 | 1 | 1 | 1 | 1 | 1 | 12 | 117.9291 | 10.8274 | 12 | 119.2537 | 10.9378 | 12 | 121.0836 | 11.0903 | 208869.5338 | 0 | 0 | 0 | 769.7077 | 116.1968 | 202069.3367 | 0 | 0 | 0 | 112.4138 | 185984.6944 | 0 | 0 | 0 | 103.4657 | 208869.5338 | 228.6105 | 596923.5649 | 0 | 0 | 0 | 0 | 0 | 0 | 0 | 0 | 0 | 769.7077 | 1514.356 | 2199.7305 | 116.1968 | 228.6105 | 332.0762 | 54279.5069 | 587707.449 | 54279.5069 | 576959.316 | 18093.169 | 52548.5748 | 574766.1451 | 52548.5748 | 563187.5059 | 17516.1916 | 48417.7529 | 536967.3666 | 48417.7529 | 525685.1692 | 16139.251 | 4523.2922 | 4379.0479 | 4034.8127 | 0.1485 | 0.14776 | 0.14702 | 143978.302 | 0 | 0 | 0 | 530.5762 | 80.097 | 139386.9437 | 0 | 0 | 0 | 513.6566 | 77.5427 | 128429.7932 | 0 | 0 | 0 | 473.2782 | 71.4471 | 1439783.0203 | 1393869.4371 | 1284297.9317 | 0 | 0 | 0 | 0 | 0 | 0 | 0 | 0 | 0 | 5305.7624 | 5136.5657 | 4732.7824 | 143978.302 | 157.6397 | 411795.0389 | 0 | 0 | 0 | 0 | 0 | 0 | 0 | 0 | 0 | 530.5762 | 1044.2328 | 1517.511 | 80.097 | 157.6397 | 229.0868 | 16 | 113.9291 | 8.1206 | 16 | 115.2537 | 8.2034 | 16 | 117.0836 | 8.3177 | 208869.5338 | 0 | 0 | 0 | 769.7077 | 116.1968 | 202069.3367 | 0 | 0 | 0 | 112.4138 | 185984.6944 | 0 | 0 | 0 | 103.4657 | 208869.5338 | 228.6105 | 596923.5649 | 0 | 0 | 0 | 0 | 0 | 0 | 0 | 0 | 0 | 769.7077 | 1514.356 | 2199.7305 | 116.1968 | 228.6105 | 332.0762 | 78743.3602 | 639441.0432 | 78743.3602 | 627746.7941 | 0 | 76179.7007 | 624929.1214 | 76179.7007 | 612339.9513 | 0 | 70115.8255 | 583204.1137 | 70115.8255 | 570950.438 | 0 | 4921.46 | 4761.2313 | 4382.2391 | 0.16157 | 0.16076 | 0.15996 | 156652.1503 | 0 | 0 | 0 | 577.2808 | 87.1476 | 151552.0025 | 0 | 0 | 0 | 558.4862 | 84.3103 | 139488.5208 | 0 | 0 | 0 | 514.0309 | 77.5992 | 1566521.5034 | 1515520.0253 | 1394885.2082 | 0 | 0 | 0 | 0 | 0 | 0 | 0 | 0 | 0 | 5772.808 | 5584.8618 | 5140.3089 | 156652.1503 | 171.4579 | 447692.6737 | 0 | 0 | 0 | 0 | 0 | 0 | 0 | 0 | 0 | 577.2808 | 1135.767 | 1649.7979 | 87.1476 | 171.4579 | 249.0572
| 561 | Business | Other Commercial | Hot Water | Electric | 02-415 | 02-415.08 | Low Flow Fixtures | [02-415]_Business_Hot Water_Low Flow Faucet Aerator_ADD_Electric_per unit | 1.39 GPM | 0.94 GPM | ENGINEER | 102.5795 | 0 | 0 | 0 | 2.1081 | 6.1275 | 16 | 10 | 0.0084 | 0.29785 | 0.42861 | 0.11215 | 0.16139 | 1 | 1 | Additions on Existing | 4.0117 | 0.015598 | 1025.7951 | 0 | 0 | 0 | 3.9883 | 68.4196 | 0 | 0 | 0 | 72.3525 | 0 | 117.1319 | 257.904 | 6.6934 | 251.2107 | 38.5314 | 67.7666 | 0 | 0 | 0 | 73.8796 | 0 | 117.1319 | 258.7782 | 6.6934 | 252.0849 | 38.662 | 67.3367 | 0 | 0 | 0 | 75.843 | 0 | 117.1319 | 260.3116 | 6.6934 | 253.6182 | 38.891 | per unit | 1.4538 | 5524.6175 | 0.005 | 122693.1505 | 0 | 0 | 0 | 452.1381 | 21.1798 | 118698.611 | 0 | 0 | 0 | 20.4902 | 109250.2467 | 0 | 0 | 0 | 18.8592 | 122693.1505 | 241391.7615 | 350642.0082 | 0 | 0 | 0 | 0 | 0 | 0 | 0 | 0 | 0 | 452.1381 | 889.5558 | 1292.1552 | 21.1798 | 41.67 | 60.5292 | 122693.1505 | 0 | 0 | 0 | 452.1381 | 21.1798 | 118698.611 | 0 | 0 | 0 | 20.4902 | 109250.2467 | 0 | 0 | 0 | 18.8592 | 122693.1505 | 41.67 | 350642.0082 | 0 | 0 | 0 | 0 | 0 | 0 | 0 | 0 | 0 | 452.1381 | 889.5558 | 1292.1552 | 21.1798 | 41.67 | 60.5292 | 4812.2583 | 185422.8336 | 4812.2583 | 220028.7369 | 6691.1119 | 4657.4242 | 180065.1727 | 4657.4242 | 213493.9084 | 6475.8259 | 4291.0911 | 166885.0394 | 4291.0911 | 198017.0751 | 5966.4651 | 718.9606 | 695.8281 | 641.0973 | 0.12949 | 0.12885 | 0.1282 | 73750.6303 | 0 | 0 | 0 | 271.7794 | 12.7311 | 71377.7096 | 0 | 0 | 0 | 263.0349 | 12.3215 | 65763.4438 | 0 | 0 | 0 | 242.3457 | 11.3523 | 737506.3034 | 713777.0956 | 657634.4384 | 0 | 0 | 0 | 0 | 0 | 0 | 0 | 0 | 0 | 2717.7937 | 2630.3489 | 2423.4569 | 73750.6303 | 25.0526 | 210891.7837 | 0 | 0 | 0 | 0 | 0 | 0 | 0 | 0 | 0 | 271.7794 | 534.8143 | 777.1599 | 12.7311 | 25.0526 | 36.405 | 1 | 1 | 1 | 1 | 1 | 1 | 1 | 12 | 245.904 | 21.492 | 12 | 246.7782 | 21.5649 | 12 | 248.3116 | 21.6926 | 122693.1505 | 0 | 0 | 0 | 452.1381 | 21.1798 | 118698.611 | 0 | 0 | 0 | 20.4902 | 109250.2467 | 0 | 0 | 0 | 18.8592 | 122693.1505 | 41.67 | 350642.0082 | 0 | 0 | 0 | 0 | 0 | 0 | 0 | 0 | 0 | 452.1381 | 889.5558 | 1292.1552 | 21.1798 | 41.67 | 60.5292 | 10392.6158 | 223358.1116 | 10392.6158 | 265043.9658 | 3464.2053 | 10055.1672 | 216838.198 | 10055.1672 | 257093.7716 | 3351.7224 | 9256.9411 | 200807.4098 | 9256.9411 | 238267.5888 | 3085.647 | 866.0513 | 837.9306 | 771.4118 | 0.15598 | 0.15521 | 0.15443 | 88839.1208 | 0 | 0 | 0 | 327.3822 | 15.3358 | 85954.5113 | 0 | 0 | 0 | 316.752 | 14.8378 | 79131.0406 | 0 | 0 | 0 | 291.6068 | 13.6599 | 888391.2084 | 859545.1129 | 791310.4055 | 0 | 0 | 0 | 0 | 0 | 0 | 0 | 0 | 0 | 3273.8215 | 3167.5204 | 2916.0679 | 88839.1208 | 30.1736 | 253924.6727 | 0 | 0 | 0 | 0 | 0 | 0 | 0 | 0 | 0 | 327.3822 | 644.1342 | 935.741 | 15.3358 | 30.1736 | 43.8335 | 16 | 241.904 | 16.119 | 16 | 242.7782 | 16.1736 | 16 | 244.3116 | 16.2695 | 122693.1505 | 0 | 0 | 0 | 452.1381 | 21.1798 | 118698.611 | 0 | 0 | 0 | 20.4902 | 109250.2467 | 0 | 0 | 0 | 18.8592 | 122693.1505 | 41.67 | 350642.0082 | 0 | 0 | 0 | 0 | 0 | 0 | 0 | 0 | 0 | 452.1381 | 889.5558 | 1292.1552 | 21.1798 | 41.67 | 60.5292 | 14352.9423 | 231355.09 | 14352.9423 | 274533.4393 | 0 | 13885.6514 | 224581.5187 | 13885.6514 | 266274.6241 | 0 | 12780.3589 | 207929.7098 | 12780.3589 | 246718.5382 | 0 | 897.0589 | 867.8532 | 798.7724 | 0.16157 | 0.16076 | 0.15996 | 92019.8629 | 0 | 0 | 0 | 339.1035 | 15.8848 | 89023.9582 | 0 | 0 | 0 | 328.0633 | 15.3677 | 81937.6851 | 0 | 0 | 0 | 301.9496 | 14.1444 | 920198.6287 | 890239.5824 | 819376.8505 | 0 | 0 | 0 | 0 | 0 | 0 | 0 | 0 | 0 | 3391.0355 | 3280.633 | 3019.4959 | 92019.8629 | 31.2525 | 262981.5062 | 0 | 0 | 0 | 0 | 0 | 0 | 0 | 0 | 0 | 339.1035 | 667.1668 | 969.1164 | 15.8848 | 31.2525 | 45.3969
| 562 | Business | Food Sales | Hot Water | Electric | 02-415 | 02-415.09 | Low Flow Fixtures | [02-415]_Business_Hot Water_Low Flow Faucet Aerator_ADD_Electric_per unit | 1.39 GPM | 0.94 GPM | ENGINEER | 74.883 | 0 | 0 | 0 | 2.1081 | 4.473 | 16 | 10 | 0.0084 | 0.29785 | 0.42861 | 0.11215 | 0.16139 | 1 | 1 | Additions on Existing | 5.4955 | 0.021367 | 748.8304 | 0 | 0 | 0 | 2.9115 | 49.9463 | 0 | 0 | 0 | 72.3525 | 0 | 85.5063 | 207.8051 | 5.5016 | 202.3035 | 37.772 | 49.4697 | 0 | 0 | 0 | 73.8796 | 0 | 85.5063 | 208.8556 | 5.5016 | 203.3541 | 37.963 | 49.1558 | 0 | 0 | 0 | 75.843 | 0 | 85.5063 | 210.5051 | 5.5016 | 205.0035 | 38.2628 | per unit | 0.59026 | 1060.0989 | 0.005 | 17186.4963 | 0 | 0 | 0 | 63.3342 | 4.0641 | 16626.9529 | 0 | 0 | 0 | 3.9318 | 15303.4538 | 0 | 0 | 0 | 3.6188 | 17186.4963 | 33813.4492 | 49116.903 | 0 | 0 | 0 | 0 | 0 | 0 | 0 | 0 | 0 | 63.3342 | 124.6064 | 181.0013 | 4.0641 | 7.9959 | 11.6147 | 17186.4963 | 0 | 0 | 0 | 63.3342 | 4.0641 | 16626.9529 | 0 | 0 | 0 | 3.9318 | 15303.4538 | 0 | 0 | 0 | 3.6188 | 17186.4963 | 7.9959 | 49116.903 | 0 | 0 | 0 | 0 | 0 | 0 | 0 | 0 | 0 | 63.3342 | 124.6064 | 181.0013 | 4.0641 | 7.9959 | 11.6147 | 567.8253 | 21447.9188 | 567.8253 | 24238.0228 | 1083.562 | 550.2013 | 20887.2853 | 550.2013 | 23573.444 | 1049.9308 | 508.1104 | 19441.728 | 508.1104 | 21944.0384 | 969.6101 | 103.2117 | 100.0083 | 92.3575 | 0.096876 | 0.096394 | 0.095915 | 7728.8064 | 0 | 0 | 0 | 28.4815 | 1.8276 | 7488.9224 | 0 | 0 | 0 | 27.5975 | 1.7709 | 6916.0132 | 0 | 0 | 0 | 25.4863 | 1.6354 | 77288.0638 | 74889.2241 | 69160.132 | 0 | 0 | 0 | 0 | 0 | 0 | 0 | 0 | 0 | 284.8152 | 275.9752 | 254.8629 | 7728.8064 | 3.5986 | 22133.742 | 0 | 0 | 0 | 0 | 0 | 0 | 0 | 0 | 0 | 28.4815 | 56.079 | 81.5653 | 1.8276 | 3.5986 | 5.234 | 1 | 1 | 1 | 1 | 1 | 1 | 1 | 12 | 195.8051 | 17.3171 | 12 | 196.8556 | 17.4046 | 12 | 198.5051 | 17.5421 | 17186.4963 | 0 | 0 | 0 | 63.3342 | 4.0641 | 16626.9529 | 0 | 0 | 0 | 3.9318 | 15303.4538 | 0 | 0 | 0 | 3.6188 | 17186.4963 | 7.9959 | 49116.903 | 0 | 0 | 0 | 0 | 0 | 0 | 0 | 0 | 0 | 63.3342 | 124.6064 | 181.0013 | 4.0641 | 7.9959 | 11.6147 | 1796.5228 | 31110.5514 | 1796.5228 | 35157.6422 | 598.8409 | 1738.4984 | 30257.9295 | 1738.4984 | 34149.1772 | 579.4995 | 1601.021 | 28085.2513 | 1601.021 | 31700.0543 | 533.6737 | 149.7102 | 144.8749 | 133.4184 | 0.14052 | 0.13982 | 0.13913 | 11210.7581 | 0 | 0 | 0 | 41.3129 | 2.651 | 10848.671 | 0 | 0 | 0 | 39.9786 | 2.5654 | 9990.777 | 0 | 0 | 0 | 36.8171 | 2.3625 | 112107.5807 | 108486.7101 | 99907.7698 | 0 | 0 | 0 | 0 | 0 | 0 | 0 | 0 | 0 | 413.129 | 399.7857 | 368.1714 | 11210.7581 | 5.2164 | 32050.2061 | 0 | 0 | 0 | 0 | 0 | 0 | 0 | 0 | 0 | 41.3129 | 81.2915 | 118.1086 | 2.651 | 5.2164 | 7.5789 | 16 | 191.8051 | 12.9878 | 16 | 192.8556 | 13.0535 | 16 | 194.5051 | 13.1566 | 17186.4963 | 0 | 0 | 0 | 63.3342 | 4.0641 | 16626.9529 | 0 | 0 | 0 | 3.9318 | 15303.4538 | 0 | 0 | 0 | 3.6188 | 17186.4963 | 7.9959 | 49116.903 | 0 | 0 | 0 | 0 | 0 | 0 | 0 | 0 | 0 | 63.3342 | 124.6064 | 181.0013 | 4.0641 | 7.9959 | 11.6147 | 2570.5253 | 33385.5179 | 2570.5253 | 37728.5531 | 0 | 2486.8363 | 32461.8581 | 2486.8363 | 36636.5367 | 0 | 2288.8851 | 30113.8683 | 2288.8851 | 33989.771 | 0 | 160.6578 | 155.4273 | 143.0553 | 0.1508 | 0.15005 | 0.1493 | 12030.5474 | 0 | 0 | 0 | 44.3339 | 2.8449 | 11638.8671 | 0 | 0 | 0 | 42.8905 | 2.7523 | 10712.4177 | 0 | 0 | 0 | 39.4765 | 2.5332 | 120305.4741 | 116388.6706 | 107124.1767 | 0 | 0 | 0 | 0 | 0 | 0 | 0 | 0 | 0 | 443.3392 | 428.9053 | 394.7646 | 12030.5474 | 5.5971 | 34381.8321 | 0 | 0 | 0 | 0 | 0 | 0 | 0 | 0 | 0 | 44.3339 | 87.2245 | 126.7009 | 2.8449 | 5.5971 | 8.1303
| 563 | Business | Manufacturing/Industrial | Hot Water | Electric | 02-415 | 02-415.10 | Low Flow Fixtures | [02-415]_Business_Hot Water_Low Flow Faucet Aerator_ADD_Electric_per unit | 1.39 GPM | 0.94 GPM | ENGINEER | 51.2898 | 0 | 0 | 0 | 2.1081 | 3.0637 | 16 | 10 | 0.0084 | 0.29785 | 0.42861 | 0.11215 | 0.16139 | 1 | 1 | Additions on Existing | 8.0235 | 0.031195 | 512.8976 | 0 | 0 | 0 | 1.9941 | 34.2098 | 0 | 0 | 0 | 72.3525 | 0 | 58.566 | 165.1283 | 5.5016 | 159.6267 | 30.0148 | 33.8833 | 0 | 0 | 0 | 73.8796 | 0 | 58.566 | 166.3289 | 5.5016 | 160.8274 | 30.2331 | 33.6683 | 0 | 0 | 0 | 75.843 | 0 | 58.566 | 168.0773 | 5.5016 | 162.5757 | 30.5508 | per unit | 0.62123 | 2573.7512 | 0.005 | 28579.5031 | 0 | 0 | 0 | 105.3187 | 9.867 | 27649.0359 | 0 | 0 | 0 | 9.5458 | 25448.1832 | 0 | 0 | 0 | 8.7859 | 28579.5031 | 56228.539 | 81676.7222 | 0 | 0 | 0 | 0 | 0 | 0 | 0 | 0 | 0 | 105.3187 | 207.2085 | 300.9879 | 9.867 | 19.4128 | 28.1987 | 28579.5031 | 0 | 0 | 0 | 105.3187 | 9.867 | 27649.0359 | 0 | 0 | 0 | 9.5458 | 25448.1832 | 0 | 0 | 0 | 8.7859 | 28579.5031 | 19.4128 | 81676.7222 | 0 | 0 | 0 | 0 | 0 | 0 | 0 | 0 | 0 | 105.3187 | 207.2085 | 300.9879 | 9.867 | 19.4128 | 28.1987 | 1488.124 | 44665.7614 | 1488.124 | 47973.7044 | 2839.7372 | 1442.7331 | 43618.2311 | 1442.7331 | 46777.1909 | 2753.1194 | 1332.8475 | 40719.6204 | 1332.8475 | 43655.8338 | 2543.4284 | 270.4913 | 262.2408 | 242.2672 | 0.10457 | 0.10405 | 0.10354 | 13873.434 | 0 | 0 | 0 | 51.1252 | 4.7898 | 13450.2656 | 0 | 0 | 0 | 49.5657 | 4.6437 | 12425.8279 | 0 | 0 | 0 | 45.7906 | 4.29 | 138734.3403 | 134502.6558 | 124258.2786 | 0 | 0 | 0 | 0 | 0 | 0 | 0 | 0 | 0 | 511.2517 | 495.6574 | 457.9057 | 13873.434 | 9.4334 | 39749.5275 | 0 | 0 | 0 | 0 | 0 | 0 | 0 | 0 | 0 | 51.1252 | 100.6909 | 146.4815 | 4.7898 | 9.4334 | 13.7234 | 1 | 1 | 1 | 1 | 1 | 1 | 1 | 12 | 153.1283 | 13.7607 | 12 | 154.3289 | 13.8607 | 12 | 156.0773 | 14.0064 | 28579.5031 | 0 | 0 | 0 | 105.3187 | 9.867 | 27649.0359 | 0 | 0 | 0 | 9.5458 | 25448.1832 | 0 | 0 | 0 | 8.7859 | 28579.5031 | 19.4128 | 81676.7222 | 0 | 0 | 0 | 0 | 0 | 0 | 0 | 0 | 0 | 105.3187 | 207.2085 | 300.9879 | 9.867 | 19.4128 | 28.1987 | 4719.5053 | 64943.6403 | 4719.5053 | 69753.3614 | 1573.1684 | 4567.4358 | 63308.0625 | 4567.4358 | 67893.0175 | 1522.4786 | 4206.4316 | 58917.1329 | 4206.4316 | 63165.534 | 1402.1439 | 393.2921 | 380.6196 | 350.536 | 0.15205 | 0.15129 | 0.15054 | 20171.856 | 0 | 0 | 0 | 74.3356 | 6.9643 | 19521.8887 | 0 | 0 | 0 | 71.9404 | 6.7399 | 17978.9042 | 0 | 0 | 0 | 66.2543 | 6.2072 | 201718.5602 | 195218.8872 | 179789.0416 | 0 | 0 | 0 | 0 | 0 | 0 | 0 | 0 | 0 | 743.3556 | 719.4036 | 662.5428 | 20171.856 | 13.7042 | 57672.6489 | 0 | 0 | 0 | 0 | 0 | 0 | 0 | 0 | 0 | 74.3356 | 146.2759 | 212.5302 | 6.9643 | 13.7042 | 19.9113 | 16 | 149.1283 | 10.3205 | 16 | 150.3289 | 10.3956 | 16 | 152.0773 | 10.5048 | 28579.5031 | 0 | 0 | 0 | 105.3187 | 9.867 | 27649.0359 | 0 | 0 | 0 | 9.5458 | 25448.1832 | 0 | 0 | 0 | 8.7859 | 28579.5031 | 19.4128 | 81676.7222 | 0 | 0 | 0 | 0 | 0 | 0 | 0 | 0 | 0 | 105.3187 | 207.2085 | 300.9879 | 9.867 | 19.4128 | 28.1987 | 6686.5992 | 69009.1545 | 6686.5992 | 74119.9673 | 0 | 6468.9026 | 67247.8564 | 6468.9026 | 72118.1428 | 0 | 5953.9804 | 62545.5525 | 5953.9804 | 67055.5918 | 0 | 417.9124 | 404.3064 | 372.1238 | 0.16157 | 0.16076 | 0.15996 | 21434.6273 | 0 | 0 | 0 | 78.989 | 7.4003 | 20736.7769 | 0 | 0 | 0 | 76.4174 | 7.1593 | 19086.1374 | 0 | 0 | 0 | 70.3346 | 6.5894 | 214346.2735 | 207367.7693 | 190861.3738 | 0 | 0 | 0 | 0 | 0 | 0 | 0 | 0 | 0 | 789.8901 | 764.1736 | 703.3456 | 21434.6273 | 14.5596 | 61257.5417 | 0 | 0 | 0 | 0 | 0 | 0 | 0 | 0 | 0 | 78.989 | 155.4064 | 225.7409 | 7.4003 | 14.5596 | 21.149
| 564 | Business | Office | Hot Water | Gas | 02-340 | 02-340.01 | Low Flow Fixtures | [02-340]_Business_Hot Water_Low Flow Faucet Aerator_ADD_Gas_per unit | 1.39 GPM | 0.94 GPM | ENGINEER | 0 | 0.25598 | 0 | 0 | 0 | 3.0637 | 16 | 10 | 0.0084 | 0.29785 | 0.42861 | 0.11215 | 0.16139 | 1 | 1 | Additions on Existing | 5.9243 | #NUM! | 0 | 2.7008 | 0 | 0 | 2.7008 | 0 | 17.6652 | 0 | 0 | 0 | 0.27008 | 58.566 | 76.5013 | 5.8865 | 70.6148 | 12.9961 | 0 | 17.94 | 0 | 0 | 0 | 0.27008 | 58.566 | 76.7761 | 5.8865 | 70.8896 | 13.0428 | 0 | 18.2528 | 0 | 0 | 0 | 0.27008 | 58.566 | 77.0888 | 5.8865 | 71.2023 | 13.0959 | per unit | 0.40059 | 9842.5973 | 0.005 | 0 | 545.4766 | 0 | 0 | 545.4766 | 0 | 0 | 527.7174 | 0 | 0 | 0 | 0 | 485.7113 | 0 | 0 | 0 | 0 | 0 | 0 | 545.4766 | 1073.194 | 1558.9052 | 0 | 0 | 0 | 0 | 0 | 0 | 545.4766 | 1073.194 | 1558.9052 | 0 | 0 | 0 | 0 | 545.4766 | 0 | 0 | 545.4766 | 0 | 0 | 527.7174 | 0 | 0 | 0 | 0 | 485.7113 | 0 | 0 | 0 | 0 | 0 | 0 | 545.4766 | 1073.194 | 1558.9052 | 0 | 0 | 0 | 0 | 0 | 0 | 545.4766 | 1073.194 | 1558.9052 | 0 | 0 | 0 | 3997.7706 | 51955.5294 | 3997.7706 | 50747.1504 | 6868.5676 | 3872.5157 | 50508.4874 | 3872.5157 | 49235.9364 | 6653.3673 | 3569.5171 | 46746.1785 | 3569.5171 | 45470.904 | 6132.7856 | 679.1461 | 657.8677 | 606.3939 | 0.068657 | 0.068316 | 0.067976 | 0 | 173.849 | 0 | 0 | 173.849 | 0 | 0 | 168.4021 | 0 | 0 | 168.4021 | 0 | 0 | 155.2257 | 0 | 0 | 155.2257 | 0 | 0 | 0 | 0 | 1738.4897 | 1684.0208 | 1552.2574 | 0 | 0 | 0 | 0 | 0 | 0 | 1738.4897 | 1684.0208 | 1552.2574 | 0 | 0 | 0 | 173.849 | 342.2511 | 497.4768 | 0 | 0 | 0 | 0 | 0 | 0 | 173.849 | 342.2511 | 497.4768 | 0 | 0 | 0 | 1 | 1 | 1 | 1 | 1 | 1 | 1 | 12 | 64.5013 | 6.3751 | 12 | 64.7761 | 6.398 | 12 | 65.0888 | 6.4241 | 0 | 545.4766 | 0 | 0 | 545.4766 | 0 | 0 | 527.7174 | 0 | 0 | 0 | 0 | 485.7113 | 0 | 0 | 0 | 0 | 0 | 0 | 545.4766 | 1073.194 | 1558.9052 | 0 | 0 | 0 | 0 | 0 | 0 | 545.4766 | 1073.194 | 1558.9052 | 0 | 0 | 0 | 16615.0357 | 105922.5852 | 16615.0357 | 103459.0433 | 5538.3452 | 16077.7548 | 102865.5529 | 16077.7548 | 100273.8764 | 5359.2516 | 14801.9981 | 95089.0199 | 14801.9981 | 92494.9127 | 4933.9994 | 1384.5863 | 1339.8129 | 1233.4998 | 0.13997 | 0.13928 | 0.13858 | 0 | 354.4287 | 0 | 0 | 354.4287 | 0 | 0 | 342.9676 | 0 | 0 | 342.9676 | 0 | 0 | 315.7534 | 0 | 0 | 315.7534 | 0 | 0 | 0 | 0 | 3544.2874 | 3429.6757 | 3157.5337 | 0 | 0 | 0 | 0 | 0 | 0 | 3544.2874 | 3429.6757 | 3157.5337 | 0 | 0 | 0 | 354.4287 | 697.3963 | 1013.1497 | 0 | 0 | 0 | 0 | 0 | 0 | 354.4287 | 697.3963 | 1013.1497 | 0 | 0 | 0 | 16 | 60.5013 | 4.7813 | 16 | 60.7761 | 4.7985 | 16 | 61.0888 | 4.818 | 0 | 545.4766 | 0 | 0 | 545.4766 | 0 | 0 | 527.7174 | 0 | 0 | 0 | 0 | 485.7113 | 0 | 0 | 0 | 0 | 0 | 0 | 545.4766 | 1073.194 | 1558.9052 | 0 | 0 | 0 | 0 | 0 | 0 | 545.4766 | 1073.194 | 1558.9052 | 0 | 0 | 0 | 25571.043 | 122263.5495 | 25571.043 | 119419.9503 | 0 | 24738.5226 | 118707.8906 | 24738.5226 | 115717.0696 | 0 | 22769.3457 | 109703.8426 | 22769.3457 | 106711.0309 | 0 | 1598.1902 | 1546.1577 | 1423.0841 | 0.16157 | 0.16076 | 0.15996 | 0 | 409.1074 | 0 | 0 | 409.1074 | 0 | 0 | 395.788 | 0 | 0 | 395.788 | 0 | 0 | 364.2835 | 0 | 0 | 364.2835 | 0 | 0 | 0 | 0 | 4091.0742 | 3957.8805 | 3642.8347 | 0 | 0 | 0 | 0 | 0 | 0 | 4091.0742 | 3957.8805 | 3642.8347 | 0 | 0 | 0 | 409.1074 | 804.8955 | 1169.1789 | 0 | 0 | 0 | 0 | 0 | 0 | 409.1074 | 804.8955 | 1169.1789 | 0 | 0 | 0
| 565 | Business | Retail | Hot Water | Gas | 02-340 | 02-340.02 | Low Flow Fixtures | [02-340]_Business_Hot Water_Low Flow Faucet Aerator_ADD_Gas_per unit | 1.39 GPM | 0.94 GPM | ENGINEER | 0 | 0.37373 | 0 | 0 | 0 | 4.473 | 16 | 10 | 0.0084 | 0.29785 | 0.42861 | 0.11215 | 0.16139 | 1 | 1 | Additions on Existing | 4.0577 | #NUM! | 0 | 3.9431 | 0 | 0 | 3.9431 | 0 | 25.7912 | 0 | 0 | 0 | 0.39431 | 85.5063 | 111.6918 | 5.8865 | 105.8054 | 18.9743 | 0 | 26.1924 | 0 | 0 | 0 | 0.39431 | 85.5063 | 112.093 | 5.8865 | 106.2066 | 19.0425 | 0 | 26.649 | 0 | 0 | 0 | 0.39431 | 85.5063 | 112.5496 | 5.8865 | 106.6632 | 19.1201 | per unit | 0.2597 | 2225.3649 | 0.005 | 0 | 180.0613 | 0 | 0 | 180.0613 | 0 | 0 | 174.199 | 0 | 0 | 0 | 0 | 160.3329 | 0 | 0 | 0 | 0 | 0 | 0 | 180.0613 | 354.2604 | 514.5932 | 0 | 0 | 0 | 0 | 0 | 0 | 180.0613 | 354.2604 | 514.5932 | 0 | 0 | 0 | 0 | 180.0613 | 0 | 0 | 180.0613 | 0 | 0 | 174.199 | 0 | 0 | 0 | 0 | 160.3329 | 0 | 0 | 0 | 0 | 0 | 0 | 180.0613 | 354.2604 | 514.5932 | 0 | 0 | 0 | 0 | 0 | 0 | 180.0613 | 354.2604 | 514.5932 | 0 | 0 | 0 | 843.6421 | 16007.5557 | 843.6421 | 15644.7943 | 1449.4611 | 817.287 | 15563.19 | 817.287 | 15180.3905 | 1404.1804 | 753.4925 | 14406.8294 | 753.4925 | 14022.4602 | 1294.575 | 143.319 | 138.8417 | 128.0042 | 0.064082 | 0.063763 | 0.063446 | 0 | 53.5631 | 0 | 0 | 53.5631 | 0 | 0 | 51.8898 | 0 | 0 | 51.8898 | 0 | 0 | 47.8394 | 0 | 0 | 47.8394 | 0 | 0 | 0 | 0 | 535.6306 | 518.8977 | 478.3943 | 0 | 0 | 0 | 0 | 0 | 0 | 535.6306 | 518.8977 | 478.3943 | 0 | 0 | 0 | 53.5631 | 105.4528 | 153.2923 | 0 | 0 | 0 | 0 | 0 | 0 | 53.5631 | 105.4528 | 153.2923 | 0 | 0 | 0 | 1 | 1 | 1 | 1 | 1 | 1 | 1 | 12 | 99.6918 | 9.3077 | 12 | 100.093 | 9.3411 | 12 | 100.5496 | 9.3791 | 0 | 180.0613 | 0 | 0 | 180.0613 | 0 | 0 | 174.199 | 0 | 0 | 0 | 0 | 160.3329 | 0 | 0 | 0 | 0 | 0 | 0 | 180.0613 | 354.2604 | 514.5932 | 0 | 0 | 0 | 0 | 0 | 0 | 180.0613 | 354.2604 | 514.5932 | 0 | 0 | 0 | 3470.033 | 32297.8608 | 3470.033 | 31565.9304 | 1156.6777 | 3357.9048 | 31366.4811 | 3357.9048 | 30594.9765 | 1119.3016 | 3091.5519 | 28996.0888 | 3091.5519 | 28222.4832 | 1030.5173 | 289.1694 | 279.8254 | 257.6293 | 0.1293 | 0.12865 | 0.12801 | 0 | 108.0722 | 0 | 0 | 108.0722 | 0 | 0 | 104.5801 | 0 | 0 | 104.5801 | 0 | 0 | 96.2846 | 0 | 0 | 96.2846 | 0 | 0 | 0 | 0 | 1080.7223 | 1045.8006 | 962.8465 | 0 | 0 | 0 | 0 | 0 | 0 | 1080.7223 | 1045.8006 | 962.8465 | 0 | 0 | 0 | 108.0722 | 212.6523 | 308.9369 | 0 | 0 | 0 | 0 | 0 | 0 | 108.0722 | 212.6523 | 308.9369 | 0 | 0 | 0 | 16 | 95.6918 | 6.9807 | 16 | 96.093 | 7.0058 | 16 | 96.5496 | 7.0344 | 0 | 180.0613 | 0 | 0 | 180.0613 | 0 | 0 | 174.199 | 0 | 0 | 0 | 0 | 160.3329 | 0 | 0 | 0 | 0 | 0 | 0 | 180.0613 | 354.2604 | 514.5932 | 0 | 0 | 0 | 0 | 0 | 0 | 180.0613 | 354.2604 | 514.5932 | 0 | 0 | 0 | 5396.0595 | 37668.4839 | 5396.0595 | 36814.845 | 0 | 5220.3791 | 36573.012 | 5220.3791 | 35673.4451 | 0 | 4804.8389 | 33798.9323 | 4804.8389 | 32897.1885 | 0 | 337.2537 | 326.2737 | 300.3024 | 0.1508 | 0.15005 | 0.1493 | 0 | 126.0429 | 0 | 0 | 126.0429 | 0 | 0 | 121.9393 | 0 | 0 | 121.9393 | 0 | 0 | 112.233 | 0 | 0 | 112.233 | 0 | 0 | 0 | 0 | 1260.4293 | 1219.3933 | 1122.3301 | 0 | 0 | 0 | 0 | 0 | 0 | 1260.4293 | 1219.3933 | 1122.3301 | 0 | 0 | 0 | 126.0429 | 247.9823 | 360.2153 | 0 | 0 | 0 | 0 | 0 | 0 | 126.0429 | 247.9823 | 360.2153 | 0 | 0 | 0
| 566 | Business | Food Service | Hot Water | Gas | 02-340 | 02-340.03 | Low Flow Fixtures | [02-340]_Business_Hot Water_Low Flow Faucet Aerator_ADD_Gas_per unit | 1.39 GPM | 0.94 GPM | ENGINEER | 0 | 1.2978 | 0 | 0 | 0 | 15.5325 | 16 | 10 | 0.0084 | 0.29785 | 0.42861 | 0.11215 | 0.16139 | 1 | 1 | Additions on Existing | 1.1685 | #NUM! | 0 | 13.6923 | 0 | 0 | 13.6923 | 0 | 89.5591 | 0 | 0 | 0 | 1.3692 | 296.9177 | 406.0317 | 5.8865 | 400.1452 | 68.9772 | 0 | 90.9523 | 0 | 0 | 0 | 1.3692 | 296.9177 | 407.7036 | 5.8865 | 401.8171 | 69.2612 | 0 | 92.5378 | 0 | 0 | 0 | 1.3692 | 296.9177 | 409.6062 | 5.8865 | 403.7197 | 69.5844 | per unit | 0.67907 | 1088.5435 | 0.005 | 0 | 305.8461 | 0 | 0 | 305.8461 | 0 | 0 | 295.8887 | 0 | 0 | 0 | 0 | 272.336 | 0 | 0 | 0 | 0 | 0 | 0 | 305.8461 | 601.7348 | 874.0708 | 0 | 0 | 0 | 0 | 0 | 0 | 305.8461 | 601.7348 | 874.0708 | 0 | 0 | 0 | 0 | 305.8461 | 0 | 0 | 305.8461 | 0 | 0 | 295.8887 | 0 | 0 | 0 | 0 | 272.336 | 0 | 0 | 0 | 0 | 0 | 0 | 305.8461 | 601.7348 | 874.0708 | 0 | 0 | 0 | 0 | 0 | 0 | 305.8461 | 601.7348 | 874.0708 | 0 | 0 | 0 | 752.2573 | 51888.5753 | 752.2573 | 50143.3165 | 1292.453 | 728.0361 | 50424.6407 | 728.0361 | 48616.281 | 1250.8385 | 670.382 | 46648.1266 | 670.382 | 44863.2211 | 1151.7829 | 127.7944 | 123.6797 | 113.8853 | 0.11682 | 0.11623 | 0.11566 | 0 | 165.8485 | 0 | 0 | 165.8485 | 0 | 0 | 160.5085 | 0 | 0 | 160.5085 | 0 | 0 | 147.7976 | 0 | 0 | 147.7976 | 0 | 0 | 0 | 0 | 1658.4849 | 1605.085 | 1477.9761 | 0 | 0 | 0 | 0 | 0 | 0 | 1658.4849 | 1605.085 | 1477.9761 | 0 | 0 | 0 | 165.8485 | 326.357 | 474.1546 | 0 | 0 | 0 | 0 | 0 | 0 | 165.8485 | 326.357 | 474.1546 | 0 | 0 | 0 | 1 | 1 | 1 | 1 | 1 | 1 | 1 | 12 | 394.0317 | 33.836 | 12 | 395.7036 | 33.9753 | 12 | 397.6062 | 34.1338 | 0 | 305.8461 | 0 | 0 | 305.8461 | 0 | 0 | 295.8887 | 0 | 0 | 0 | 0 | 272.336 | 0 | 0 | 0 | 0 | 0 | 0 | 305.8461 | 601.7348 | 874.0708 | 0 | 0 | 0 | 0 | 0 | 0 | 305.8461 | 601.7348 | 874.0708 | 0 | 0 | 0 | 1898.355 | 64232.6922 | 1898.355 | 62072.2422 | 632.785 | 1836.6905 | 62402.1051 | 1836.6905 | 60164.2022 | 612.2302 | 1690.645 | 57708.222 | 1690.645 | 55500.1221 | 563.5483 | 158.1962 | 153.0575 | 140.8871 | 0.14461 | 0.14389 | 0.14317 | 0 | 205.3033 | 0 | 0 | 205.3033 | 0 | 0 | 198.6344 | 0 | 0 | 198.6344 | 0 | 0 | 182.8399 | 0 | 0 | 182.8399 | 0 | 0 | 0 | 0 | 2053.0329 | 1986.344 | 1828.3987 | 0 | 0 | 0 | 0 | 0 | 0 | 2053.0329 | 1986.344 | 1828.3987 | 0 | 0 | 0 | 205.3033 | 403.9377 | 586.7776 | 0 | 0 | 0 | 0 | 0 | 0 | 205.3033 | 403.9377 | 586.7776 | 0 | 0 | 0 | 16 | 390.0317 | 25.377 | 16 | 391.7036 | 25.4815 | 16 | 393.6062 | 25.6004 | 0 | 305.8461 | 0 | 0 | 305.8461 | 0 | 0 | 295.8887 | 0 | 0 | 0 | 0 | 272.336 | 0 | 0 | 0 | 0 | 0 | 0 | 305.8461 | 601.7348 | 874.0708 | 0 | 0 | 0 | 0 | 0 | 0 | 305.8461 | 601.7348 | 874.0708 | 0 | 0 | 0 | 2639.4977 | 66982.4853 | 2639.4977 | 64729.5467 | 0 | 2553.5632 | 65068.5508 | 2553.5632 | 62735.0222 | 0 | 2350.3005 | 60168.6039 | 2350.3005 | 57866.362 | 0 | 164.9686 | 159.5977 | 146.8938 | 0.1508 | 0.15005 | 0.1493 | 0 | 214.0923 | 0 | 0 | 214.0923 | 0 | 0 | 207.1221 | 0 | 0 | 207.1221 | 0 | 0 | 190.6352 | 0 | 0 | 190.6352 | 0 | 0 | 0 | 0 | 2140.9229 | 2071.2206 | 1906.3522 | 0 | 0 | 0 | 0 | 0 | 0 | 2140.9229 | 2071.2206 | 1906.3522 | 0 | 0 | 0 | 214.0923 | 421.2143 | 611.8496 | 0 | 0 | 0 | 0 | 0 | 0 | 214.0923 | 421.2143 | 611.8496 | 0 | 0 | 0
| 567 | Business | Healthcare/Hospitals | Hot Water | Gas | 02-340 | 02-340.04 | Low Flow Fixtures | [02-340]_Business_Hot Water_Low Flow Faucet Aerator_ADD_Gas_per unit | 1.39 GPM | 0.94 GPM | ENGINEER | 0 | 1.6818 | 0 | 0 | 0 | 20.1287 | 16 | 10 | 0.0084 | 0.29785 | 0.42861 | 0.11215 | 0.16139 | 1 | 1 | Additions on Existing | 0.90172 | #NUM! | 0 | 17.7439 | 0 | 0 | 17.7439 | 0 | 116.0604 | 0 | 0 | 0 | 1.7744 | 384.7784 | 502.6132 | 6.7445 | 495.8687 | 74.5214 | 0 | 117.8659 | 0 | 0 | 0 | 1.7744 | 384.7784 | 504.4187 | 6.7445 | 497.6742 | 74.7891 | 0 | 119.9206 | 0 | 0 | 0 | 1.7744 | 384.7784 | 506.4734 | 6.7445 | 499.7289 | 75.0938 | per unit | 1.3029 | 3538.6703 | 0.005 | 0 | 1288.4627 | 0 | 0 | 1288.4627 | 0 | 0 | 1246.514 | 0 | 0 | 0 | 0 | 1147.292 | 0 | 0 | 0 | 0 | 0 | 0 | 1288.4627 | 2534.9767 | 3682.2686 | 0 | 0 | 0 | 0 | 0 | 0 | 1288.4627 | 2534.9767 | 3682.2686 | 0 | 0 | 0 | 0 | 1288.4627 | 0 | 0 | 1288.4627 | 0 | 0 | 1246.514 | 0 | 0 | 0 | 0 | 1147.292 | 0 | 0 | 0 | 0 | 0 | 0 | 1288.4627 | 2534.9767 | 3682.2686 | 0 | 0 | 0 | 0 | 0 | 0 | 1288.4627 | 2534.9767 | 3682.2686 | 0 | 0 | 0 | 3017.846 | 224894.1601 | 3017.846 | 223959.8314 | 4141.35 | 2920.1911 | 218398.4983 | 2920.1911 | 217084.0217 | 4007.3395 | 2688.3989 | 201881.9794 | 2688.3989 | 200264.1975 | 3689.2542 | 447.4497 | 432.9707 | 398.6033 | 0.12582 | 0.12519 | 0.12457 | 0 | 752.5208 | 0 | 0 | 752.5208 | 0 | 0 | 728.1699 | 0 | 0 | 728.1699 | 0 | 0 | 670.3709 | 0 | 0 | 670.3709 | 0 | 0 | 0 | 0 | 7525.2084 | 7281.6992 | 6703.7094 | 0 | 0 | 0 | 0 | 0 | 0 | 7525.2084 | 7281.6992 | 6703.7094 | 0 | 0 | 0 | 752.5208 | 1480.6908 | 2151.0617 | 0 | 0 | 0 | 0 | 0 | 0 | 752.5208 | 1480.6908 | 2151.0617 | 0 | 0 | 0 | 1 | 1 | 1 | 1 | 1 | 1 | 1 | 12 | 490.6132 | 41.8844 | 12 | 492.4187 | 42.0349 | 12 | 494.4734 | 42.2061 | 0 | 1288.4627 | 0 | 0 | 1288.4627 | 0 | 0 | 1246.514 | 0 | 0 | 0 | 0 | 1147.292 | 0 | 0 | 0 | 0 | 0 | 0 | 1288.4627 | 2534.9767 | 3682.2686 | 0 | 0 | 0 | 0 | 0 | 0 | 1288.4627 | 2534.9767 | 3682.2686 | 0 | 0 | 0 | 6228.0327 | 260857.6319 | 6228.0327 | 259773.892 | 2076.0109 | 6025.6085 | 253285.8003 | 6025.6085 | 251761.3472 | 2008.5362 | 5546.3495 | 234089.876 | 5546.3495 | 232213.9961 | 1848.7832 | 519.0027 | 502.134 | 462.1958 | 0.14594 | 0.14521 | 0.14449 | 0 | 872.8586 | 0 | 0 | 872.8586 | 0 | 0 | 844.4889 | 0 | 0 | 844.4889 | 0 | 0 | 777.3207 | 0 | 0 | 777.3207 | 0 | 0 | 0 | 0 | 8728.5862 | 8444.8887 | 7773.2074 | 0 | 0 | 0 | 0 | 0 | 0 | 8728.5862 | 8444.8887 | 7773.2074 | 0 | 0 | 0 | 872.8586 | 1717.3475 | 2494.6682 | 0 | 0 | 0 | 0 | 0 | 0 | 872.8586 | 1717.3475 | 2494.6682 | 0 | 0 | 0 | 16 | 486.6132 | 31.4133 | 16 | 488.4187 | 31.5262 | 16 | 490.4734 | 31.6546 | 0 | 1288.4627 | 0 | 0 | 1288.4627 | 0 | 0 | 1246.514 | 0 | 0 | 0 | 0 | 1147.292 | 0 | 0 | 0 | 0 | 0 | 0 | 1288.4627 | 2534.9767 | 3682.2686 | 0 | 0 | 0 | 0 | 0 | 0 | 1288.4627 | 2534.9767 | 3682.2686 | 0 | 0 | 0 | 8580.5593 | 269543.9108 | 8580.5593 | 268424.0835 | 0 | 8301.2007 | 261705.0561 | 8301.2007 | 260129.93 | 0 | 7640.4283 | 241854.6075 | 7640.4283 | 239916.5048 | 0 | 536.285 | 518.825 | 477.5268 | 0.1508 | 0.15005 | 0.1493 | 0 | 901.9239 | 0 | 0 | 901.9239 | 0 | 0 | 872.5598 | 0 | 0 | 872.5598 | 0 | 0 | 803.1044 | 0 | 0 | 803.1044 | 0 | 0 | 0 | 0 | 9019.2387 | 8725.598 | 8031.0437 | 0 | 0 | 0 | 0 | 0 | 0 | 9019.2387 | 8725.598 | 8031.0437 | 0 | 0 | 0 | 901.9239 | 1774.4837 | 2577.588 | 0 | 0 | 0 | 0 | 0 | 0 | 901.9239 | 1774.4837 | 2577.588 | 0 | 0 | 0
| 568 | Business | Campus/Education | Hot Water | Gas | 02-340 | 02-340.05 | Low Flow Fixtures | [02-340]_Business_Hot Water_Low Flow Faucet Aerator_ADD_Gas_per unit | 1.39 GPM | 0.94 GPM | ENGINEER | 0 | 0.61436 | 0 | 0 | 0 | 7.353 | 16 | 10 | 0.0084 | 0.29785 | 0.42861 | 0.11215 | 0.16139 | 1 | 1 | Additions on Existing | 2.4685 | #NUM! | 0 | 6.4818 | 0 | 0 | 6.4818 | 0 | 42.3965 | 0 | 0 | 0 | 0.64818 | 140.5583 | 183.603 | 6.7445 | 176.8585 | 27.2224 | 0 | 43.056 | 0 | 0 | 0 | 0.64818 | 140.5583 | 184.2625 | 6.7445 | 177.518 | 27.3202 | 0 | 43.8066 | 0 | 0 | 0 | 0.64818 | 140.5583 | 185.0131 | 6.7445 | 178.2686 | 27.4315 | per unit | 2.0498 | 4655.0959 | 0.005 | 0 | 619.1648 | 0 | 0 | 619.1648 | 0 | 0 | 599.0065 | 0 | 0 | 0 | 0 | 551.3259 | 0 | 0 | 0 | 0 | 0 | 0 | 619.1648 | 1218.1713 | 1769.4972 | 0 | 0 | 0 | 0 | 0 | 0 | 619.1648 | 1218.1713 | 1769.4972 | 0 | 0 | 0 | 0 | 619.1648 | 0 | 0 | 619.1648 | 0 | 0 | 599.0065 | 0 | 0 | 0 | 0 | 551.3259 | 0 | 0 | 0 | 0 | 0 | 0 | 619.1648 | 1218.1713 | 1769.4972 | 0 | 0 | 0 | 0 | 0 | 0 | 619.1648 | 1218.1713 | 1769.4972 | 0 | 0 | 0 | 3144.3267 | 85596.2311 | 3144.3267 | 84398.6477 | 4314.9178 | 3043.905 | 83160.1654 | 3043.905 | 81838.5279 | 4177.1104 | 2803.7902 | 76912.1985 | 2803.7902 | 75532.8206 | 3847.6041 | 466.2028 | 451.3135 | 415.7121 | 0.099651 | 0.099155 | 0.098662 | 0 | 286.4145 | 0 | 0 | 286.4145 | 0 | 0 | 277.2672 | 0 | 0 | 277.2672 | 0 | 0 | 255.3953 | 0 | 0 | 255.3953 | 0 | 0 | 0 | 0 | 2864.145 | 2772.6716 | 2553.9527 | 0 | 0 | 0 | 0 | 0 | 0 | 2864.145 | 2772.6716 | 2553.9527 | 0 | 0 | 0 | 286.4145 | 563.6817 | 819.0769 | 0 | 0 | 0 | 0 | 0 | 0 | 286.4145 | 563.6817 | 819.0769 | 0 | 0 | 0 | 1 | 1 | 1 | 1 | 1 | 1 | 1 | 12 | 171.603 | 15.3003 | 12 | 172.2625 | 15.3552 | 12 | 173.0131 | 15.4178 | 0 | 619.1648 | 0 | 0 | 619.1648 | 0 | 0 | 599.0065 | 0 | 0 | 0 | 0 | 551.3259 | 0 | 0 | 0 | 0 | 0 | 0 | 619.1648 | 1218.1713 | 1769.4972 | 0 | 0 | 0 | 0 | 0 | 0 | 619.1648 | 1218.1713 | 1769.4972 | 0 | 0 | 0 | 7722.1271 | 118150.4775 | 7722.1271 | 116497.4251 | 2574.0424 | 7471.8721 | 114732.1767 | 7471.8721 | 112908.7755 | 2490.624 | 6878.3856 | 106049.2951 | 6878.3856 | 104147.3594 | 2292.7952 | 643.5106 | 622.656 | 573.1988 | 0.13755 | 0.13687 | 0.13618 | 0 | 395.3446 | 0 | 0 | 395.3446 | 0 | 0 | 382.5325 | 0 | 0 | 382.5325 | 0 | 0 | 352.1481 | 0 | 0 | 352.1481 | 0 | 0 | 0 | 0 | 3953.4462 | 3825.3248 | 3521.4815 | 0 | 0 | 0 | 0 | 0 | 0 | 3953.4462 | 3825.3248 | 3521.4815 | 0 | 0 | 0 | 395.3446 | 777.8771 | 1130.0253 | 0 | 0 | 0 | 0 | 0 | 0 | 395.3446 | 777.8771 | 1130.0253 | 0 | 0 | 0 | 16 | 167.603 | 11.4752 | 16 | 168.2625 | 11.5164 | 16 | 169.0131 | 11.5633 | 0 | 619.1648 | 0 | 0 | 619.1648 | 0 | 0 | 599.0065 | 0 | 0 | 0 | 0 | 551.3259 | 0 | 0 | 0 | 0 | 0 | 0 | 619.1648 | 1218.1713 | 1769.4972 | 0 | 0 | 0 | 0 | 0 | 0 | 619.1648 | 1218.1713 | 1769.4972 | 0 | 0 | 0 | 11287.6655 | 129528.0812 | 11287.6655 | 127715.8439 | 0 | 10920.1713 | 125761.1558 | 10920.1713 | 123762.4747 | 0 | 10050.9298 | 116222.1144 | 10050.9298 | 114137.7348 | 0 | 705.4791 | 682.5107 | 628.1831 | 0.1508 | 0.15005 | 0.1493 | 0 | 433.4153 | 0 | 0 | 433.4153 | 0 | 0 | 419.3046 | 0 | 0 | 419.3046 | 0 | 0 | 385.9281 | 0 | 0 | 385.9281 | 0 | 0 | 0 | 0 | 4334.1535 | 4193.0458 | 3859.281 | 0 | 0 | 0 | 0 | 0 | 0 | 4334.1535 | 4193.0458 | 3859.281 | 0 | 0 | 0 | 433.4153 | 852.7199 | 1238.648 | 0 | 0 | 0 | 0 | 0 | 0 | 433.4153 | 852.7199 | 1238.648 | 0 | 0 | 0
| 569 | Business | Warehouse | Hot Water | Gas | 02-340 | 02-340.06 | Low Flow Fixtures | [02-340]_Business_Hot Water_Low Flow Faucet Aerator_ADD_Gas_per unit | 1.39 GPM | 0.94 GPM | ENGINEER | 0 | 0.25598 | 0 | 0 | 0 | 3.0637 | 16 | 10 | 0.0084 | 0.29785 | 0.42861 | 0.11215 | 0.16139 | 1 | 1 | Additions on Existing | 5.9243 | #NUM! | 0 | 2.7008 | 0 | 0 | 2.7008 | 0 | 17.6652 | 0 | 0 | 0 | 0.27008 | 58.566 | 76.5013 | 6.7445 | 69.7567 | 11.3427 | 0 | 17.94 | 0 | 0 | 0 | 0.27008 | 58.566 | 76.7761 | 6.7445 | 70.0315 | 11.3834 | 0 | 18.2528 | 0 | 0 | 0 | 0.27008 | 58.566 | 77.0888 | 6.7445 | 70.3443 | 11.4298 | per unit | 0.25195 | 523.0533 | 0.005 | 0 | 28.9876 | 0 | 0 | 28.9876 | 0 | 0 | 28.0438 | 0 | 0 | 0 | 0 | 25.8116 | 0 | 0 | 0 | 0 | 0 | 0 | 28.9876 | 57.0315 | 82.843 | 0 | 0 | 0 | 0 | 0 | 0 | 28.9876 | 57.0315 | 82.843 | 0 | 0 | 0 | 0 | 28.9876 | 0 | 0 | 28.9876 | 0 | 0 | 28.0438 | 0 | 0 | 0 | 0 | 25.8116 | 0 | 0 | 0 | 0 | 0 | 0 | 28.9876 | 57.0315 | 82.843 | 0 | 0 | 0 | 0 | 0 | 0 | 28.9876 | 57.0315 | 82.843 | 0 | 0 | 0 | 286.9145 | 3254.3799 | 286.9145 | 3210.8304 | 393.729 | 277.8497 | 3162.8817 | 277.8497 | 3114.5494 | 381.2895 | 256.0647 | 2926.7676 | 256.0647 | 2876.0761 | 351.3942 | 42.5402 | 41.1962 | 37.9662 | 0.080926 | 0.080523 | 0.080123 | 0 | 10.8895 | 0 | 0 | 10.8895 | 0 | 0 | 10.5455 | 0 | 0 | 10.5455 | 0 | 0 | 9.7186 | 0 | 0 | 9.7186 | 0 | 0 | 0 | 0 | 108.8952 | 105.4547 | 97.1865 | 0 | 0 | 0 | 0 | 0 | 0 | 108.8952 | 105.4547 | 97.1865 | 0 | 0 | 0 | 10.8895 | 21.435 | 31.1536 | 0 | 0 | 0 | 0 | 0 | 0 | 10.8895 | 21.435 | 31.1536 | 0 | 0 | 0 | 1 | 1 | 1 | 1 | 1 | 1 | 1 | 12 | 64.5013 | 6.3751 | 12 | 64.7761 | 6.398 | 12 | 65.0888 | 6.4241 | 0 | 28.9876 | 0 | 0 | 28.9876 | 0 | 0 | 28.0438 | 0 | 0 | 0 | 0 | 25.8116 | 0 | 0 | 0 | 0 | 0 | 0 | 28.9876 | 57.0315 | 82.843 | 0 | 0 | 0 | 0 | 0 | 0 | 28.9876 | 57.0315 | 82.843 | 0 | 0 | 0 | 884.2087 | 5636.9229 | 884.2087 | 5561.4906 | 294.7362 | 855.6249 | 5474.2924 | 855.6249 | 5390.6392 | 285.2083 | 787.7334 | 5060.4515 | 787.7334 | 4972.8047 | 262.5778 | 73.6841 | 71.3021 | 65.6444 | 0.14017 | 0.13947 | 0.13878 | 0 | 18.8618 | 0 | 0 | 18.8618 | 0 | 0 | 18.252 | 0 | 0 | 18.252 | 0 | 0 | 16.8038 | 0 | 0 | 16.8038 | 0 | 0 | 0 | 0 | 188.6177 | 182.5203 | 168.0378 | 0 | 0 | 0 | 0 | 0 | 0 | 188.6177 | 182.5203 | 168.0378 | 0 | 0 | 0 | 18.8618 | 37.1138 | 53.9176 | 0 | 0 | 0 | 0 | 0 | 0 | 18.8618 | 37.1138 | 53.9176 | 0 | 0 | 0 | 16 | 60.5013 | 4.7813 | 16 | 60.7761 | 4.7985 | 16 | 61.0888 | 4.818 | 0 | 28.9876 | 0 | 0 | 28.9876 | 0 | 0 | 28.0438 | 0 | 0 | 0 | 0 | 25.8116 | 0 | 0 | 0 | 0 | 0 | 0 | 28.9876 | 57.0315 | 82.843 | 0 | 0 | 0 | 0 | 0 | 0 | 28.9876 | 57.0315 | 82.843 | 0 | 0 | 0 | 1358.8911 | 6497.3045 | 1358.8911 | 6410.3588 | 0 | 1314.6495 | 6308.3504 | 1314.6495 | 6211.9519 | 0 | 1210.0039 | 5829.8591 | 1210.0039 | 5728.8862 | 0 | 84.9307 | 82.1656 | 75.6252 | 0.16157 | 0.16076 | 0.15996 | 0 | 21.7407 | 0 | 0 | 21.7407 | 0 | 0 | 21.0329 | 0 | 0 | 21.0329 | 0 | 0 | 19.3587 | 0 | 0 | 19.3587 | 0 | 0 | 0 | 0 | 217.407 | 210.3289 | 193.5868 | 0 | 0 | 0 | 0 | 0 | 0 | 217.407 | 210.3289 | 193.5868 | 0 | 0 | 0 | 21.7407 | 42.7736 | 62.1323 | 0 | 0 | 0 | 0 | 0 | 0 | 21.7407 | 42.7736 | 62.1323 | 0 | 0 | 0
| 570 | Business | Lodging | Hot Water | Gas | 02-340 | 02-340.07 | Low Flow Fixtures | [02-340]_Business_Hot Water_Low Flow Faucet Aerator_ADD_Gas_per unit | 1.39 GPM | 0.94 GPM | ENGINEER | 0 | 0.15886 | 0 | 0 | 0 | 1.9014 | 16 | 10 | 0.0084 | 0.29785 | 0.42861 | 0.11215 | 0.16139 | 1 | 1 | Additions on Existing | 9.5461 | #NUM! | 0 | 1.6761 | 0 | 0 | 1.6761 | 0 | 10.963 | 0 | 0 | 0 | 0.16761 | 36.346 | 47.4767 | 5.8865 | 41.5902 | 8.0654 | 0 | 11.1336 | 0 | 0 | 0 | 0.16761 | 36.346 | 47.6472 | 5.8865 | 41.7608 | 8.0944 | 0 | 11.3277 | 0 | 0 | 0 | 0.16761 | 36.346 | 47.8413 | 5.8865 | 41.9548 | 8.1273 | per unit | 5.0455 | 14465.3913 | 0.005 | 0 | 497.5175 | 0 | 0 | 497.5175 | 0 | 0 | 481.3197 | 0 | 0 | 0 | 0 | 443.0068 | 0 | 0 | 0 | 0 | 0 | 0 | 497.5175 | 978.8372 | 1421.844 | 0 | 0 | 0 | 0 | 0 | 0 | 497.5175 | 978.8372 | 1421.844 | 0 | 0 | 0 | 0 | 497.5175 | 0 | 0 | 497.5175 | 0 | 0 | 481.3197 | 0 | 0 | 0 | 0 | 443.0068 | 0 | 0 | 0 | 0 | 0 | 0 | 497.5175 | 978.8372 | 1421.844 | 0 | 0 | 0 | 0 | 0 | 0 | 497.5175 | 978.8372 | 1421.844 | 0 | 0 | 0 | 3691.8902 | 29776.5557 | 3691.8902 | 29060.3239 | 6343.0348 | 3579.0474 | 28970.1268 | 3579.0474 | 28217.0941 | 6149.1595 | 3301.7633 | 26834.5518 | 3301.7633 | 26080.9503 | 5672.7579 | 627.1828 | 608.0129 | 560.9076 | 0.043142 | 0.042927 | 0.042714 | 0 | 99.6357 | 0 | 0 | 99.6357 | 0 | 0 | 96.5903 | 0 | 0 | 96.5903 | 0 | 0 | 89.107 | 0 | 0 | 89.107 | 0 | 0 | 0 | 0 | 996.3566 | 965.9029 | 891.0703 | 0 | 0 | 0 | 0 | 0 | 0 | 996.3566 | 965.9029 | 891.0703 | 0 | 0 | 0 | 99.6357 | 196.226 | 285.333 | 0 | 0 | 0 | 0 | 0 | 0 | 99.6357 | 196.226 | 285.333 | 0 | 0 | 0 | 1 | 1 | 1 | 1 | 1 | 1 | 1 | 12 | 35.4767 | 3.9564 | 12 | 35.6472 | 3.9706 | 12 | 35.8413 | 3.9868 | 0 | 497.5175 | 0 | 0 | 497.5175 | 0 | 0 | 481.3197 | 0 | 0 | 0 | 0 | 443.0068 | 0 | 0 | 0 | 0 | 0 | 0 | 497.5175 | 978.8372 | 1421.844 | 0 | 0 | 0 | 0 | 0 | 0 | 497.5175 | 978.8372 | 1421.844 | 0 | 0 | 0 | 22402.7687 | 88634.0841 | 22402.7687 | 86502.1201 | 7467.5896 | 21680.9614 | 86086.4644 | 21680.9614 | 83848.7828 | 7226.9871 | 19963.6477 | 79590.5845 | 19963.6477 | 77355.422 | 6654.5492 | 1866.8974 | 1806.7468 | 1663.6373 | 0.12842 | 0.12778 | 0.12714 | 0 | 296.5795 | 0 | 0 | 296.5795 | 0 | 0 | 287.0238 | 0 | 0 | 287.0238 | 0 | 0 | 264.2891 | 0 | 0 | 264.2891 | 0 | 0 | 0 | 0 | 2965.7949 | 2870.2383 | 2642.8914 | 0 | 0 | 0 | 0 | 0 | 0 | 2965.7949 | 2870.2383 | 2642.8914 | 0 | 0 | 0 | 296.5795 | 583.6033 | 847.8925 | 0 | 0 | 0 | 0 | 0 | 0 | 296.5795 | 583.6033 | 847.8925 | 0 | 0 | 0 | 16 | 31.4767 | 2.9673 | 16 | 31.6472 | 2.978 | 16 | 31.8413 | 2.9901 | 0 | 497.5175 | 0 | 0 | 497.5175 | 0 | 0 | 481.3197 | 0 | 0 | 0 | 0 | 443.0068 | 0 | 0 | 0 | 0 | 0 | 0 | 497.5175 | 978.8372 | 1421.844 | 0 | 0 | 0 | 0 | 0 | 0 | 497.5175 | 978.8372 | 1421.844 | 0 | 0 | 0 | 37581.0499 | 111513.96 | 37581.0499 | 108831.6538 | 0 | 36357.518 | 108270.9198 | 36357.518 | 105456.5883 | 0 | 33463.4734 | 100058.5208 | 33463.4734 | 97248.5521 | 0 | 2348.8156 | 2272.3449 | 2091.4671 | 0.16157 | 0.16076 | 0.15996 | 0 | 373.1381 | 0 | 0 | 373.1381 | 0 | 0 | 360.9898 | 0 | 0 | 360.9898 | 0 | 0 | 332.2551 | 0 | 0 | 332.2551 | 0 | 0 | 0 | 0 | 3731.381 | 3609.8978 | 3322.5514 | 0 | 0 | 0 | 0 | 0 | 0 | 3731.381 | 3609.8978 | 3322.5514 | 0 | 0 | 0 | 373.1381 | 734.1279 | 1066.383 | 0 | 0 | 0 | 0 | 0 | 0 | 373.1381 | 734.1279 | 1066.383 | 0 | 0 | 0
| 571 | Business | Other Commercial | Hot Water | Gas | 02-340 | 02-340.08 | Low Flow Fixtures | [02-340]_Business_Hot Water_Low Flow Faucet Aerator_ADD_Gas_per unit | 1.39 GPM | 0.94 GPM | ENGINEER | 0 | 0.51196 | 0 | 0 | 0 | 6.1275 | 16 | 10 | 0.0084 | 0.29785 | 0.42861 | 0.11215 | 0.16139 | 1 | 1 | Additions on Existing | 2.9621 | #NUM! | 0 | 5.4015 | 0 | 0 | 5.4015 | 0 | 35.3304 | 0 | 0 | 0 | 0.54015 | 117.1319 | 153.0025 | 5.8865 | 147.116 | 25.9923 | 0 | 35.88 | 0 | 0 | 0 | 0.54015 | 117.1319 | 153.5521 | 5.8865 | 147.6657 | 26.0856 | 0 | 36.5055 | 0 | 0 | 0 | 0.54015 | 117.1319 | 154.1776 | 5.8865 | 148.2911 | 26.1919 | per unit | 0.59457 | 2259.3819 | 0.005 | 0 | 250.4298 | 0 | 0 | 250.4298 | 0 | 0 | 242.2765 | 0 | 0 | 0 | 0 | 222.9914 | 0 | 0 | 0 | 0 | 0 | 0 | 250.4298 | 492.7063 | 715.6977 | 0 | 0 | 0 | 0 | 0 | 0 | 250.4298 | 492.7063 | 715.6977 | 0 | 0 | 0 | 0 | 250.4298 | 0 | 0 | 250.4298 | 0 | 0 | 242.2765 | 0 | 0 | 0 | 0 | 222.9914 | 0 | 0 | 0 | 0 | 0 | 0 | 250.4298 | 492.7063 | 715.6977 | 0 | 0 | 0 | 0 | 0 | 0 | 250.4298 | 492.7063 | 715.6977 | 0 | 0 | 0 | 1363.1267 | 35430.7324 | 1363.1267 | 34645.9601 | 2341.9873 | 1319.5953 | 34422.4618 | 1319.5953 | 33593.4963 | 2267.196 | 1215.4965 | 31836.1359 | 1215.4965 | 31003.2119 | 2088.3439 | 231.5696 | 224.1745 | 206.49 | 0.10198 | 0.10148 | 0.10097 | 0 | 118.5552 | 0 | 0 | 118.5552 | 0 | 0 | 114.7691 | 0 | 0 | 114.7691 | 0 | 0 | 105.7153 | 0 | 0 | 105.7153 | 0 | 0 | 0 | 0 | 1185.5517 | 1147.6911 | 1057.1533 | 0 | 0 | 0 | 0 | 0 | 0 | 1185.5517 | 1147.6911 | 1057.1533 | 0 | 0 | 0 | 118.5552 | 233.3243 | 339.0396 | 0 | 0 | 0 | 0 | 0 | 0 | 118.5552 | 233.3243 | 339.0396 | 0 | 0 | 0 | 1 | 1 | 1 | 1 | 1 | 1 | 1 | 12 | 141.0025 | 12.7502 | 12 | 141.5521 | 12.796 | 12 | 142.1776 | 12.8481 | 0 | 250.4298 | 0 | 0 | 250.4298 | 0 | 0 | 242.2765 | 0 | 0 | 0 | 0 | 222.9914 | 0 | 0 | 0 | 0 | 0 | 0 | 250.4298 | 492.7063 | 715.6977 | 0 | 0 | 0 | 0 | 0 | 0 | 250.4298 | 492.7063 | 715.6977 | 0 | 0 | 0 | 4096.7346 | 52234.2204 | 4096.7346 | 51077.2596 | 1365.5782 | 3963.8199 | 50721.0781 | 3963.8199 | 49499.6075 | 1321.2733 | 3648.803 | 46880.3066 | 3648.803 | 45653.7842 | 1216.2677 | 341.3945 | 330.3183 | 304.0669 | 0.15035 | 0.1496 | 0.14886 | 0 | 174.7815 | 0 | 0 | 174.7815 | 0 | 0 | 169.1109 | 0 | 0 | 169.1109 | 0 | 0 | 155.6711 | 0 | 0 | 155.6711 | 0 | 0 | 0 | 0 | 1747.815 | 1691.1088 | 1556.7113 | 0 | 0 | 0 | 0 | 0 | 0 | 1747.815 | 1691.1088 | 1556.7113 | 0 | 0 | 0 | 174.7815 | 343.8924 | 499.5635 | 0 | 0 | 0 | 0 | 0 | 0 | 174.7815 | 343.8924 | 499.5635 | 0 | 0 | 0 | 16 | 137.0025 | 9.5627 | 16 | 137.5521 | 9.597 | 16 | 138.1776 | 9.6361 | 0 | 250.4298 | 0 | 0 | 250.4298 | 0 | 0 | 242.2765 | 0 | 0 | 0 | 0 | 222.9914 | 0 | 0 | 0 | 0 | 0 | 0 | 250.4298 | 492.7063 | 715.6977 | 0 | 0 | 0 | 0 | 0 | 0 | 250.4298 | 492.7063 | 715.6977 | 0 | 0 | 0 | 5869.8685 | 56131.5356 | 5869.8685 | 54888.2514 | 0 | 5678.7623 | 54499.1228 | 5678.7623 | 53186.6689 | 0 | 5226.735 | 50365.3393 | 5226.735 | 49047.6385 | 0 | 366.8668 | 354.9226 | 326.6709 | 0.16157 | 0.16076 | 0.15996 | 0 | 187.8224 | 0 | 0 | 187.8224 | 0 | 0 | 181.7074 | 0 | 0 | 181.7074 | 0 | 0 | 167.2436 | 0 | 0 | 167.2436 | 0 | 0 | 0 | 0 | 1878.2235 | 1817.0739 | 1672.4355 | 0 | 0 | 0 | 0 | 0 | 0 | 1878.2235 | 1817.0739 | 1672.4355 | 0 | 0 | 0 | 187.8224 | 369.5297 | 536.7733 | 0 | 0 | 0 | 0 | 0 | 0 | 187.8224 | 369.5297 | 536.7733 | 0 | 0 | 0
| 572 | Business | Food Sales | Hot Water | Gas | 02-340 | 02-340.09 | Low Flow Fixtures | [02-340]_Business_Hot Water_Low Flow Faucet Aerator_ADD_Gas_per unit | 1.39 GPM | 0.94 GPM | ENGINEER | 0 | 0.37373 | 0 | 0 | 0 | 4.473 | 16 | 10 | 0.0084 | 0.29785 | 0.42861 | 0.11215 | 0.16139 | 1 | 1 | Additions on Existing | 4.0577 | #NUM! | 0 | 3.9431 | 0 | 0 | 3.9431 | 0 | 25.7912 | 0 | 0 | 0 | 0.39431 | 85.5063 | 111.6918 | 5.8865 | 105.8054 | 18.9743 | 0 | 26.1924 | 0 | 0 | 0 | 0.39431 | 85.5063 | 112.093 | 5.8865 | 106.2066 | 19.0425 | 0 | 26.649 | 0 | 0 | 0 | 0.39431 | 85.5063 | 112.5496 | 5.8865 | 106.6632 | 19.1201 | per unit | 0.19478 | 349.8304 | 0.005 | 0 | 28.3059 | 0 | 0 | 28.3059 | 0 | 0 | 27.3843 | 0 | 0 | 0 | 0 | 25.2045 | 0 | 0 | 0 | 0 | 0 | 0 | 28.3059 | 55.6902 | 80.8948 | 0 | 0 | 0 | 0 | 0 | 0 | 28.3059 | 55.6902 | 80.8948 | 0 | 0 | 0 | 0 | 28.3059 | 0 | 0 | 28.3059 | 0 | 0 | 27.3843 | 0 | 0 | 0 | 0 | 25.2045 | 0 | 0 | 0 | 0 | 0 | 0 | 28.3059 | 55.6902 | 80.8948 | 0 | 0 | 0 | 0 | 0 | 0 | 28.3059 | 55.6902 | 80.8948 | 0 | 0 | 0 | 132.3449 | 2511.1574 | 132.3449 | 2448.5535 | 227.3817 | 128.2216 | 2441.6602 | 128.2216 | 2376.0442 | 220.2975 | 118.2045 | 2260.079 | 118.2045 | 2194.61 | 203.0871 | 22.4829 | 21.7824 | 20.0807 | 0.063948 | 0.06363 | 0.063314 | 0 | 8.4026 | 0 | 0 | 8.4026 | 0 | 0 | 8.1408 | 0 | 0 | 8.1408 | 0 | 0 | 7.5048 | 0 | 0 | 7.5048 | 0 | 0 | 0 | 0 | 84.0261 | 81.4082 | 75.0484 | 0 | 0 | 0 | 0 | 0 | 0 | 84.0261 | 81.4082 | 75.0484 | 0 | 0 | 0 | 8.4026 | 16.5434 | 24.0483 | 0 | 0 | 0 | 0 | 0 | 0 | 8.4026 | 16.5434 | 24.0483 | 0 | 0 | 0 | 1 | 1 | 1 | 1 | 1 | 1 | 1 | 12 | 99.6918 | 9.3077 | 12 | 100.093 | 9.3411 | 12 | 100.5496 | 9.3791 | 0 | 28.3059 | 0 | 0 | 28.3059 | 0 | 0 | 27.3843 | 0 | 0 | 0 | 0 | 25.2045 | 0 | 0 | 0 | 0 | 0 | 0 | 28.3059 | 55.6902 | 80.8948 | 0 | 0 | 0 | 0 | 0 | 0 | 28.3059 | 55.6902 | 80.8948 | 0 | 0 | 0 | 545.2964 | 5075.4295 | 545.2964 | 4948.8974 | 181.7655 | 527.6737 | 4929.0458 | 527.6737 | 4796.585 | 175.8912 | 485.8159 | 4556.534 | 485.8159 | 4424.5424 | 161.9386 | 45.4414 | 43.9728 | 40.4847 | 0.12925 | 0.12861 | 0.12797 | 0 | 16.983 | 0 | 0 | 16.983 | 0 | 0 | 16.4341 | 0 | 0 | 16.4341 | 0 | 0 | 15.1305 | 0 | 0 | 15.1305 | 0 | 0 | 0 | 0 | 169.8295 | 164.341 | 151.3046 | 0 | 0 | 0 | 0 | 0 | 0 | 169.8295 | 164.341 | 151.3046 | 0 | 0 | 0 | 16.983 | 33.4171 | 48.5475 | 0 | 0 | 0 | 0 | 0 | 0 | 16.983 | 33.4171 | 48.5475 | 0 | 0 | 0 | 16 | 95.6918 | 6.9807 | 16 | 96.093 | 7.0058 | 16 | 96.5496 | 7.0344 | 0 | 28.3059 | 0 | 0 | 28.3059 | 0 | 0 | 27.3843 | 0 | 0 | 0 | 0 | 25.2045 | 0 | 0 | 0 | 0 | 0 | 0 | 28.3059 | 55.6902 | 80.8948 | 0 | 0 | 0 | 0 | 0 | 0 | 28.3059 | 55.6902 | 80.8948 | 0 | 0 | 0 | 848.268 | 5921.538 | 848.268 | 5773.9121 | 0 | 820.6508 | 5749.3283 | 820.6508 | 5594.8235 | 0 | 755.3274 | 5313.2391 | 755.3274 | 5159.3276 | 0 | 53.0168 | 51.2907 | 47.208 | 0.1508 | 0.15005 | 0.1493 | 0 | 19.8141 | 0 | 0 | 19.8141 | 0 | 0 | 19.169 | 0 | 0 | 19.169 | 0 | 0 | 17.6432 | 0 | 0 | 17.6432 | 0 | 0 | 0 | 0 | 198.1412 | 191.6903 | 176.4318 | 0 | 0 | 0 | 0 | 0 | 0 | 198.1412 | 191.6903 | 176.4318 | 0 | 0 | 0 | 19.8141 | 38.9832 | 56.6263 | 0 | 0 | 0 | 0 | 0 | 0 | 19.8141 | 38.9832 | 56.6263 | 0 | 0 | 0
| 573 | Business | Manufacturing/Industrial | Hot Water | Gas | 02-340 | 02-340.10 | Low Flow Fixtures | [02-340]_Business_Hot Water_Low Flow Faucet Aerator_ADD_Gas_per unit | 1.39 GPM | 0.94 GPM | ENGINEER | 0 | 0.25598 | 0 | 0 | 0 | 3.0637 | 16 | 10 | 0.0084 | 0.29785 | 0.42861 | 0.11215 | 0.16139 | 1 | 1 | Additions on Existing | 5.9243 | #NUM! | 0 | 2.7008 | 0 | 0 | 2.7008 | 0 | 17.6652 | 0 | 0 | 0 | 0.27008 | 58.566 | 76.5013 | 6.7445 | 69.7567 | 11.3427 | 0 | 17.94 | 0 | 0 | 0 | 0.27008 | 58.566 | 76.7761 | 6.7445 | 70.0315 | 11.3834 | 0 | 18.2528 | 0 | 0 | 0 | 0.27008 | 58.566 | 77.0888 | 6.7445 | 70.3443 | 11.4298 | per unit | 0.22917 | 949.4465 | 0.005 | 0 | 52.6183 | 0 | 0 | 52.6183 | 0 | 0 | 50.9052 | 0 | 0 | 0 | 0 | 46.8532 | 0 | 0 | 0 | 0 | 0 | 0 | 52.6183 | 103.5235 | 150.3767 | 0 | 0 | 0 | 0 | 0 | 0 | 52.6183 | 103.5235 | 150.3767 | 0 | 0 | 0 | 0 | 52.6183 | 0 | 0 | 52.6183 | 0 | 0 | 50.9052 | 0 | 0 | 0 | 0 | 46.8532 | 0 | 0 | 0 | 0 | 0 | 0 | 52.6183 | 103.5235 | 150.3767 | 0 | 0 | 0 | 0 | 0 | 0 | 52.6183 | 103.5235 | 150.3767 | 0 | 0 | 0 | 527.2287 | 5980.1869 | 527.2287 | 6018.3832 | 723.5089 | 510.627 | 5812.6851 | 510.627 | 5839.2088 | 700.7267 | 470.6019 | 5378.8838 | 470.6019 | 5392.969 | 645.8008 | 78.1711 | 75.7096 | 69.7752 | 0.081924 | 0.081516 | 0.081111 | 0 | 20.0104 | 0 | 0 | 20.0104 | 0 | 0 | 19.3803 | 0 | 0 | 19.3803 | 0 | 0 | 17.8612 | 0 | 0 | 17.8612 | 0 | 0 | 0 | 0 | 200.1037 | 193.8027 | 178.6117 | 0 | 0 | 0 | 0 | 0 | 0 | 200.1037 | 193.8027 | 178.6117 | 0 | 0 | 0 | 20.0104 | 39.3906 | 57.2518 | 0 | 0 | 0 | 0 | 0 | 0 | 20.0104 | 39.3906 | 57.2518 | 0 | 0 | 0 | 1 | 1 | 1 | 1 | 1 | 1 | 1 | 12 | 64.5013 | 6.3751 | 12 | 64.7761 | 6.398 | 12 | 65.0888 | 6.4241 | 0 | 52.6183 | 0 | 0 | 52.6183 | 0 | 0 | 50.9052 | 0 | 0 | 0 | 0 | 46.8532 | 0 | 0 | 0 | 0 | 0 | 0 | 52.6183 | 103.5235 | 150.3767 | 0 | 0 | 0 | 0 | 0 | 0 | 52.6183 | 103.5235 | 150.3767 | 0 | 0 | 0 | 1609.4521 | 10260.425 | 1609.4521 | 10325.9599 | 536.484 | 1557.4425 | 9964.5247 | 1557.4425 | 10009.9935 | 519.1475 | 1433.8892 | 9211.3995 | 1433.8892 | 9235.5206 | 477.9631 | 134.121 | 129.7869 | 119.4908 | 0.14056 | 0.13986 | 0.13916 | 0 | 34.3325 | 0 | 0 | 34.3325 | 0 | 0 | 33.2231 | 0 | 0 | 33.2231 | 0 | 0 | 30.5874 | 0 | 0 | 30.5874 | 0 | 0 | 0 | 0 | 343.3252 | 332.2306 | 305.8745 | 0 | 0 | 0 | 0 | 0 | 0 | 343.3252 | 332.2306 | 305.8745 | 0 | 0 | 0 | 34.3325 | 67.5556 | 98.143 | 0 | 0 | 0 | 0 | 0 | 0 | 34.3325 | 67.5556 | 98.143 | 0 | 0 | 0 | 16 | 60.5013 | 4.7813 | 16 | 60.7761 | 4.7985 | 16 | 61.0888 | 4.818 | 0 | 52.6183 | 0 | 0 | 52.6183 | 0 | 0 | 50.9052 | 0 | 0 | 0 | 0 | 46.8532 | 0 | 0 | 0 | 0 | 0 | 0 | 52.6183 | 103.5235 | 150.3767 | 0 | 0 | 0 | 0 | 0 | 0 | 52.6183 | 103.5235 | 150.3767 | 0 | 0 | 0 | 2466.6595 | 11793.9086 | 2466.6595 | 11869.238 | 0 | 2386.3521 | 11450.919 | 2386.3521 | 11503.1703 | 0 | 2196.3994 | 10582.3616 | 2196.3994 | 10610.0727 | 0 | 154.1662 | 149.147 | 137.275 | 0.16157 | 0.16076 | 0.15996 | 0 | 39.4637 | 0 | 0 | 39.4637 | 0 | 0 | 38.1789 | 0 | 0 | 38.1789 | 0 | 0 | 35.1399 | 0 | 0 | 35.1399 | 0 | 0 | 0 | 0 | 394.6373 | 381.789 | 351.3988 | 0 | 0 | 0 | 0 | 0 | 0 | 394.6373 | 381.789 | 351.3988 | 0 | 0 | 0 | 39.4637 | 77.6426 | 112.7825 | 0 | 0 | 0 | 0 | 0 | 0 | 39.4637 | 77.6426 | 112.7825 | 0 | 0 | 0
| 574 | Business | Office | Hot Water | Electric | 02-191 | 02-191.01 | Water Heaters | [02-191]_Business_Hot Water_Water Heater - Heat Pump Water Heater (HPWH)_< 55 gallons_ROB_Electric_per unit | Electric Storage (UEF = 0.90) | Heat Pump (UEF = 2,0) | ENGINEER | 2116.8972 | 0 | 0 | 0 | 0.32764 | 0 | 1338 | 13 | 0.445 | 0.29785 | 0.42861 | 0.11215 | 0.16139 | 0.86 | 1 | Replace on Burnout | 14.5408 | 0.056535 | 23666.9109 | 0 | 0 | 0 | 92.0169 | 1480.3155 | 0 | 0 | 0 | 671.4193 | 0 | 0 | 2151.7348 | 559.7318 | 1592.003 | 3.8442 | 1466.8868 | 0 | 0 | 0 | 678.2936 | 0 | 0 | 2145.1804 | 559.7318 | 1585.4486 | 3.8325 | 1466.3834 | 0 | 0 | 0 | 686.2383 | 0 | 0 | 2152.6217 | 559.7318 | 1592.8899 | 3.8458 | per unit | 0.81672 | 20066.8182 | 0.005 | 2824226.0135 | 0 | 0 | 0 | 10407.5906 | 194.518 | 2838347.1436 | 0 | 0 | 0 | 195.4906 | 2852538.8793 | 0 | 0 | 0 | 196.468 | 2824226.0135 | 5662573.1571 | 8515112.0364 | 0 | 0 | 0 | 0 | 0 | 0 | 0 | 0 | 0 | 10407.5906 | 20867.2191 | 31379.1458 | 194.518 | 390.0085 | 586.4765 | 2824226.0135 | 0 | 0 | 0 | 10407.5906 | 194.518 | 2838347.1436 | 0 | 0 | 0 | 195.4906 | 2852538.8793 | 0 | 0 | 0 | 196.468 | 2824226.0135 | 390.0085 | 8515112.0364 | 0 | 0 | 0 | 0 | 0 | 0 | 0 | 0 | 0 | 10407.5906 | 20867.2191 | 31379.1458 | 194.518 | 390.0085 | 586.4765 | 101919.8057 | 391802.6634 | 101919.8057 | 627825.623 | 141712.4329 | 102575.605 | 393122.5558 | 102575.605 | 632383.1302 | 142624.2765 | 104924.989 | 403521.5198 | 104924.989 | 654152.2556 | 145890.9322 | 182.0869 | 183.2585 | 187.4558 | 0.0090289 | 0.008984 | 0.0089393 | 331494.9113 | 0 | 0 | 0 | 1221.596 | 22.8316 | 333627.9035 | 0 | 0 | 0 | 1229.4564 | 22.9786 | 341269.292 | 0 | 0 | 0 | 1257.6157 | 23.5048 | 4309433.8467 | 4337162.7458 | 4436500.7954 | 0 | 0 | 0 | 0 | 0 | 0 | 0 | 0 | 0 | 15880.7485 | 15982.9326 | 16349.0045 | 331494.9113 | 45.8102 | 1006392.1068 | 0 | 0 | 0 | 0 | 0 | 0 | 0 | 0 | 0 | 1221.596 | 2451.0524 | 3708.6681 | 22.8316 | 45.8102 | 69.315 | 1 | 1 | 1 | 1 | 1 | 1 | 1 | 1003.5 | 1148.2348 | 2.1442 | 1003.5 | 1141.6804 | 2.1377 | 1003.5 | 1149.1217 | 2.1451 | 2824226.0135 | 0 | 0 | 0 | 10407.5906 | 194.518 | 2838347.1436 | 0 | 0 | 0 | 195.4906 | 2852538.8793 | 0 | 0 | 0 | 196.468 | 2824226.0135 | 390.0085 | 8515112.0364 | 0 | 0 | 0 | 0 | 0 | 0 | 0 | 0 | 0 | 10407.5906 | 20867.2191 | 31379.1458 | 194.518 | 390.0085 | 586.4765 | 720273.2105 | 1544431.4156 | 720273.2105 | 2474800.9805 | 240091.0702 | 724110.324 | 1547929.5205 | 724110.324 | 2490023.788 | 241370.108 | 731133.9329 | 1568365.4871 | 731133.9329 | 2542490.9713 | 243711.311 | 717.761 | 721.5848 | 728.5839 | 0.035591 | 0.035414 | 0.035237 | 1306706.6737 | 0 | 0 | 0 | 4815.3611 | 89.9991 | 1313667.8959 | 0 | 0 | 0 | 4841.014 | 90.4786 | 1326410.0004 | 0 | 0 | 0 | 4887.9701 | 91.3562 | 16987186.7583 | 17077682.6471 | 17243330.0055 | 0 | 0 | 0 | 0 | 0 | 0 | 0 | 0 | 0 | 62599.6942 | 62933.1817 | 63543.6109 | 1306706.6737 | 180.4777 | 3946784.5701 | 0 | 0 | 0 | 0 | 0 | 0 | 0 | 0 | 0 | 4815.3611 | 9656.3751 | 14544.3451 | 89.9991 | 180.4777 | 271.8339 | 1338 | 813.7348 | 1.6082 | 1338 | 807.1804 | 1.6033 | 1338 | 814.6217 | 1.6088 | 2824226.0135 | 0 | 0 | 0 | 10407.5906 | 194.518 | 2838347.1436 | 0 | 0 | 0 | 195.4906 | 2852538.8793 | 0 | 0 | 0 | 196.468 | 2824226.0135 | 390.0085 | 8515112.0364 | 0 | 0 | 0 | 0 | 0 | 0 | 0 | 0 | 0 | 10407.5906 | 20867.2191 | 31379.1458 | 194.518 | 390.0085 | 586.4765 | 1452965.755 | 2336619.5546 | 1452965.755 | 3744205.3474 | 0 | 1460230.5838 | 2341149.4964 | 1460230.5838 | 3766009.925 | 0 | 1467531.7367 | 2361016.9323 | 1467531.7367 | 3827465.1432 | 0 | 1085.9236 | 1091.3532 | 1096.81 | 0.053846 | 0.053578 | 0.053312 | 1976958.2095 | 0 | 0 | 0 | 7285.3134 | 136.1626 | 1986843.0005 | 0 | 0 | 0 | 7321.74 | 136.8434 | 1996777.2155 | 0 | 0 | 0 | 7358.3487 | 137.5276 | 25700456.7229 | 25828959.0065 | 25958103.8015 | 0 | 0 | 0 | 0 | 0 | 0 | 0 | 0 | 0 | 94709.0742 | 95182.6196 | 95658.5327 | 1976958.2095 | 273.006 | 5960578.4255 | 0 | 0 | 0 | 0 | 0 | 0 | 0 | 0 | 0 | 7285.3134 | 14607.0534 | 21965.402 | 136.1626 | 273.006 | 410.5336
| 575 | Business | Retail | Hot Water | Electric | 02-191 | 02-191.02 | Water Heaters | [02-191]_Business_Hot Water_Water Heater - Heat Pump Water Heater (HPWH)_< 55 gallons_ROB_Electric_per unit | Electric Storage (UEF = 0.90) | Heat Pump (UEF = 2,0) | ENGINEER | 2187.3224 | 0 | 0 | 0 | 0.33854 | 0 | 1338 | 13 | 0.445 | 0.29785 | 0.42861 | 0.11215 | 0.16139 | 0.86 | 1 | Replace on Burnout | 14.0726 | 0.054714 | 24454.2641 | 0 | 0 | 0 | 95.0782 | 1529.5628 | 0 | 0 | 0 | 693.7561 | 0 | 0 | 2223.3189 | 559.7318 | 1663.5872 | 3.9721 | 1515.6874 | 0 | 0 | 0 | 700.8591 | 0 | 0 | 2216.5465 | 559.7318 | 1656.8147 | 3.96 | 1515.1672 | 0 | 0 | 0 | 709.0682 | 0 | 0 | 2224.2353 | 559.7318 | 1664.5036 | 3.9738 | per unit | 0.67763 | 5806.5767 | 0.005 | 844411.4731 | 0 | 0 | 0 | 3111.7513 | 58.1587 | 848633.5305 | 0 | 0 | 0 | 58.4495 | 852876.6982 | 0 | 0 | 0 | 58.7417 | 844411.4731 | 1693045.0037 | 2545921.7018 | 0 | 0 | 0 | 0 | 0 | 0 | 0 | 0 | 0 | 3111.7513 | 6239.0613 | 9382.0079 | 58.1587 | 116.6081 | 175.3498 | 844411.4731 | 0 | 0 | 0 | 3111.7513 | 58.1587 | 848633.5305 | 0 | 0 | 0 | 58.4495 | 852876.6982 | 0 | 0 | 0 | 58.7417 | 844411.4731 | 116.6081 | 2545921.7018 | 0 | 0 | 0 | 0 | 0 | 0 | 0 | 0 | 0 | 3111.7513 | 6239.0613 | 9382.0079 | 58.1587 | 116.6081 | 175.3498 | 12472.2728 | 49541.3025 | 12472.2728 | 80763.0816 | 17341.8317 | 12560.5019 | 49739.7836 | 12560.5019 | 81417.9189 | 17464.5082 | 12899.8614 | 51260.8539 | 12899.8614 | 84566.3497 | 17936.3642 | 22.2826 | 22.4402 | 23.0465 | 0.0038184 | 0.0037994 | 0.0037805 | 41915.7173 | 0 | 0 | 0 | 154.4641 | 2.8869 | 42212.2299 | 0 | 0 | 0 | 155.5568 | 2.9074 | 43352.7196 | 0 | 0 | 0 | 159.7596 | 2.9859 | 544904.3251 | 548758.989 | 563585.3552 | 0 | 0 | 0 | 0 | 0 | 0 | 0 | 0 | 0 | 2008.0337 | 2022.2386 | 2076.8754 | 41915.7173 | 5.7943 | 127480.6669 | 0 | 0 | 0 | 0 | 0 | 0 | 0 | 0 | 0 | 154.4641 | 310.0209 | 469.7806 | 2.8869 | 5.7943 | 8.7802 | 1 | 1 | 1 | 1 | 1 | 1 | 1 | 1003.5 | 1219.8189 | 2.2156 | 1003.5 | 1213.0465 | 2.2088 | 1003.5 | 1220.7353 | 2.2165 | 844411.4731 | 0 | 0 | 0 | 3111.7513 | 58.1587 | 848633.5305 | 0 | 0 | 0 | 58.4495 | 852876.6982 | 0 | 0 | 0 | 58.7417 | 844411.4731 | 116.6081 | 2545921.7018 | 0 | 0 | 0 | 0 | 0 | 0 | 0 | 0 | 0 | 3111.7513 | 6239.0613 | 9382.0079 | 58.1587 | 116.6081 | 175.3498 | 168589.1061 | 373520.0297 | 168589.1061 | 608918.763 | 56196.3687 | 169540.2381 | 374483.1268 | 169540.2381 | 612982.901 | 56513.4127 | 171592.8911 | 380331.81 | 171592.8911 | 627443.1735 | 57197.6304 | 168.0011 | 168.9489 | 170.9944 | 0.028789 | 0.028646 | 0.028503 | 316026.4099 | 0 | 0 | 0 | 1164.5929 | 21.7663 | 317809.3412 | 0 | 0 | 0 | 1171.1632 | 21.8891 | 321657.114 | 0 | 0 | 0 | 1185.3427 | 22.1541 | 4108343.3282 | 4131521.4362 | 4181542.4814 | 0 | 0 | 0 | 0 | 0 | 0 | 0 | 0 | 0 | 15139.7073 | 15225.1213 | 15409.4545 | 316026.4099 | 43.6553 | 955492.8651 | 0 | 0 | 0 | 0 | 0 | 0 | 0 | 0 | 0 | 1164.5929 | 2335.756 | 3521.0987 | 21.7663 | 43.6553 | 65.8094 | 1338 | 885.3189 | 1.6617 | 1338 | 878.5465 | 1.6566 | 1338 | 886.2353 | 1.6624 | 844411.4731 | 0 | 0 | 0 | 3111.7513 | 58.1587 | 848633.5305 | 0 | 0 | 0 | 58.4495 | 852876.6982 | 0 | 0 | 0 | 58.7417 | 844411.4731 | 116.6081 | 2545921.7018 | 0 | 0 | 0 | 0 | 0 | 0 | 0 | 0 | 0 | 3111.7513 | 6239.0613 | 9382.0079 | 58.1587 | 116.6081 | 175.3498 | 390402.2836 | 648721.0645 | 390402.2836 | 1057556.2133 | 0 | 392354.295 | 649978.7227 | 392354.295 | 1063935.3673 | 0 | 394316.0665 | 655494.5647 | 394316.0665 | 1081386.2504 | 0 | 291.7805 | 293.2394 | 294.7056 | 0.05 | 0.049751 | 0.049504 | 548867.4575 | 0 | 0 | 0 | 2022.6383 | 37.8031 | 551611.7948 | 0 | 0 | 0 | 2032.7515 | 37.9921 | 554369.8538 | 0 | 0 | 0 | 2042.9153 | 38.1821 | 7135276.9481 | 7170953.3328 | 7206808.0995 | 0 | 0 | 0 | 0 | 0 | 0 | 0 | 0 | 0 | 26294.2982 | 26425.7697 | 26557.8986 | 548867.4575 | 75.7953 | 1654849.1062 | 0 | 0 | 0 | 0 | 0 | 0 | 0 | 0 | 0 | 2022.6383 | 4055.3898 | 6098.3051 | 37.8031 | 75.7953 | 113.9774
| 576 | Business | Food Service | Hot Water | Electric | 02-191 | 02-191.03 | Water Heaters | [02-191]_Business_Hot Water_Water Heater - Heat Pump Water Heater (HPWH)_< 55 gallons_ROB_Electric_per unit | Electric Storage (UEF = 0.90) | Heat Pump (UEF = 2,0) | ENGINEER | 1874.5518 | 0 | 0 | 0 | 0.29013 | 0 | 1338 | 13 | 0.445 | 0.29785 | 0.42861 | 0.11215 | 0.16139 | 0.86 | 1 | Replace on Burnout | 16.4207 | 0.063844 | 20957.4896 | 0 | 0 | 0 | 81.4827 | 1310.8469 | 0 | 0 | 0 | 594.5543 | 0 | 0 | 2286.4814 | 559.7318 | 1726.7496 | 4.085 | 1298.9556 | 0 | 0 | 0 | 600.6416 | 0 | 0 | 2279.5165 | 559.7318 | 1719.7848 | 4.0725 | 1298.5097 | 0 | 0 | 0 | 607.6768 | 0 | 0 | 2287.4238 | 559.7318 | 1727.6921 | 4.0866 | per unit | 0.5578 | 894.1477 | 0.005 | 111436.6031 | 0 | 0 | 0 | 410.6564 | 7.6752 | 111993.7861 | 0 | 0 | 0 | 7.7135 | 112553.7551 | 0 | 0 | 0 | 7.7521 | 111436.6031 | 223430.3892 | 335984.1443 | 0 | 0 | 0 | 0 | 0 | 0 | 0 | 0 | 0 | 410.6564 | 823.3661 | 1238.1394 | 7.6752 | 15.3887 | 23.1408 | 111436.6031 | 0 | 0 | 0 | 410.6564 | 7.6752 | 111993.7861 | 0 | 0 | 0 | 7.7135 | 112553.7551 | 0 | 0 | 0 | 7.7521 | 111436.6031 | 15.3887 | 335984.1443 | 0 | 0 | 0 | 0 | 0 | 0 | 0 | 0 | 0 | 410.6564 | 823.3661 | 1238.1394 | 7.6752 | 15.3887 | 23.1408 | 2009.1521 | 8207.3046 | 2009.1521 | 13319.1748 | 2793.5869 | 2022.4274 | 8236.3679 | 2022.4274 | 13419.282 | 2812.0452 | 2076.5024 | 8485.9239 | 2076.5024 | 13933.7135 | 2887.2328 | 3.5895 | 3.6132 | 3.7098 | 0.0039945 | 0.0039746 | 0.0039548 | 5786.6709 | 0 | 0 | 0 | 21.3245 | 0.39856 | 5824.9057 | 0 | 0 | 0 | 21.4654 | 0.40119 | 5980.6501 | 0 | 0 | 0 | 22.0394 | 0.41192 | 75226.7222 | 75723.7736 | 77748.4518 | 0 | 0 | 0 | 0 | 0 | 0 | 0 | 0 | 0 | 277.2189 | 279.0506 | 286.5118 | 5786.6709 | 0.79974 | 17592.2267 | 0 | 0 | 0 | 0 | 0 | 0 | 0 | 0 | 0 | 21.3245 | 42.79 | 64.8293 | 0.39856 | 0.79974 | 1.2117 | 1 | 1 | 1 | 1 | 1 | 1 | 1 | 1003.5 | 1282.9814 | 2.2785 | 1003.5 | 1276.0165 | 2.2716 | 1003.5 | 1283.9238 | 2.2794 | 111436.6031 | 0 | 0 | 0 | 410.6564 | 7.6752 | 111993.7861 | 0 | 0 | 0 | 7.7135 | 112553.7551 | 0 | 0 | 0 | 7.7521 | 111436.6031 | 15.3887 | 335984.1443 | 0 | 0 | 0 | 0 | 0 | 0 | 0 | 0 | 0 | 410.6564 | 823.3661 | 1238.1394 | 7.6752 | 15.3887 | 23.1408 | 26341.8372 | 60020.0504 | 26341.8372 | 97403.1768 | 8780.6124 | 26488.1827 | 60169.657 | 26488.1827 | 98032.7252 | 8829.3942 | 26802.8583 | 61095.6622 | 26802.8583 | 100317.8278 | 8934.2861 | 26.25 | 26.3958 | 26.7094 | 0.029211 | 0.029066 | 0.028922 | 42317.9471 | 0 | 0 | 0 | 155.9464 | 2.9146 | 42553.05 | 0 | 0 | 0 | 156.8128 | 2.9308 | 43058.5738 | 0 | 0 | 0 | 158.6757 | 2.9657 | 550133.3124 | 553189.65 | 559761.4598 | 0 | 0 | 0 | 0 | 0 | 0 | 0 | 0 | 0 | 2027.3031 | 2038.5661 | 2062.784 | 42317.9471 | 5.8455 | 127929.5709 | 0 | 0 | 0 | 0 | 0 | 0 | 0 | 0 | 0 | 155.9464 | 312.7592 | 471.4349 | 2.9146 | 5.8455 | 8.8111 | 1338 | 948.4814 | 1.7089 | 1338 | 941.5165 | 1.7037 | 1338 | 949.4238 | 1.7096 | 111436.6031 | 0 | 0 | 0 | 410.6564 | 7.6752 | 111993.7861 | 0 | 0 | 0 | 7.7135 | 112553.7551 | 0 | 0 | 0 | 7.7521 | 111436.6031 | 15.3887 | 335984.1443 | 0 | 0 | 0 | 0 | 0 | 0 | 0 | 0 | 0 | 410.6564 | 823.3661 | 1238.1394 | 7.6752 | 15.3887 | 23.1408 | 60117.5714 | 102733.7133 | 60117.5714 | 166720.7871 | 0 | 60418.1593 | 102932.8804 | 60418.1593 | 167705.639 | 0 | 60720.2501 | 103806.3882 | 60720.2501 | 170447.9663 | 0 | 44.9309 | 45.1556 | 45.3814 | 0.05 | 0.049751 | 0.049504 | 72433.792 | 0 | 0 | 0 | 266.9267 | 4.9889 | 72795.961 | 0 | 0 | 0 | 268.2613 | 5.0138 | 73159.9408 | 0 | 0 | 0 | 269.6026 | 5.0389 | 941639.2963 | 946347.4927 | 951079.2302 | 0 | 0 | 0 | 0 | 0 | 0 | 0 | 0 | 0 | 3470.0467 | 3487.397 | 3504.834 | 72433.792 | 10.0027 | 218389.6938 | 0 | 0 | 0 | 0 | 0 | 0 | 0 | 0 | 0 | 266.9267 | 535.188 | 804.7906 | 4.9889 | 10.0027 | 15.0415
| 577 | Business | Healthcare/Hospitals | Hot Water | Electric | 02-191 | 02-191.04 | Water Heaters | [02-191]_Business_Hot Water_Water Heater - Heat Pump Water Heater (HPWH)_< 55 gallons_ROB_Electric_per unit | Electric Storage (UEF = 0.90) | Heat Pump (UEF = 2,0) | ENGINEER | 3024.1389 | 0 | 0 | 0 | 0.46806 | 0 | 1338 | 13 | 0.445 | 0.29785 | 0.42861 | 0.11215 | 0.16139 | 0.86 | 1 | Replace on Burnout | 10.1786 | 0.039574 | 33809.8727 | 0 | 0 | 0 | 131.4528 | 2114.7364 | 0 | 0 | 0 | 959.1704 | 0 | 0 | 3073.9068 | 460.0679 | 2613.839 | 6.6814 | 2095.5526 | 0 | 0 | 0 | 968.9908 | 0 | 0 | 3064.5434 | 460.0679 | 2604.4756 | 6.6611 | 2094.8334 | 0 | 0 | 0 | 980.3405 | 0 | 0 | 3075.1739 | 460.0679 | 2615.106 | 6.6842 | per unit | 0.61965 | 1682.9776 | 0.005 | 338377.2997 | 0 | 0 | 0 | 1246.9584 | 23.3057 | 340069.1862 | 0 | 0 | 0 | 23.4222 | 341769.5321 | 0 | 0 | 0 | 23.5393 | 338377.2997 | 678446.4859 | 1020216.018 | 0 | 0 | 0 | 0 | 0 | 0 | 0 | 0 | 0 | 1246.9584 | 2500.1516 | 3759.6108 | 23.3057 | 46.7279 | 70.2672 | 338377.2997 | 0 | 0 | 0 | 1246.9584 | 23.3057 | 340069.1862 | 0 | 0 | 0 | 23.4222 | 341769.5321 | 0 | 0 | 0 | 23.5393 | 338377.2997 | 46.7279 | 1020216.018 | 0 | 0 | 0 | 0 | 0 | 0 | 0 | 0 | 0 | 1246.9584 | 2500.1516 | 3759.6108 | 23.3057 | 46.7279 | 70.2672 | 2982.5695 | 19927.8004 | 2982.5695 | 32310.2882 | 5691.5376 | 3003.5675 | 20006.9681 | 3003.5675 | 32571.8661 | 5731.6075 | 3084.05 | 20614.3278 | 3084.05 | 33824.3814 | 5885.1895 | 6.4829 | 6.5285 | 6.7035 | 0.0038329 | 0.0038138 | 0.0037948 | 16860.4378 | 0 | 0 | 0 | 62.1326 | 1.1613 | 16979.1398 | 0 | 0 | 0 | 62.57 | 1.1694 | 17434.1063 | 0 | 0 | 0 | 64.2466 | 1.2008 | 219185.6908 | 220728.817 | 226643.3816 | 0 | 0 | 0 | 0 | 0 | 0 | 0 | 0 | 0 | 807.7239 | 813.4105 | 835.2064 | 16860.4378 | 2.3307 | 51273.6838 | 0 | 0 | 0 | 0 | 0 | 0 | 0 | 0 | 0 | 62.1326 | 124.7026 | 188.9493 | 1.1613 | 2.3307 | 3.5315 | 1 | 1 | 1 | 1 | 1 | 1 | 1 | 1003.5 | 2070.4068 | 3.0632 | 1003.5 | 2061.0434 | 3.0539 | 1003.5 | 2071.6739 | 3.0644 | 338377.2997 | 0 | 0 | 0 | 1246.9584 | 23.3057 | 340069.1862 | 0 | 0 | 0 | 23.4222 | 341769.5321 | 0 | 0 | 0 | 23.5393 | 338377.2997 | 46.7279 | 1020216.018 | 0 | 0 | 0 | 0 | 0 | 0 | 0 | 0 | 0 | 1246.9584 | 2500.1516 | 3759.6108 | 23.3057 | 46.7279 | 70.2672 | 57863.25 | 177245.8795 | 57863.25 | 287380.7112 | 19287.75 | 58178.3835 | 177668.3436 | 58178.3835 | 289248.6994 | 19392.7945 | 58760.2566 | 180067.7673 | 58760.2566 | 295458.6196 | 19586.7522 | 57.6614 | 57.9755 | 58.5553 | 0.034091 | 0.033921 | 0.033753 | 149963.5214 | 0 | 0 | 0 | 552.6324 | 10.3287 | 150780.2493 | 0 | 0 | 0 | 555.6422 | 10.385 | 152288.2831 | 0 | 0 | 0 | 561.1995 | 10.4888 | 1949525.7785 | 1960143.2415 | 1979747.6804 | 0 | 0 | 0 | 0 | 0 | 0 | 0 | 0 | 0 | 7184.2218 | 7223.3484 | 7295.5929 | 149963.5214 | 20.7137 | 453032.0539 | 0 | 0 | 0 | 0 | 0 | 0 | 0 | 0 | 0 | 552.6324 | 1108.2746 | 1669.4741 | 10.3287 | 20.7137 | 31.2025 | 1338 | 1735.9068 | 2.2974 | 1338 | 1726.5434 | 2.2904 | 1338 | 1737.1739 | 2.2983 | 338377.2997 | 0 | 0 | 0 | 1246.9584 | 23.3057 | 340069.1862 | 0 | 0 | 0 | 23.4222 | 341769.5321 | 0 | 0 | 0 | 23.5393 | 338377.2997 | 46.7279 | 1020216.018 | 0 | 0 | 0 | 0 | 0 | 0 | 0 | 0 | 0 | 1246.9584 | 2500.1516 | 3759.6108 | 23.3057 | 46.7279 | 70.2672 | 113154.1552 | 259959.142 | 113154.1552 | 421489.308 | 0 | 113719.926 | 260463.1178 | 113719.926 | 424040.7524 | 0 | 114288.5256 | 262673.457 | 114288.5256 | 430999.6073 | 0 | 84.5696 | 84.9925 | 85.4174 | 0.05 | 0.049751 | 0.049504 | 219945.2448 | 0 | 0 | 0 | 810.523 | 15.1487 | 221044.971 | 0 | 0 | 0 | 814.5756 | 15.2244 | 222150.1959 | 0 | 0 | 0 | 818.6485 | 15.3005 | 2859288.1823 | 2873584.6232 | 2887952.5464 | 0 | 0 | 0 | 0 | 0 | 0 | 0 | 0 | 0 | 10536.7986 | 10589.4826 | 10642.43 | 219945.2448 | 30.3731 | 663140.4117 | 0 | 0 | 0 | 0 | 0 | 0 | 0 | 0 | 0 | 810.523 | 1625.0986 | 2443.747 | 15.1487 | 30.3731 | 45.6737
| 578 | Business | Campus/Education | Hot Water | Electric | 02-191 | 02-191.05 | Water Heaters | [02-191]_Business_Hot Water_Water Heater - Heat Pump Water Heater (HPWH)_< 55 gallons_ROB_Electric_per unit | Electric Storage (UEF = 0.90) | Heat Pump (UEF = 2,0) | ENGINEER | 2353.0286 | 0 | 0 | 0 | 0.36419 | 0 | 1338 | 13 | 0.445 | 0.29785 | 0.42861 | 0.11215 | 0.16139 | 0.86 | 1 | Replace on Burnout | 13.0816 | 0.050861 | 26306.8599 | 0 | 0 | 0 | 102.2811 | 1645.4388 | 0 | 0 | 0 | 746.3134 | 0 | 0 | 2391.7522 | 460.0679 | 1931.6843 | 5.1987 | 1630.5122 | 0 | 0 | 0 | 753.9545 | 0 | 0 | 2384.4667 | 460.0679 | 1924.3988 | 5.1829 | 1629.9526 | 0 | 0 | 0 | 762.7854 | 0 | 0 | 2392.738 | 460.0679 | 1932.6701 | 5.2008 | per unit | 0.85806 | 1948.6462 | 0.005 | 304846.6094 | 0 | 0 | 0 | 1123.394 | 20.9962 | 306370.8424 | 0 | 0 | 0 | 21.1012 | 307902.6966 | 0 | 0 | 0 | 21.2067 | 304846.6094 | 611217.4518 | 919120.1484 | 0 | 0 | 0 | 0 | 0 | 0 | 0 | 0 | 0 | 1123.394 | 2252.4051 | 3387.0611 | 20.9962 | 42.0975 | 63.3042 | 304846.6094 | 0 | 0 | 0 | 1123.394 | 20.9962 | 306370.8424 | 0 | 0 | 0 | 21.1012 | 307902.6966 | 0 | 0 | 0 | 21.2067 | 304846.6094 | 42.0975 | 919120.1484 | 0 | 0 | 0 | 0 | 0 | 0 | 0 | 0 | 0 | 1123.394 | 2252.4051 | 3387.0611 | 20.9962 | 42.0975 | 63.3042 | 2062.4976 | 10722.2942 | 2062.4976 | 17267.3083 | 3935.7951 | 2076.7312 | 10763.4037 | 2076.7312 | 17402.7002 | 3962.9566 | 2136.619 | 11112.2073 | 2136.619 | 18107.0141 | 4077.2386 | 4.483 | 4.514 | 4.6441 | 0.0022891 | 0.0022778 | 0.0022664 | 9071.878 | 0 | 0 | 0 | 33.4309 | 0.62482 | 9134.4843 | 0 | 0 | 0 | 33.6616 | 0.62914 | 9397.9006 | 0 | 0 | 0 | 34.6323 | 0.64728 | 117934.4137 | 118748.2963 | 122172.7072 | 0 | 0 | 0 | 0 | 0 | 0 | 0 | 0 | 0 | 434.6016 | 437.6008 | 450.2202 | 9071.878 | 1.254 | 27604.2629 | 0 | 0 | 0 | 0 | 0 | 0 | 0 | 0 | 0 | 33.4309 | 67.0925 | 101.7248 | 0.62482 | 1.254 | 1.9012 | 1 | 1 | 1 | 1 | 1 | 1 | 1 | 1003.5 | 1388.2522 | 2.3834 | 1003.5 | 1380.9667 | 2.3762 | 1003.5 | 1389.238 | 2.3844 | 304846.6094 | 0 | 0 | 0 | 1123.394 | 20.9962 | 306370.8424 | 0 | 0 | 0 | 21.1012 | 307902.6966 | 0 | 0 | 0 | 21.2067 | 304846.6094 | 42.0975 | 919120.1484 | 0 | 0 | 0 | 0 | 0 | 0 | 0 | 0 | 0 | 1123.394 | 2252.4051 | 3387.0611 | 20.9962 | 42.0975 | 63.3042 | 58711.2701 | 139933.0422 | 58711.2701 | 225349.8126 | 19570.4234 | 59038.015 | 140283.1877 | 59038.015 | 226815.4491 | 19679.3383 | 59723.7902 | 142404.9654 | 59723.7902 | 232044.6922 | 19907.9301 | 58.5065 | 58.8321 | 59.5155 | 0.029875 | 0.029726 | 0.029578 | 118394.0175 | 0 | 0 | 0 | 436.2953 | 8.1544 | 119052.914 | 0 | 0 | 0 | 438.7234 | 8.1997 | 120435.8116 | 0 | 0 | 0 | 443.8195 | 8.295 | 1539122.2276 | 1547687.8815 | 1565665.5502 | 0 | 0 | 0 | 0 | 0 | 0 | 0 | 0 | 0 | 5671.8386 | 5703.404 | 5769.6537 | 118394.0175 | 16.3541 | 357882.743 | 0 | 0 | 0 | 0 | 0 | 0 | 0 | 0 | 0 | 436.2953 | 875.0187 | 1318.8382 | 8.1544 | 16.3541 | 24.6491 | 1338 | 1053.7522 | 1.7876 | 1338 | 1046.4667 | 1.7821 | 1338 | 1054.738 | 1.7883 | 304846.6094 | 0 | 0 | 0 | 1123.394 | 20.9962 | 306370.8424 | 0 | 0 | 0 | 21.1012 | 307902.6966 | 0 | 0 | 0 | 21.2067 | 304846.6094 | 42.0975 | 919120.1484 | 0 | 0 | 0 | 0 | 0 | 0 | 0 | 0 | 0 | 1123.394 | 2252.4051 | 3387.0611 | 20.9962 | 42.0975 | 63.3042 | 131016.2545 | 234199.1117 | 131016.2545 | 377156.9969 | 0 | 131671.3358 | 234653.1473 | 131671.3358 | 379396.5611 | 0 | 132329.6924 | 236644.4581 | 132329.6924 | 385605.1668 | 0 | 97.9195 | 98.4091 | 98.9011 | 0.05 | 0.049751 | 0.049504 | 198150.2961 | 0 | 0 | 0 | 730.2061 | 13.6476 | 199141.0476 | 0 | 0 | 0 | 733.8572 | 13.7158 | 200136.7528 | 0 | 0 | 0 | 737.5264 | 13.7844 | 2575953.8492 | 2588833.6185 | 2601777.7866 | 0 | 0 | 0 | 0 | 0 | 0 | 0 | 0 | 0 | 9492.6797 | 9540.1431 | 9587.8438 | 198150.2961 | 27.3634 | 597428.0965 | 0 | 0 | 0 | 0 | 0 | 0 | 0 | 0 | 0 | 730.2061 | 1464.0633 | 2201.5897 | 13.6476 | 27.3634 | 41.1477
| 579 | Business | Warehouse | Hot Water | Electric | 02-191 | 02-191.06 | Water Heaters | [02-191]_Business_Hot Water_Water Heater - Heat Pump Water Heater (HPWH)_< 55 gallons_ROB_Electric_per unit | Electric Storage (UEF = 0.90) | Heat Pump (UEF = 2,0) | ENGINEER | 1412.6457 | 0 | 0 | 0 | 0.21864 | 0 | 1338 | 13 | 0.445 | 0.29785 | 0.42861 | 0.11215 | 0.16139 | 0.86 | 1 | Replace on Burnout | 21.7899 | 0.084719 | 15793.3789 | 0 | 0 | 0 | 61.4047 | 987.8426 | 0 | 0 | 0 | 448.0508 | 0 | 0 | 1435.8935 | 559.7318 | 876.1617 | 2.5653 | 978.8814 | 0 | 0 | 0 | 452.6382 | 0 | 0 | 1431.5196 | 559.7318 | 871.7878 | 2.5575 | 978.5455 | 0 | 0 | 0 | 457.9399 | 0 | 0 | 1436.4853 | 559.7318 | 876.7536 | 2.5664 | per unit | 0.79149 | 1643.134 | 0.005 | 154321.841 | 0 | 0 | 0 | 568.6933 | 10.6289 | 155093.4502 | 0 | 0 | 0 | 10.682 | 155868.9175 | 0 | 0 | 0 | 10.7354 | 154321.841 | 309415.2913 | 465284.2087 | 0 | 0 | 0 | 0 | 0 | 0 | 0 | 0 | 0 | 568.6933 | 1140.2302 | 1714.6247 | 10.6289 | 21.3109 | 32.0464 | 154321.841 | 0 | 0 | 0 | 568.6933 | 10.6289 | 155093.4502 | 0 | 0 | 0 | 10.682 | 155868.9175 | 0 | 0 | 0 | 10.7354 | 154321.841 | 21.3109 | 465284.2087 | 0 | 0 | 0 | 0 | 0 | 0 | 0 | 0 | 0 | 568.6933 | 1140.2302 | 1714.6247 | 10.6289 | 21.3109 | 32.0464 | 4210.2648 | 10800.6945 | 4210.2648 | 17550.677 | 5854.0816 | 4239.417 | 10842.3518 | 4239.417 | 17689.1544 | 5894.6159 | 4353.1743 | 11171.9069 | 4353.1743 | 18369.3963 | 6052.7875 | 7.5219 | 7.574 | 7.7773 | 0.004555 | 0.0045324 | 0.0045098 | 9138.2106 | 0 | 0 | 0 | 33.6753 | 0.62939 | 9201.4845 | 0 | 0 | 0 | 33.9085 | 0.63375 | 9448.3901 | 0 | 0 | 0 | 34.8184 | 0.65076 | 118796.7384 | 119619.2987 | 122829.0717 | 0 | 0 | 0 | 0 | 0 | 0 | 0 | 0 | 0 | 437.7793 | 440.8106 | 452.6389 | 9138.2106 | 1.2631 | 27788.0853 | 0 | 0 | 0 | 0 | 0 | 0 | 0 | 0 | 0 | 33.6753 | 67.5838 | 102.4022 | 0.62939 | 1.2631 | 1.9139 | 1 | 1 | 1 | 1 | 1 | 1 | 1 | 1003.5 | 432.3935 | 1.4309 | 1003.5 | 428.0196 | 1.4265 | 1003.5 | 432.9853 | 1.4315 | 154321.841 | 0 | 0 | 0 | 568.6933 | 10.6289 | 155093.4502 | 0 | 0 | 0 | 10.682 | 155868.9175 | 0 | 0 | 0 | 10.7354 | 154321.841 | 21.3109 | 465284.2087 | 0 | 0 | 0 | 0 | 0 | 0 | 0 | 0 | 0 | 568.6933 | 1140.2302 | 1714.6247 | 10.6289 | 21.3109 | 32.0464 | 48272.1961 | 69071.9793 | 48272.1961 | 112239.0783 | 16090.732 | 48543.5952 | 69248.7375 | 48543.5952 | 112978.4045 | 16181.1984 | 49124.1936 | 70320.0627 | 49124.1936 | 115623.6901 | 16374.7312 | 48.1038 | 48.3743 | 48.9529 | 0.02913 | 0.028985 | 0.028841 | 58440.1583 | 0 | 0 | 0 | 215.3586 | 4.0251 | 58768.7243 | 0 | 0 | 0 | 216.5694 | 4.0477 | 59471.6188 | 0 | 0 | 0 | 219.1596 | 4.0961 | 759722.0575 | 763993.4161 | 773131.0444 | 0 | 0 | 0 | 0 | 0 | 0 | 0 | 0 | 0 | 2799.6612 | 2815.4017 | 2849.0749 | 58440.1583 | 8.0727 | 176680.5014 | 0 | 0 | 0 | 0 | 0 | 0 | 0 | 0 | 0 | 215.3586 | 431.9279 | 651.0875 | 4.0251 | 8.0727 | 12.1688 | 1338 | 97.8935 | 1.0732 | 1338 | 93.5196 | 1.0699 | 1338 | 98.4853 | 1.0736 | 154321.841 | 0 | 0 | 0 | 568.6933 | 10.6289 | 155093.4502 | 0 | 0 | 0 | 10.682 | 155868.9175 | 0 | 0 | 0 | 10.7354 | 154321.841 | 21.3109 | 465284.2087 | 0 | 0 | 0 | 0 | 0 | 0 | 0 | 0 | 0 | 568.6933 | 1140.2302 | 1714.6247 | 10.6289 | 21.3109 | 32.0464 | 118973.3927 | 127677.9655 | 118973.3927 | 207471.3553 | 0 | 119568.2597 | 127925.4913 | 119568.2597 | 208708.7567 | 0 | 120166.101 | 129011.0912 | 120166.101 | 212126.3528 | 0 | 88.9188 | 89.3634 | 89.8102 | 0.053846 | 0.053578 | 0.053312 | 108025.2887 | 0 | 0 | 0 | 398.0853 | 7.4402 | 108565.4152 | 0 | 0 | 0 | 400.0758 | 7.4774 | 109108.2422 | 0 | 0 | 0 | 402.0761 | 7.5148 | 1404328.7533 | 1411350.3971 | 1418407.1491 | 0 | 0 | 0 | 0 | 0 | 0 | 0 | 0 | 0 | 5175.1094 | 5200.985 | 5226.9899 | 108025.2887 | 14.9176 | 325698.9461 | 0 | 0 | 0 | 0 | 0 | 0 | 0 | 0 | 0 | 398.0853 | 798.1611 | 1200.2373 | 7.4402 | 14.9176 | 22.4324
| 580 | Business | Lodging | Hot Water | Electric | 02-191 | 02-191.07 | Water Heaters | [02-191]_Business_Hot Water_Water Heater - Heat Pump Water Heater (HPWH)_< 55 gallons_ROB_Electric_per unit | Electric Storage (UEF = 0.90) | Heat Pump (UEF = 2,0) | ENGINEER | 3332.7668 | 0 | 0 | 0 | 0.51583 | 0 | 1338 | 13 | 0.445 | 0.29785 | 0.42861 | 0.11215 | 0.16139 | 0.86 | 1 | Replace on Burnout | 9.236 | 0.03591 | 37260.3324 | 0 | 0 | 0 | 144.8682 | 2330.5554 | 0 | 0 | 0 | 1057.0584 | 0 | 0 | 3387.6138 | 460.0679 | 2927.5459 | 7.3633 | 2309.4138 | 0 | 0 | 0 | 1067.881 | 0 | 0 | 3377.2948 | 460.0679 | 2917.2269 | 7.3409 | 2308.6212 | 0 | 0 | 0 | 1080.3889 | 0 | 0 | 3389.0101 | 460.0679 | 2928.9422 | 7.3663 | per unit | 0.7313 | 2096.6376 | 0.005 | 464568.1785 | 0 | 0 | 0 | 1711.986 | 31.997 | 466891.0194 | 0 | 0 | 0 | 32.157 | 469225.4745 | 0 | 0 | 0 | 32.3178 | 464568.1785 | 931459.198 | 1400684.6725 | 0 | 0 | 0 | 0 | 0 | 0 | 0 | 0 | 0 | 1711.986 | 3432.5319 | 5161.6806 | 31.997 | 64.1541 | 96.4719 | 464568.1785 | 0 | 0 | 0 | 1711.986 | 31.997 | 466891.0194 | 0 | 0 | 0 | 32.157 | 469225.4745 | 0 | 0 | 0 | 32.3178 | 464568.1785 | 64.1541 | 1400684.6725 | 0 | 0 | 0 | 0 | 0 | 0 | 0 | 0 | 0 | 1711.986 | 3432.5319 | 5161.6806 | 31.997 | 64.1541 | 96.4719 | 10781.4319 | 79386.8242 | 10781.4319 | 127219.7313 | 20573.8459 | 10848.0489 | 79634.031 | 10848.0489 | 128113.7743 | 20700.969 | 11080.8842 | 81625.4095 | 11080.8842 | 132338.5818 | 21145.2807 | 23.4344 | 23.5792 | 24.0853 | 0.011122 | 0.011066 | 0.011011 | 67167.3031 | 0 | 0 | 0 | 247.5191 | 4.6261 | 67582.3211 | 0 | 0 | 0 | 249.0485 | 4.6547 | 69032.8628 | 0 | 0 | 0 | 254.3939 | 4.7546 | 873174.94 | 878570.1748 | 897427.2165 | 0 | 0 | 0 | 0 | 0 | 0 | 0 | 0 | 0 | 3217.7479 | 3237.6299 | 3307.1202 | 67167.3031 | 9.2809 | 203782.487 | 0 | 0 | 0 | 0 | 0 | 0 | 0 | 0 | 0 | 247.5191 | 496.5675 | 750.9614 | 4.6261 | 9.2809 | 14.0355 | 1 | 1 | 1 | 1 | 1 | 1 | 1 | 1003.5 | 2384.1138 | 3.3758 | 1003.5 | 2373.7948 | 3.3655 | 1003.5 | 2385.5101 | 3.3772 | 464568.1785 | 0 | 0 | 0 | 1711.986 | 31.997 | 466891.0194 | 0 | 0 | 0 | 32.157 | 469225.4745 | 0 | 0 | 0 | 32.3178 | 464568.1785 | 64.1541 | 1400684.6725 | 0 | 0 | 0 | 0 | 0 | 0 | 0 | 0 | 0 | 1711.986 | 3432.5319 | 5161.6806 | 31.997 | 64.1541 | 96.4719 | 87696.3513 | 296045.2093 | 87696.3513 | 474421.1949 | 29232.1171 | 88155.0127 | 296687.0591 | 88155.0127 | 477304.721 | 29385.0042 | 88858.0989 | 300090.676 | 88858.0989 | 486534.4591 | 29619.3663 | 87.3905 | 87.8475 | 88.5482 | 0.041474 | 0.041268 | 0.041062 | 250476.8077 | 0 | 0 | 0 | 923.0352 | 17.2515 | 251786.8285 | 0 | 0 | 0 | 927.8628 | 17.3418 | 253794.9712 | 0 | 0 | 0 | 935.263 | 17.4801 | 3256198.5006 | 3273228.7709 | 3299334.6261 | 0 | 0 | 0 | 0 | 0 | 0 | 0 | 0 | 0 | 11999.4578 | 12062.2162 | 12158.4193 | 250476.8077 | 34.5933 | 756058.6075 | 0 | 0 | 0 | 0 | 0 | 0 | 0 | 0 | 0 | 923.0352 | 1850.898 | 2786.161 | 17.2515 | 34.5933 | 52.0734 | 1338 | 2049.6138 | 2.5318 | 1338 | 2039.2948 | 2.5241 | 1338 | 2051.0101 | 2.5329 | 464568.1785 | 0 | 0 | 0 | 1711.986 | 31.997 | 466891.0194 | 0 | 0 | 0 | 32.157 | 469225.4745 | 0 | 0 | 0 | 32.3178 | 464568.1785 | 64.1541 | 1400684.6725 | 0 | 0 | 0 | 0 | 0 | 0 | 0 | 0 | 0 | 1711.986 | 3432.5319 | 5161.6806 | 31.997 | 64.1541 | 96.4719 | 151809.951 | 384359.8512 | 151809.951 | 615948.0179 | 0 | 152569.0007 | 385104.9994 | 152569.0007 | 619549.8881 | 0 | 153331.8457 | 388373.073 | 153331.8457 | 629665.958 | 0 | 113.4604 | 114.0277 | 114.5978 | 0.053846 | 0.053578 | 0.053312 | 325197.725 | 0 | 0 | 0 | 1198.3902 | 22.3979 | 326823.7136 | 0 | 0 | 0 | 1204.3822 | 22.5099 | 328457.8322 | 0 | 0 | 0 | 1210.4041 | 22.6225 | 4227570.4246 | 4248708.2768 | 4269951.8181 | 0 | 0 | 0 | 0 | 0 | 0 | 0 | 0 | 0 | 15579.0726 | 15656.968 | 15735.2528 | 325197.725 | 44.9078 | 980479.2707 | 0 | 0 | 0 | 0 | 0 | 0 | 0 | 0 | 0 | 1198.3902 | 2402.7724 | 3613.1764 | 22.3979 | 44.9078 | 67.5303
| 581 | Business | Other Commercial | Hot Water | Electric | 02-191 | 02-191.08 | Water Heaters | [02-191]_Business_Hot Water_Water Heater - Heat Pump Water Heater (HPWH)_< 55 gallons_ROB_Electric_per unit | Electric Storage (UEF = 0.90) | Heat Pump (UEF = 2,0) | ENGINEER | 1412.6457 | 0 | 0 | 0 | 0.21864 | 0 | 1338 | 13 | 0.445 | 0.29785 | 0.42861 | 0.11215 | 0.16139 | 0.86 | 1 | Replace on Burnout | 21.7899 | 0.084719 | 15793.3789 | 0 | 0 | 0 | 61.4047 | 987.8426 | 0 | 0 | 0 | 448.0508 | 0 | 0 | 1435.8935 | 559.7318 | 876.1617 | 2.5653 | 978.8814 | 0 | 0 | 0 | 452.6382 | 0 | 0 | 1431.5196 | 559.7318 | 871.7878 | 2.5575 | 978.5455 | 0 | 0 | 0 | 457.9399 | 0 | 0 | 1436.4853 | 559.7318 | 876.7536 | 2.5664 | per unit | 0.75312 | 2861.8692 | 0.005 | 268784.4813 | 0 | 0 | 0 | 990.5011 | 18.5125 | 270128.4037 | 0 | 0 | 0 | 18.605 | 271479.0457 | 0 | 0 | 0 | 18.6981 | 268784.4813 | 538912.885 | 810391.9308 | 0 | 0 | 0 | 0 | 0 | 0 | 0 | 0 | 0 | 990.5011 | 1985.9546 | 2986.3854 | 18.5125 | 37.1175 | 55.8156 | 268784.4813 | 0 | 0 | 0 | 990.5011 | 18.5125 | 270128.4037 | 0 | 0 | 0 | 18.605 | 271479.0457 | 0 | 0 | 0 | 18.6981 | 268784.4813 | 37.1175 | 810391.9308 | 0 | 0 | 0 | 0 | 0 | 0 | 0 | 0 | 0 | 990.5011 | 1985.9546 | 2986.3854 | 18.5125 | 37.1175 | 55.8156 | 7337.7552 | 18823.7219 | 7337.7552 | 30594.6723 | 10202.6406 | 7383.8512 | 18884.2739 | 7383.8512 | 30815.3629 | 10266.7338 | 7581.9838 | 19458.2644 | 7581.9838 | 31999.9461 | 10542.2235 | 13.1094 | 13.1918 | 13.5457 | 0.0045579 | 0.0045353 | 0.0045127 | 15926.3032 | 0 | 0 | 0 | 58.6902 | 1.0969 | 16026.3526 | 0 | 0 | 0 | 59.0589 | 1.1038 | 16456.3915 | 0 | 0 | 0 | 60.6437 | 1.1334 | 207041.9416 | 208342.5842 | 213933.0901 | 0 | 0 | 0 | 0 | 0 | 0 | 0 | 0 | 0 | 762.9728 | 767.7659 | 788.3675 | 15926.3032 | 2.2007 | 48409.0474 | 0 | 0 | 0 | 0 | 0 | 0 | 0 | 0 | 0 | 58.6902 | 117.7491 | 178.3928 | 1.0969 | 2.2007 | 3.3342 | 1 | 1 | 1 | 1 | 1 | 1 | 1 | 1003.5 | 432.3935 | 1.4309 | 1003.5 | 428.0196 | 1.4265 | 1003.5 | 432.9853 | 1.4315 | 268784.4813 | 0 | 0 | 0 | 990.5011 | 18.5125 | 270128.4037 | 0 | 0 | 0 | 18.605 | 271479.0457 | 0 | 0 | 0 | 18.6981 | 268784.4813 | 37.1175 | 810391.9308 | 0 | 0 | 0 | 0 | 0 | 0 | 0 | 0 | 0 | 990.5011 | 1985.9546 | 2986.3854 | 18.5125 | 37.1175 | 55.8156 | 84091.2313 | 120324.9128 | 84091.2313 | 195567.1309 | 28030.4104 | 84556.5182 | 120622.1358 | 84556.5182 | 196831.2319 | 28185.5061 | 85567.6782 | 122488.0055 | 85567.6782 | 201436.7514 | 28522.5594 | 83.7979 | 84.2616 | 85.2692 | 0.029135 | 0.02899 | 0.028846 | 101804.0458 | 0 | 0 | 0 | 375.1594 | 7.0117 | 102367.3399 | 0 | 0 | 0 | 377.2352 | 7.0505 | 103591.4886 | 0 | 0 | 0 | 381.7463 | 7.1348 | 1323452.5951 | 1330775.4181 | 1346689.3515 | 0 | 0 | 0 | 0 | 0 | 0 | 0 | 0 | 0 | 4877.0717 | 4904.0571 | 4962.7018 | 101804.0458 | 14.0623 | 307762.8742 | 0 | 0 | 0 | 0 | 0 | 0 | 0 | 0 | 0 | 375.1594 | 752.3945 | 1134.1408 | 7.0117 | 14.0623 | 21.1971 | 1338 | 97.8935 | 1.0732 | 1338 | 93.5196 | 1.0699 | 1338 | 98.4853 | 1.0736 | 268784.4813 | 0 | 0 | 0 | 990.5011 | 18.5125 | 270128.4037 | 0 | 0 | 0 | 18.605 | 271479.0457 | 0 | 0 | 0 | 18.6981 | 268784.4813 | 37.1175 | 810391.9308 | 0 | 0 | 0 | 0 | 0 | 0 | 0 | 0 | 0 | 990.5011 | 1985.9546 | 2986.3854 | 18.5125 | 37.1175 | 55.8156 | 207217.6008 | 222378.4754 | 207217.6008 | 361437.3731 | 0 | 208253.6889 | 222809.5946 | 208253.6889 | 363580.7533 | 0 | 209294.9573 | 224700.3988 | 209294.9573 | 369529.3933 | 0 | 154.8712 | 155.6455 | 156.4237 | 0.053846 | 0.053578 | 0.053312 | 188149.1369 | 0 | 0 | 0 | 693.3507 | 12.9587 | 189089.8826 | 0 | 0 | 0 | 696.8175 | 13.0235 | 190035.332 | 0 | 0 | 0 | 700.3016 | 13.0886 | 2445938.7799 | 2458168.4738 | 2470459.3162 | 0 | 0 | 0 | 0 | 0 | 0 | 0 | 0 | 0 | 9013.5596 | 9058.6274 | 9103.9205 | 188149.1369 | 25.9823 | 567274.3515 | 0 | 0 | 0 | 0 | 0 | 0 | 0 | 0 | 0 | 693.3507 | 1390.1682 | 2090.4698 | 12.9587 | 25.9823 | 39.0709
| 582 | Business | Food Sales | Hot Water | Electric | 02-191 | 02-191.09 | Water Heaters | [02-191]_Business_Hot Water_Water Heater - Heat Pump Water Heater (HPWH)_< 55 gallons_ROB_Electric_per unit | Electric Storage (UEF = 0.90) | Heat Pump (UEF = 2,0) | ENGINEER | 2783.8648 | 0 | 0 | 0 | 0.43087 | 0 | 1338 | 13 | 0.445 | 0.29785 | 0.42861 | 0.11215 | 0.16139 | 0.86 | 1 | Replace on Burnout | 11.0571 | 0.04299 | 31123.6089 | 0 | 0 | 0 | 121.0086 | 1946.7163 | 0 | 0 | 0 | 882.9624 | 0 | 0 | 2829.6786 | 460.0679 | 2369.6108 | 6.1506 | 1929.0566 | 0 | 0 | 0 | 892.0025 | 0 | 0 | 2821.0592 | 460.0679 | 2360.9913 | 6.1318 | 1928.3946 | 0 | 0 | 0 | 902.4504 | 0 | 0 | 2830.845 | 460.0679 | 2370.7771 | 6.1531 | per unit | 0.56369 | 1012.3871 | 0.005 | 187376.8378 | 0 | 0 | 0 | 690.5047 | 12.9055 | 188313.7219 | 0 | 0 | 0 | 12.9701 | 189255.2906 | 0 | 0 | 0 | 13.0349 | 187376.8378 | 375690.5597 | 564945.8503 | 0 | 0 | 0 | 0 | 0 | 0 | 0 | 0 | 0 | 690.5047 | 1384.462 | 2081.889 | 12.9055 | 25.8756 | 38.9105 | 187376.8378 | 0 | 0 | 0 | 690.5047 | 12.9055 | 188313.7219 | 0 | 0 | 0 | 12.9701 | 189255.2906 | 0 | 0 | 0 | 13.0349 | 187376.8378 | 25.8756 | 564945.8503 | 0 | 0 | 0 | 0 | 0 | 0 | 0 | 0 | 0 | 690.5047 | 1384.462 | 2081.889 | 12.9055 | 25.8756 | 38.9105 | 1498.9577 | 9219.441 | 1498.9577 | 14809.359 | 2860.4109 | 1509.3322 | 9254.9724 | 1509.3322 | 14924.9953 | 2880.2082 | 1550.5861 | 9540.9162 | 1550.5861 | 15505.9947 | 2958.9317 | 3.2581 | 3.2807 | 3.3703 | 0.0032022 | 0.0031863 | 0.0031705 | 7800.3497 | 0 | 0 | 0 | 28.7452 | 0.53725 | 7854.337 | 0 | 0 | 0 | 28.9441 | 0.54097 | 8069.0163 | 0 | 0 | 0 | 29.7352 | 0.55575 | 101404.5455 | 102106.3807 | 104897.2113 | 0 | 0 | 0 | 0 | 0 | 0 | 0 | 0 | 0 | 373.6872 | 376.2735 | 386.558 | 7800.3497 | 1.0782 | 23723.7029 | 0 | 0 | 0 | 0 | 0 | 0 | 0 | 0 | 0 | 28.7452 | 57.6893 | 87.4245 | 0.53725 | 1.0782 | 1.634 | 1 | 1 | 1 | 1 | 1 | 1 | 1 | 1003.5 | 1826.1786 | 2.8198 | 1003.5 | 1817.5592 | 2.8112 | 1003.5 | 1827.345 | 2.821 | 187376.8378 | 0 | 0 | 0 | 690.5047 | 12.9055 | 188313.7219 | 0 | 0 | 0 | 12.9701 | 189255.2906 | 0 | 0 | 0 | 13.0349 | 187376.8378 | 25.8756 | 564945.8503 | 0 | 0 | 0 | 0 | 0 | 0 | 0 | 0 | 0 | 690.5047 | 1384.462 | 2081.889 | 12.9055 | 25.8756 | 38.9105 | 33347.0658 | 94032.3661 | 33347.0658 | 151045.9332 | 11115.6886 | 33528.2943 | 94255.4076 | 33528.2943 | 152000.6177 | 11176.0981 | 33879.8163 | 95573.9984 | 33879.8163 | 155327.8413 | 11293.2721 | 33.2308 | 33.4114 | 33.7617 | 0.032661 | 0.032498 | 0.032337 | 79558.5476 | 0 | 0 | 0 | 293.1822 | 5.4796 | 79990.9178 | 0 | 0 | 0 | 294.7755 | 5.5094 | 80829.5696 | 0 | 0 | 0 | 297.8661 | 5.5671 | 1034261.1189 | 1039881.9314 | 1050784.4049 | 0 | 0 | 0 | 0 | 0 | 0 | 0 | 0 | 0 | 3811.3686 | 3832.0819 | 3872.2587 | 79558.5476 | 10.9889 | 240379.035 | 0 | 0 | 0 | 0 | 0 | 0 | 0 | 0 | 0 | 293.1822 | 587.9577 | 885.8238 | 5.4796 | 10.9889 | 16.5561 | 1338 | 1491.6786 | 2.1149 | 1338 | 1483.0592 | 2.1084 | 1338 | 1492.845 | 2.1157 | 187376.8378 | 0 | 0 | 0 | 690.5047 | 12.9055 | 188313.7219 | 0 | 0 | 0 | 12.9701 | 189255.2906 | 0 | 0 | 0 | 13.0349 | 187376.8378 | 25.8756 | 564945.8503 | 0 | 0 | 0 | 0 | 0 | 0 | 0 | 0 | 0 | 690.5047 | 1384.462 | 2081.889 | 12.9055 | 25.8756 | 38.9105 | 68067.3399 | 143952.6884 | 68067.3399 | 231233.8726 | 0 | 68407.6766 | 144231.7656 | 68407.6766 | 232594.7977 | 0 | 68749.715 | 145455.7436 | 68749.715 | 236396.1644 | 0 | 50.8725 | 51.1268 | 51.3824 | 0.05 | 0.049751 | 0.049504 | 121794.9445 | 0 | 0 | 0 | 448.8281 | 8.3886 | 122403.9193 | 0 | 0 | 0 | 451.0722 | 8.4305 | 123015.9389 | 0 | 0 | 0 | 453.3276 | 8.4727 | 1583334.279 | 1591250.9504 | 1599207.2052 | 0 | 0 | 0 | 0 | 0 | 0 | 0 | 0 | 0 | 5834.7649 | 5863.9388 | 5893.2585 | 121794.9445 | 16.8191 | 367214.8027 | 0 | 0 | 0 | 0 | 0 | 0 | 0 | 0 | 0 | 448.8281 | 899.9003 | 1353.2279 | 8.3886 | 16.8191 | 25.2918
| 583 | Business | Manufacturing/Industrial | Hot Water | Electric | 02-191 | 02-191.10 | Water Heaters | [02-191]_Business_Hot Water_Water Heater - Heat Pump Water Heater (HPWH)_< 55 gallons_ROB_Electric_per unit | Electric Storage (UEF = 0.90) | Heat Pump (UEF = 2,0) | ENGINEER | 1561.7813 | 0 | 0 | 0 | 0.24172 | 0 | 1338 | 13 | 0.445 | 0.29785 | 0.42861 | 0.11215 | 0.16139 | 0.86 | 1 | Replace on Burnout | 19.7091 | 0.076629 | 17460.7151 | 0 | 0 | 0 | 67.8873 | 1092.131 | 0 | 0 | 0 | 495.3524 | 0 | 0 | 1587.4834 | 460.0679 | 1127.4155 | 3.4505 | 1082.2237 | 0 | 0 | 0 | 500.424 | 0 | 0 | 1582.6478 | 460.0679 | 1122.5799 | 3.44 | 1081.8523 | 0 | 0 | 0 | 506.2854 | 0 | 0 | 1588.1377 | 460.0679 | 1128.0699 | 3.452 | per unit | 0.56077 | 2323.2752 | 0.005 | 241235.9603 | 0 | 0 | 0 | 888.9817 | 16.6151 | 242442.1401 | 0 | 0 | 0 | 16.6982 | 243654.3508 | 0 | 0 | 0 | 16.7816 | 241235.9603 | 483678.1005 | 727332.4513 | 0 | 0 | 0 | 0 | 0 | 0 | 0 | 0 | 0 | 888.9817 | 1782.4082 | 2680.3019 | 16.6151 | 33.3132 | 50.0949 | 241235.9603 | 0 | 0 | 0 | 888.9817 | 16.6151 | 242442.1401 | 0 | 0 | 0 | 16.6982 | 243654.3508 | 0 | 0 | 0 | 16.7816 | 241235.9603 | 33.3132 | 727332.4513 | 0 | 0 | 0 | 0 | 0 | 0 | 0 | 0 | 0 | 888.9817 | 1782.4082 | 2680.3019 | 16.6151 | 33.3132 | 50.0949 | 3098.8447 | 10692.6929 | 3098.8447 | 17155.5133 | 5913.4216 | 3121.0162 | 10736.3927 | 3121.0162 | 17294.2903 | 5955.7309 | 3210.7872 | 11083.5217 | 3210.7872 | 17992.8806 | 6127.0378 | 6.7356 | 6.7838 | 6.9789 | 0.0028848 | 0.0028704 | 0.0028561 | 9046.8331 | 0 | 0 | 0 | 33.3386 | 0.6231 | 9111.5611 | 0 | 0 | 0 | 33.5771 | 0.62756 | 9373.6404 | 0 | 0 | 0 | 34.5429 | 0.64561 | 117608.8298 | 118450.2948 | 121857.3251 | 0 | 0 | 0 | 0 | 0 | 0 | 0 | 0 | 0 | 433.4018 | 436.5027 | 449.058 | 9046.8331 | 1.2507 | 27532.0346 | 0 | 0 | 0 | 0 | 0 | 0 | 0 | 0 | 0 | 33.3386 | 66.9157 | 101.4586 | 0.6231 | 1.2507 | 1.8963 | 1 | 1 | 1 | 1 | 1 | 1 | 1 | 1003.5 | 583.9834 | 1.5819 | 1003.5 | 579.1478 | 1.5771 | 1003.5 | 584.6377 | 1.5826 | 241235.9603 | 0 | 0 | 0 | 888.9817 | 16.6151 | 242442.1401 | 0 | 0 | 0 | 16.6982 | 243654.3508 | 0 | 0 | 0 | 16.7816 | 241235.9603 | 33.3132 | 727332.4513 | 0 | 0 | 0 | 0 | 0 | 0 | 0 | 0 | 0 | 888.9817 | 1782.4082 | 2680.3019 | 16.6151 | 33.3132 | 50.0949 | 71887.6822 | 113722.4732 | 71887.6822 | 182458.0036 | 23962.5607 | 72284.7497 | 114002.2898 | 72284.7497 | 183636.0443 | 24094.9166 | 73112.1255 | 115707.1499 | 73112.1255 | 187837.8528 | 24370.7085 | 71.637 | 72.0326 | 72.8571 | 0.030681 | 0.030528 | 0.030377 | 96217.8788 | 0 | 0 | 0 | 354.5737 | 6.627 | 96749.3327 | 0 | 0 | 0 | 356.5322 | 6.6636 | 97856.7317 | 0 | 0 | 0 | 360.6131 | 6.7399 | 1250832.424 | 1257741.3255 | 1272137.5125 | 0 | 0 | 0 | 0 | 0 | 0 | 0 | 0 | 0 | 4609.4582 | 4634.9183 | 4687.9698 | 96217.8788 | 13.2906 | 290823.9432 | 0 | 0 | 0 | 0 | 0 | 0 | 0 | 0 | 0 | 354.5737 | 711.1059 | 1071.7189 | 6.627 | 13.2906 | 20.0304 | 1338 | 249.4834 | 1.1865 | 1338 | 244.6478 | 1.1828 | 1338 | 250.1377 | 1.1869 | 241235.9603 | 0 | 0 | 0 | 888.9817 | 16.6151 | 242442.1401 | 0 | 0 | 0 | 16.6982 | 243654.3508 | 0 | 0 | 0 | 16.7816 | 241235.9603 | 33.3132 | 727332.4513 | 0 | 0 | 0 | 0 | 0 | 0 | 0 | 0 | 0 | 888.9817 | 1782.4082 | 2680.3019 | 16.6151 | 33.3132 | 50.0949 | 168219.9606 | 199586.244 | 168219.9606 | 320219.0965 | 0 | 169061.0604 | 199973.1765 | 169061.0604 | 322118.8202 | 0 | 169906.3657 | 201670.1866 | 169906.3657 | 327389.4039 | 0 | 125.7249 | 126.3536 | 126.9853 | 0.053846 | 0.053578 | 0.053312 | 168865.1722 | 0 | 0 | 0 | 622.2872 | 11.6306 | 169709.4981 | 0 | 0 | 0 | 625.3986 | 11.6887 | 170558.0456 | 0 | 0 | 0 | 628.5256 | 11.7471 | 2195247.239 | 2206223.4752 | 2217254.5925 | 0 | 0 | 0 | 0 | 0 | 0 | 0 | 0 | 0 | 8089.733 | 8130.1817 | 8170.8326 | 168865.1722 | 23.3193 | 509132.7159 | 0 | 0 | 0 | 0 | 0 | 0 | 0 | 0 | 0 | 622.2872 | 1247.6857 | 1876.2113 | 11.6306 | 23.3193 | 35.0664
| 584 | Business | Office | Hot Water | Electric | 02-193 | 02-193.01 | Water Heaters | [02-193]_Business_Hot Water_Water Heater - Heat Pump Water Heater (HPWH)_> 55 gallons_ROB_Electric_per unit | Electric Storage (UEF = 0.90) | Heat Pump (UEF = 2,2) | ENGINEER | 3439.1971 | 0 | 0 | 0 | 0.5323 | 0 | 2253 | 13 | 0.445 | 0.29785 | 0.42861 | 0.11215 | 0.16139 | 0.86 | 1 | Replace on Burnout | 15.0708 | 0.058595 | 38450.2236 | 0 | 0 | 0 | 149.4945 | 2404.9806 | 0 | 0 | 0 | 1090.815 | 0 | 0 | 3495.7956 | 942.508 | 2553.2877 | 3.709 | 2383.1638 | 0 | 0 | 0 | 1101.9833 | 0 | 0 | 3485.1471 | 942.508 | 2542.6391 | 3.6977 | 2382.3459 | 0 | 0 | 0 | 1114.8906 | 0 | 0 | 3497.2365 | 942.508 | 2554.7286 | 3.7106 | per unit | 0.023238 | 570.9463 | 0.005 | 130548.9737 | 0 | 0 | 0 | 481.0877 | 8.9915 | 131201.7186 | 0 | 0 | 0 | 9.0365 | 131857.7272 | 0 | 0 | 0 | 9.0817 | 130548.9737 | 261750.6923 | 393608.4195 | 0 | 0 | 0 | 0 | 0 | 0 | 0 | 0 | 0 | 481.0877 | 964.5807 | 1450.4913 | 8.9915 | 18.028 | 27.1097 | 130548.9737 | 0 | 0 | 0 | 481.0877 | 8.9915 | 131201.7186 | 0 | 0 | 0 | 9.0365 | 131857.7272 | 0 | 0 | 0 | 9.0817 | 130548.9737 | 18.028 | 393608.4195 | 0 | 0 | 0 | 0 | 0 | 0 | 0 | 0 | 0 | 481.0877 | 964.5807 | 1450.4913 | 8.9915 | 18.028 | 27.1097 | 15308.6854 | 56780.4603 | 15308.6854 | 90985.1596 | 21285.667 | 15394.8856 | 56926.2476 | 15394.8856 | 91572.4578 | 21405.5226 | 15587.4613 | 57838.2801 | 15587.4613 | 93762.1404 | 21673.2856 | 16.2425 | 16.334 | 16.5383 | 0.028307 | 0.028166 | 0.028026 | 48040.5965 | 0 | 0 | 0 | 177.035 | 3.3088 | 48311.1039 | 0 | 0 | 0 | 178.0319 | 3.3274 | 48915.4306 | 0 | 0 | 0 | 180.2589 | 3.369 | 624527.754 | 628044.3508 | 635900.5978 | 0 | 0 | 0 | 0 | 0 | 0 | 0 | 0 | 0 | 2301.455 | 2314.4141 | 2343.3652 | 48040.5965 | 6.6362 | 145267.131 | 0 | 0 | 0 | 0 | 0 | 0 | 0 | 0 | 0 | 177.035 | 355.0669 | 535.3257 | 3.3088 | 6.6362 | 10.0052 | 1 | 1 | 1 | 1 | 1 | 1 | 1 | 1689.75 | 1806.0456 | 2.0688 | 1689.75 | 1795.3971 | 2.0625 | 1689.75 | 1807.4865 | 2.0697 | 130548.9737 | 0 | 0 | 0 | 481.0877 | 8.9915 | 131201.7186 | 0 | 0 | 0 | 9.0365 | 131857.7272 | 0 | 0 | 0 | 9.0817 | 130548.9737 | 18.028 | 393608.4195 | 0 | 0 | 0 | 0 | 0 | 0 | 0 | 0 | 0 | 481.0877 | 964.5807 | 1450.4913 | 8.9915 | 18.028 | 27.1097 | 49370.2293 | 102138.3232 | 49370.2293 | 163666.7189 | 16456.7431 | 49624.1764 | 102350.9717 | 49624.1764 | 164643.3838 | 16541.3921 | 49971.9951 | 103425.8835 | 49971.9951 | 167664.6019 | 16657.3317 | 29.2175 | 29.3678 | 29.5736 | 0.050919 | 0.050666 | 0.050414 | 86416.8051 | 0 | 0 | 0 | 318.4556 | 5.9519 | 86861.3098 | 0 | 0 | 0 | 320.0937 | 5.9826 | 87470.1256 | 0 | 0 | 0 | 322.3373 | 6.0245 | 1123418.4657 | 1129197.027 | 1137111.6334 | 0 | 0 | 0 | 0 | 0 | 0 | 0 | 0 | 0 | 4139.9234 | 4161.2181 | 4190.3843 | 86416.8051 | 11.9345 | 260748.2405 | 0 | 0 | 0 | 0 | 0 | 0 | 0 | 0 | 0 | 318.4556 | 638.5493 | 960.8866 | 5.9519 | 11.9345 | 17.959 | 2253 | 1242.7956 | 1.5516 | 2253 | 1232.1471 | 1.5469 | 2253 | 1244.2365 | 1.5523 | 130548.9737 | 0 | 0 | 0 | 481.0877 | 8.9915 | 131201.7186 | 0 | 0 | 0 | 9.0365 | 131857.7272 | 0 | 0 | 0 | 9.0817 | 130548.9737 | 18.028 | 393608.4195 | 0 | 0 | 0 | 0 | 0 | 0 | 0 | 0 | 0 | 481.0877 | 964.5807 | 1450.4913 | 8.9915 | 18.028 | 27.1097 | 79555.3011 | 123439.4469 | 79555.3011 | 197799.6958 | 0 | 79953.0776 | 123678.7556 | 79953.0776 | 198951.5928 | 0 | 80352.843 | 124728.3169 | 80352.843 | 202198.1624 | 0 | 35.3108 | 35.4874 | 35.6648 | 0.061538 | 0.061232 | 0.060928 | 104439.179 | 0 | 0 | 0 | 384.8701 | 7.1932 | 104961.3749 | 0 | 0 | 0 | 386.7945 | 7.2292 | 105486.1817 | 0 | 0 | 0 | 388.7284 | 7.2653 | 1357709.3267 | 1364497.8734 | 1371320.3627 | 0 | 0 | 0 | 0 | 0 | 0 | 0 | 0 | 0 | 5003.3116 | 5028.3282 | 5053.4698 | 104439.179 | 14.4224 | 314886.7356 | 0 | 0 | 0 | 0 | 0 | 0 | 0 | 0 | 0 | 384.8701 | 771.6646 | 1160.393 | 7.1932 | 14.4224 | 21.6878
| 585 | Business | Retail | Hot Water | Electric | 02-193 | 02-193.02 | Water Heaters | [02-193]_Business_Hot Water_Water Heater - Heat Pump Water Heater (HPWH)_> 55 gallons_ROB_Electric_per unit | Electric Storage (UEF = 0.90) | Heat Pump (UEF = 2,2) | ENGINEER | 3553.6127 | 0 | 0 | 0 | 0.55001 | 0 | 2253 | 13 | 0.445 | 0.29785 | 0.42861 | 0.11215 | 0.16139 | 0.86 | 1 | Replace on Burnout | 14.5856 | 0.056709 | 39729.3895 | 0 | 0 | 0 | 154.4679 | 2484.9898 | 0 | 0 | 0 | 1127.1044 | 0 | 0 | 3612.0941 | 942.508 | 2669.5862 | 3.8324 | 2462.4472 | 0 | 0 | 0 | 1138.6441 | 0 | 0 | 3601.0913 | 942.508 | 2658.5834 | 3.8208 | 2461.6021 | 0 | 0 | 0 | 1151.9809 | 0 | 0 | 3613.583 | 942.508 | 2671.075 | 3.834 | per unit | 0 | 0 | 0.005 | 0 | 0 | 0 | 0 | 0 | 0 | 0 | 0 | 0 | 0 | 0 | 0 | 0 | 0 | 0 | 0 | 0 | 0 | 0 | 0 | 0 | 0 | 0 | 0 | 0 | 0 | 0 | 0 | 0 | 0 | 0 | 0 | 0 | 0 | 0 | 0 | 0 | 0 | 0 | 0 | 0 | 0 | 0 | 0 | 0 | 0 | 0 | 0 | 0 | 0 | 0 | 0 | 0 | 0 | 0 | 0 | 0 | 0 | 0 | 0 | 0 | 0 | 0 | 0 | 0 | 0 | 0 | 0 | 0 | 0 | 0 | 0 | 0 | 0 | 0 | 0 | 0 | 0 | 0 | 0 | 0 | 0 | 0 | 0 | 0 | 0 | #NUM! | #NUM! | #NUM! | 0 | 0 | 0 | 0 | 0 | 0 | 0 | 0 | 0 | 0 | 0 | 0 | 0 | 0 | 0 | 0 | 0 | 0 | 0 | 0 | 0 | 0 | 0 | 0 | 0 | 0 | 0 | 0 | 0 | 0 | 0 | 0 | 0 | 0 | 0 | 0 | 0 | 0 | 0 | 0 | 0 | 0 | 0 | 0 | 0 | 0 | 0 | 0 | 0 | 0 | 0 | 1 | 1 | 1 | 1 | 1 | 1 | 1 | 1689.75 | 1922.3441 | 2.1377 | 1689.75 | 1911.3413 | 2.1311 | 1689.75 | 1923.833 | 2.1385 | 0 | 0 | 0 | 0 | 0 | 0 | 0 | 0 | 0 | 0 | 0 | 0 | 0 | 0 | 0 | 0 | 0 | 0 | 0 | 0 | 0 | 0 | 0 | 0 | 0 | 0 | 0 | 0 | 0 | 0 | 0 | 0 | 0 | 0 | 0 | 0 | 0 | 0 | 0 | 0 | 0 | 0 | 0 | 0 | 0 | 0 | 0 | 0 | 0 | 0 | 0 | 0 | #NUM! | #NUM! | #NUM! | 0 | 0 | 0 | 0 | 0 | 0 | 0 | 0 | 0 | 0 | 0 | 0 | 0 | 0 | 0 | 0 | 0 | 0 | 0 | 0 | 0 | 0 | 0 | 0 | 0 | 0 | 0 | 0 | 0 | 0 | 0 | 0 | 0 | 0 | 0 | 0 | 0 | 0 | 0 | 0 | 0 | 0 | 0 | 0 | 0 | 0 | 0 | 0 | 0 | 0 | 0 | 2253 | 1359.0941 | 1.6032 | 2253 | 1348.0913 | 1.5984 | 2253 | 1360.583 | 1.6039 | 0 | 0 | 0 | 0 | 0 | 0 | 0 | 0 | 0 | 0 | 0 | 0 | 0 | 0 | 0 | 0 | 0 | 0 | 0 | 0 | 0 | 0 | 0 | 0 | 0 | 0 | 0 | 0 | 0 | 0 | 0 | 0 | 0 | 0 | 0 | 0 | 0 | 0 | 0 | 0 | 0 | 0 | 0 | 0 | 0 | 0 | 0 | 0 | 0 | 0 | 0 | 0 | #NUM! | #NUM! | #NUM! | 0 | 0 | 0 | 0 | 0 | 0 | 0 | 0 | 0 | 0 | 0 | 0 | 0 | 0 | 0 | 0 | 0 | 0 | 0 | 0 | 0 | 0 | 0 | 0 | 0 | 0 | 0 | 0 | 0 | 0 | 0 | 0 | 0 | 0 | 0 | 0 | 0 | 0 | 0 | 0 | 0 | 0 | 0 | 0 | 0 | 0 | 0 | 0 | 0 | 0 | 0
| 586 | Business | Food Service | Hot Water | Electric | 02-193 | 02-193.03 | Water Heaters | [02-193]_Business_Hot Water_Water Heater - Heat Pump Water Heater (HPWH)_> 55 gallons_ROB_Electric_per unit | Electric Storage (UEF = 0.90) | Heat Pump (UEF = 2,2) | ENGINEER | 3045.473 | 0 | 0 | 0 | 0.47136 | 0 | 2253 | 13 | 0.445 | 0.29785 | 0.42861 | 0.11215 | 0.16139 | 0.86 | 1 | Replace on Burnout | 17.0192 | 0.066171 | 34048.3878 | 0 | 0 | 0 | 132.3801 | 2129.655 | 0 | 0 | 0 | 965.937 | 0 | 0 | 3714.7104 | 942.508 | 2772.2025 | 3.9413 | 2110.3359 | 0 | 0 | 0 | 975.8267 | 0 | 0 | 3703.3951 | 942.508 | 2760.8871 | 3.9293 | 2109.6116 | 0 | 0 | 0 | 987.2564 | 0 | 0 | 3716.2416 | 942.508 | 2773.7336 | 3.9429 | per unit | 0.031392 | 50.3219 | 0.005 | 10189.0262 | 0 | 0 | 0 | 37.5477 | 0.70177 | 10239.9714 | 0 | 0 | 0 | 0.70528 | 10291.1712 | 0 | 0 | 0 | 0.7088 | 10189.0262 | 20428.9976 | 30720.1689 | 0 | 0 | 0 | 0 | 0 | 0 | 0 | 0 | 0 | 37.5477 | 75.2832 | 113.2073 | 0.70177 | 1.407 | 2.1158 | 10189.0262 | 0 | 0 | 0 | 37.5477 | 0.70177 | 10239.9714 | 0 | 0 | 0 | 0.70528 | 10291.1712 | 0 | 0 | 0 | 0.7088 | 10189.0262 | 1.407 | 30720.1689 | 0 | 0 | 0 | 0 | 0 | 0 | 0 | 0 | 0 | 37.5477 | 75.2832 | 113.2073 | 0.70177 | 1.407 | 2.1158 | 850.2511 | 3351.0981 | 850.2511 | 5438.3094 | 1182.2153 | 855.2906 | 3360.692 | 855.2906 | 5475.4808 | 1189.2224 | 869.8171 | 3429.6266 | 869.8171 | 5631.3767 | 1209.4204 | 0.90212 | 0.90746 | 0.92288 | 0.017838 | 0.017749 | 0.017661 | 2362.737 | 0 | 0 | 0 | 8.707 | 0.16273 | 2376.7411 | 0 | 0 | 0 | 8.7586 | 0.1637 | 2417.1082 | 0 | 0 | 0 | 8.9073 | 0.16648 | 30715.5809 | 30897.6342 | 31422.4072 | 0 | 0 | 0 | 0 | 0 | 0 | 0 | 0 | 0 | 113.1904 | 113.8613 | 115.7951 | 2362.737 | 0.32643 | 7156.5863 | 0 | 0 | 0 | 0 | 0 | 0 | 0 | 0 | 0 | 8.707 | 17.4655 | 26.3728 | 0.16273 | 0.32643 | 0.49291 | 1 | 1 | 1 | 1 | 1 | 1 | 1 | 1689.75 | 2024.9604 | 2.1984 | 1689.75 | 2013.6451 | 2.1917 | 1689.75 | 2026.4916 | 2.1993 | 10189.0262 | 0 | 0 | 0 | 37.5477 | 0.70177 | 10239.9714 | 0 | 0 | 0 | 0.70528 | 10291.1712 | 0 | 0 | 0 | 0.7088 | 10189.0262 | 1.407 | 30720.1689 | 0 | 0 | 0 | 0 | 0 | 0 | 0 | 0 | 0 | 37.5477 | 75.2832 | 113.2073 | 0.70177 | 1.407 | 2.1158 | 3846.897 | 8456.9364 | 3846.897 | 13724.2882 | 1282.299 | 3867.0067 | 8475.2499 | 3867.0067 | 13808.4856 | 1289.0022 | 3896.875 | 8570.3382 | 3896.875 | 14072.32 | 1298.9583 | 2.2766 | 2.2885 | 2.3062 | 0.045016 | 0.044792 | 0.044569 | 5962.6772 | 0 | 0 | 0 | 21.9731 | 0.41068 | 5993.8472 | 0 | 0 | 0 | 22.088 | 0.41282 | 6040.1431 | 0 | 0 | 0 | 22.2586 | 0.41601 | 77514.8038 | 77920.0142 | 78521.8597 | 0 | 0 | 0 | 0 | 0 | 0 | 0 | 0 | 0 | 285.6508 | 287.144 | 289.3619 | 5962.6772 | 0.8235 | 17996.6675 | 0 | 0 | 0 | 0 | 0 | 0 | 0 | 0 | 0 | 21.9731 | 44.0611 | 66.3197 | 0.41068 | 0.8235 | 1.2395 | 2253 | 1461.7104 | 1.6488 | 2253 | 1450.3951 | 1.6438 | 2253 | 1463.2416 | 1.6495 | 10189.0262 | 0 | 0 | 0 | 37.5477 | 0.70177 | 10239.9714 | 0 | 0 | 0 | 0.70528 | 10291.1712 | 0 | 0 | 0 | 0.7088 | 10189.0262 | 1.407 | 30720.1689 | 0 | 0 | 0 | 0 | 0 | 0 | 0 | 0 | 0 | 37.5477 | 75.2832 | 113.2073 | 0.70177 | 1.407 | 2.1158 | 6573.5797 | 10838.4133 | 6573.5797 | 17589.0537 | 0 | 6606.4476 | 10859.4255 | 6606.4476 | 17692.9556 | 0 | 6639.4799 | 10951.5806 | 6639.4799 | 17982.2713 | 0 | 2.9177 | 2.9323 | 2.947 | 0.057692 | 0.057405 | 0.05712 | 7641.7697 | 0 | 0 | 0 | 28.1608 | 0.52633 | 7679.9785 | 0 | 0 | 0 | 28.3016 | 0.52896 | 7718.3784 | 0 | 0 | 0 | 28.4431 | 0.5316 | 99343.0059 | 99839.721 | 100338.9196 | 0 | 0 | 0 | 0 | 0 | 0 | 0 | 0 | 0 | 366.0902 | 367.9206 | 369.7602 | 7641.7697 | 1.0553 | 23040.1266 | 0 | 0 | 0 | 0 | 0 | 0 | 0 | 0 | 0 | 28.1608 | 56.4624 | 84.9055 | 0.52633 | 1.0553 | 1.5869
| 587 | Business | Healthcare/Hospitals | Hot Water | Electric | 02-193 | 02-193.04 | Water Heaters | [02-193]_Business_Hot Water_Water Heater - Heat Pump Water Heater (HPWH)_> 55 gallons_ROB_Electric_per unit | Electric Storage (UEF = 0.90) | Heat Pump (UEF = 2,2) | ENGINEER | 4913.1387 | 0 | 0 | 0 | 0.76043 | 0 | 2253 | 13 | 0.445 | 0.29785 | 0.42861 | 0.11215 | 0.16139 | 0.86 | 1 | Replace on Burnout | 10.5496 | 0.041017 | 54928.8908 | 0 | 0 | 0 | 213.5635 | 3435.6866 | 0 | 0 | 0 | 1558.3072 | 0 | 0 | 4993.9938 | 774.6883 | 4219.3055 | 6.4465 | 3404.5198 | 0 | 0 | 0 | 1574.2618 | 0 | 0 | 4978.7816 | 774.6883 | 4204.0933 | 6.4268 | 3403.3513 | 0 | 0 | 0 | 1592.7009 | 0 | 0 | 4996.0522 | 774.6883 | 4221.3639 | 6.4491 | per unit | 0.034874 | 94.7165 | 0.005 | 30938.9832 | 0 | 0 | 0 | 114.0136 | 2.1309 | 31093.6781 | 0 | 0 | 0 | 2.1416 | 31249.1465 | 0 | 0 | 0 | 2.1523 | 30938.9832 | 62032.6613 | 93281.8077 | 0 | 0 | 0 | 0 | 0 | 0 | 0 | 0 | 0 | 114.0136 | 228.5973 | 343.754 | 2.1309 | 4.2725 | 6.4248 | 30938.9832 | 0 | 0 | 0 | 114.0136 | 2.1309 | 31093.6781 | 0 | 0 | 0 | 2.1416 | 31249.1465 | 0 | 0 | 0 | 2.1523 | 30938.9832 | 4.2725 | 93281.8077 | 0 | 0 | 0 | 0 | 0 | 0 | 0 | 0 | 0 | 114.0136 | 228.5973 | 343.754 | 2.1309 | 4.2725 | 6.4248 | 1285.3552 | 8285.9855 | 1285.3552 | 13434.6277 | 2452.8003 | 1293.3102 | 8311.8707 | 1293.3102 | 13531.9423 | 2467.9805 | 1315.5735 | 8484.2821 | 1315.5735 | 13921.1716 | 2510.4649 | 1.6592 | 1.6695 | 1.6982 | 0.01743 | 0.017344 | 0.017257 | 7010.5752 | 0 | 0 | 0 | 25.8348 | 0.48285 | 7053.9631 | 0 | 0 | 0 | 25.9946 | 0.48584 | 7175.3917 | 0 | 0 | 0 | 26.4421 | 0.4942 | 91137.4775 | 91701.5198 | 93280.0919 | 0 | 0 | 0 | 0 | 0 | 0 | 0 | 0 | 0 | 335.8519 | 337.9304 | 343.7476 | 7010.5752 | 0.96869 | 21239.9299 | 0 | 0 | 0 | 0 | 0 | 0 | 0 | 0 | 0 | 25.8348 | 51.8294 | 78.2715 | 0.48285 | 0.96869 | 1.4629 | 1 | 1 | 1 | 1 | 1 | 1 | 1 | 1689.75 | 3304.2438 | 2.9555 | 1689.75 | 3289.0316 | 2.9465 | 1689.75 | 3306.3022 | 2.9567 | 30938.9832 | 0 | 0 | 0 | 114.0136 | 2.1309 | 31093.6781 | 0 | 0 | 0 | 2.1416 | 31249.1465 | 0 | 0 | 0 | 2.1523 | 30938.9832 | 4.2725 | 93281.8077 | 0 | 0 | 0 | 0 | 0 | 0 | 0 | 0 | 0 | 114.0136 | 228.5973 | 343.754 | 2.1309 | 4.2725 | 6.4248 | 7706.4434 | 22776.109 | 7706.4434 | 36928.4432 | 2568.8145 | 7746.4515 | 22824.6129 | 7746.4515 | 37159.0655 | 2582.1505 | 7801.1258 | 23065.4426 | 7801.1258 | 37846.2172 | 2600.3753 | 4.5607 | 4.5844 | 4.6167 | 0.047911 | 0.047673 | 0.047436 | 19270.3239 | 0 | 0 | 0 | 71.0133 | 1.3272 | 19370.3659 | 0 | 0 | 0 | 71.382 | 1.3341 | 19507.0817 | 0 | 0 | 0 | 71.8858 | 1.3435 | 250514.2105 | 251814.7573 | 253592.0626 | 0 | 0 | 0 | 0 | 0 | 0 | 0 | 0 | 0 | 923.173 | 927.9657 | 934.5153 | 19270.3239 | 2.6614 | 58147.7716 | 0 | 0 | 0 | 0 | 0 | 0 | 0 | 0 | 0 | 71.0133 | 142.3953 | 214.2811 | 1.3272 | 2.6614 | 4.0049 | 2253 | 2740.9938 | 2.2166 | 2253 | 2725.7816 | 2.2098 | 2253 | 2743.0522 | 2.2175 | 30938.9832 | 0 | 0 | 0 | 114.0136 | 2.1309 | 31093.6781 | 0 | 0 | 0 | 2.1416 | 31249.1465 | 0 | 0 | 0 | 2.1523 | 30938.9832 | 4.2725 | 93281.8077 | 0 | 0 | 0 | 0 | 0 | 0 | 0 | 0 | 0 | 114.0136 | 228.5973 | 343.754 | 2.1309 | 4.2725 | 6.4248 | 12372.8861 | 27425.7061 | 12372.8861 | 44467.1489 | 0 | 12434.7505 | 27478.8756 | 12434.7505 | 44736.3265 | 0 | 12496.9243 | 27712.0665 | 12496.9243 | 45470.4861 | 0 | 5.4917 | 5.5192 | 5.5468 | 0.057692 | 0.057405 | 0.05712 | 23204.2374 | 0 | 0 | 0 | 85.5102 | 1.5982 | 23320.2586 | 0 | 0 | 0 | 85.9378 | 1.6062 | 23436.8599 | 0 | 0 | 0 | 86.3675 | 1.6142 | 301655.0859 | 303163.3614 | 304679.1782 | 0 | 0 | 0 | 0 | 0 | 0 | 0 | 0 | 0 | 1111.6329 | 1117.1911 | 1122.777 | 23204.2374 | 3.2044 | 69961.3558 | 0 | 0 | 0 | 0 | 0 | 0 | 0 | 0 | 0 | 85.5102 | 171.448 | 257.8155 | 1.5982 | 3.2044 | 4.8186
| 588 | Business | Campus/Education | Hot Water | Electric | 02-193 | 02-193.05 | Water Heaters | [02-193]_Business_Hot Water_Water Heater - Heat Pump Water Heater (HPWH)_> 55 gallons_ROB_Electric_per unit | Electric Storage (UEF = 0.90) | Heat Pump (UEF = 2,2) | ENGINEER | 3822.8257 | 0 | 0 | 0 | 0.59168 | 0 | 2253 | 13 | 0.445 | 0.29785 | 0.42861 | 0.11215 | 0.16139 | 0.86 | 1 | Replace on Burnout | 13.5584 | 0.052715 | 42739.1917 | 0 | 0 | 0 | 166.17 | 2673.2465 | 0 | 0 | 0 | 1212.4911 | 0 | 0 | 3885.7376 | 774.6883 | 3111.0493 | 5.0159 | 2648.9962 | 0 | 0 | 0 | 1224.9051 | 0 | 0 | 3873.9013 | 774.6883 | 3099.213 | 5.0006 | 2648.0871 | 0 | 0 | 0 | 1239.2522 | 0 | 0 | 3887.3392 | 774.6883 | 3112.651 | 5.0179 | per unit | 0.048291 | 109.6682 | 0.005 | 27873.1585 | 0 | 0 | 0 | 102.7157 | 1.9198 | 28012.5243 | 0 | 0 | 0 | 1.9294 | 28152.5869 | 0 | 0 | 0 | 1.939 | 27873.1585 | 55885.6829 | 84038.2698 | 0 | 0 | 0 | 0 | 0 | 0 | 0 | 0 | 0 | 102.7157 | 205.945 | 309.6905 | 1.9198 | 3.8491 | 5.7881 | 27873.1585 | 0 | 0 | 0 | 102.7157 | 1.9198 | 28012.5243 | 0 | 0 | 0 | 1.9294 | 28152.5869 | 0 | 0 | 0 | 1.939 | 27873.1585 | 3.8491 | 84038.2698 | 0 | 0 | 0 | 0 | 0 | 0 | 0 | 0 | 0 | 102.7157 | 205.945 | 309.6905 | 1.9198 | 3.8491 | 5.7881 | 1092.8782 | 5481.7379 | 1092.8782 | 8827.8551 | 2085.503 | 1099.7118 | 5499.2117 | 1099.7118 | 8891.3447 | 2098.5432 | 1121.6808 | 5628.5269 | 1121.6808 | 9171.5186 | 2140.4659 | 1.4107 | 1.4196 | 1.4479 | 0.0128 | 0.012736 | 0.012673 | 4637.968 | 0 | 0 | 0 | 17.0914 | 0.31944 | 4666.9682 | 0 | 0 | 0 | 17.1983 | 0.32144 | 4760.2006 | 0 | 0 | 0 | 17.5419 | 0.32786 | 60293.5843 | 60670.5869 | 61882.6077 | 0 | 0 | 0 | 0 | 0 | 0 | 0 | 0 | 0 | 222.1886 | 223.5779 | 228.0444 | 4637.968 | 0.64088 | 14065.1368 | 0 | 0 | 0 | 0 | 0 | 0 | 0 | 0 | 0 | 17.0914 | 34.2897 | 51.8316 | 0.31944 | 0.64088 | 0.96873 | 1 | 1 | 1 | 1 | 1 | 1 | 1 | 1689.75 | 2195.9876 | 2.2996 | 1689.75 | 2184.1513 | 2.2926 | 1689.75 | 2197.5892 | 2.3005 | 27873.1585 | 0 | 0 | 0 | 102.7157 | 1.9198 | 28012.5243 | 0 | 0 | 0 | 1.9294 | 28152.5869 | 0 | 0 | 0 | 1.939 | 27873.1585 | 3.8491 | 84038.2698 | 0 | 0 | 0 | 0 | 0 | 0 | 0 | 0 | 0 | 102.7157 | 205.945 | 309.6905 | 1.9198 | 3.8491 | 5.7881 | 8458.5473 | 19451.2178 | 8458.5473 | 31324.4694 | 2819.5158 | 8502.6293 | 19493.0294 | 8502.6293 | 31517.1069 | 2834.2098 | 8567.5637 | 19710.0319 | 8567.5637 | 32116.9159 | 2855.8546 | 5.0058 | 5.0319 | 5.0703 | 0.045418 | 0.045192 | 0.044967 | 16457.2126 | 0 | 0 | 0 | 60.6467 | 1.1335 | 16542.9799 | 0 | 0 | 0 | 60.9627 | 1.1394 | 16669.3183 | 0 | 0 | 0 | 61.4283 | 1.1481 | 213943.7639 | 215058.7386 | 216701.1376 | 0 | 0 | 0 | 0 | 0 | 0 | 0 | 0 | 0 | 788.4068 | 792.5156 | 798.5681 | 16457.2126 | 2.2729 | 49669.5108 | 0 | 0 | 0 | 0 | 0 | 0 | 0 | 0 | 0 | 60.6467 | 121.6094 | 183.0377 | 1.1335 | 2.2729 | 3.421 | 2253 | 1632.7376 | 1.7247 | 2253 | 1620.9013 | 1.7194 | 2253 | 1634.3392 | 1.7254 | 27873.1585 | 0 | 0 | 0 | 102.7157 | 1.9198 | 28012.5243 | 0 | 0 | 0 | 1.9294 | 28152.5869 | 0 | 0 | 0 | 1.939 | 27873.1585 | 3.8491 | 84038.2698 | 0 | 0 | 0 | 0 | 0 | 0 | 0 | 0 | 0 | 102.7157 | 205.945 | 309.6905 | 1.9198 | 3.8491 | 5.7881 | 14326.0244 | 24708.0213 | 14326.0244 | 39790.0873 | 0 | 14397.6546 | 24755.922 | 14397.6546 | 40026.3614 | 0 | 14469.6428 | 24966.0055 | 14469.6428 | 40681.3697 | 0 | 6.3586 | 6.3904 | 6.4224 | 0.057692 | 0.057405 | 0.05712 | 20904.8689 | 0 | 0 | 0 | 77.0368 | 1.4398 | 21009.3932 | 0 | 0 | 0 | 77.422 | 1.447 | 21114.4402 | 0 | 0 | 0 | 77.8091 | 1.4543 | 271763.2957 | 273122.1122 | 274487.7227 | 0 | 0 | 0 | 0 | 0 | 0 | 0 | 0 | 0 | 1001.4783 | 1006.4857 | 1011.5181 | 20904.8689 | 2.8868 | 63028.7024 | 0 | 0 | 0 | 0 | 0 | 0 | 0 | 0 | 0 | 77.0368 | 154.4588 | 232.2679 | 1.4398 | 2.8868 | 4.3411
| 589 | Business | Warehouse | Hot Water | Electric | 02-193 | 02-193.06 | Water Heaters | [02-193]_Business_Hot Water_Water Heater - Heat Pump Water Heater (HPWH)_> 55 gallons_ROB_Electric_per unit | Electric Storage (UEF = 0.90) | Heat Pump (UEF = 2,2) | ENGINEER | 2295.0415 | 0 | 0 | 0 | 0.35521 | 0 | 2253 | 13 | 0.445 | 0.29785 | 0.42861 | 0.11215 | 0.16139 | 0.86 | 1 | Replace on Burnout | 22.5841 | 0.087807 | 25658.5641 | 0 | 0 | 0 | 99.7605 | 1604.8892 | 0 | 0 | 0 | 727.9216 | 0 | 0 | 2332.8108 | 942.508 | 1390.3028 | 2.4751 | 1590.3305 | 0 | 0 | 0 | 735.3743 | 0 | 0 | 2325.7048 | 942.508 | 1383.1969 | 2.4676 | 1589.7847 | 0 | 0 | 0 | 743.9877 | 0 | 0 | 2333.7723 | 942.508 | 1391.2644 | 2.4761 | per unit | 0.044544 | 92.4742 | 0.005 | 14110.1689 | 0 | 0 | 0 | 51.9976 | 0.97183 | 14180.7197 | 0 | 0 | 0 | 0.97669 | 14251.6233 | 0 | 0 | 0 | 0.98158 | 14110.1689 | 28290.8886 | 42542.5119 | 0 | 0 | 0 | 0 | 0 | 0 | 0 | 0 | 0 | 51.9976 | 104.2551 | 156.7739 | 0.97183 | 1.9485 | 2.9301 | 14110.1689 | 0 | 0 | 0 | 51.9976 | 0.97183 | 14180.7197 | 0 | 0 | 0 | 0.97669 | 14251.6233 | 0 | 0 | 0 | 0.98158 | 14110.1689 | 1.9485 | 42542.5119 | 0 | 0 | 0 | 0 | 0 | 0 | 0 | 0 | 0 | 51.9976 | 104.2551 | 156.7739 | 0.97183 | 1.9485 | 2.9301 | 1814.4676 | 4491.0068 | 1814.4676 | 7297.6982 | 2522.8916 | 1824.7263 | 4502.6407 | 1824.7263 | 7345.9991 | 2537.1555 | 1853.4165 | 4589.3004 | 1853.4165 | 7545.9523 | 2577.0473 | 1.9251 | 1.936 | 1.9665 | 0.020715 | 0.020612 | 0.020509 | 3799.734 | 0 | 0 | 0 | 14.0024 | 0.26171 | 3821.217 | 0 | 0 | 0 | 14.0816 | 0.26319 | 3881.298 | 0 | 0 | 0 | 14.303 | 0.26732 | 49396.5416 | 49675.8208 | 50456.8745 | 0 | 0 | 0 | 0 | 0 | 0 | 0 | 0 | 0 | 182.0318 | 183.061 | 185.9393 | 3799.734 | 0.52489 | 11502.249 | 0 | 0 | 0 | 0 | 0 | 0 | 0 | 0 | 0 | 14.0024 | 28.0841 | 42.3871 | 0.26171 | 0.52489 | 0.79221 | 1 | 1 | 1 | 1 | 1 | 1 | 1 | 1689.75 | 643.0608 | 1.3806 | 1689.75 | 635.9548 | 1.3764 | 1689.75 | 644.0223 | 1.3811 | 14110.1689 | 0 | 0 | 0 | 51.9976 | 0.97183 | 14180.7197 | 0 | 0 | 0 | 0.97669 | 14251.6233 | 0 | 0 | 0 | 0.98158 | 14110.1689 | 1.9485 | 42542.5119 | 0 | 0 | 0 | 0 | 0 | 0 | 0 | 0 | 0 | 51.9976 | 104.2551 | 156.7739 | 0.97183 | 1.9485 | 2.9301 | 7361.3732 | 10162.8589 | 7361.3732 | 16514.2208 | 2453.7911 | 7400.097 | 10185.1997 | 7400.097 | 16617.0194 | 2466.699 | 7457.8101 | 10300.2401 | 7457.8101 | 16936.1591 | 2485.9367 | 4.3565 | 4.3794 | 4.4136 | 0.046876 | 0.046643 | 0.046411 | 8598.5531 | 0 | 0 | 0 | 31.6866 | 0.59222 | 8643.785 | 0 | 0 | 0 | 31.8533 | 0.59534 | 8711.1975 | 0 | 0 | 0 | 32.1017 | 0.59998 | 111781.1904 | 112369.2044 | 113245.5674 | 0 | 0 | 0 | 0 | 0 | 0 | 0 | 0 | 0 | 411.9263 | 414.0932 | 417.3227 | 8598.5531 | 1.1876 | 25953.5356 | 0 | 0 | 0 | 0 | 0 | 0 | 0 | 0 | 0 | 31.6866 | 63.54 | 95.6417 | 0.59222 | 1.1876 | 1.7875 | 2253 | 79.8108 | 1.0354 | 2253 | 72.7048 | 1.0323 | 2253 | 80.7723 | 1.0359 | 14110.1689 | 0 | 0 | 0 | 51.9976 | 0.97183 | 14180.7197 | 0 | 0 | 0 | 0.97669 | 14251.6233 | 0 | 0 | 0 | 0.98158 | 14110.1689 | 1.9485 | 42542.5119 | 0 | 0 | 0 | 0 | 0 | 0 | 0 | 0 | 0 | 51.9976 | 104.2551 | 156.7739 | 0.97183 | 1.9485 | 2.9301 | 12885.2959 | 13341.7475 | 12885.2959 | 21679.7818 | 0 | 12949.7223 | 13367.6128 | 12949.7223 | 21809.0844 | 0 | 13014.4709 | 13481.0529 | 13014.4709 | 22166.2072 | 0 | 5.7192 | 5.7478 | 5.7765 | 0.061538 | 0.061232 | 0.060928 | 11288.1351 | 0 | 0 | 0 | 41.598 | 0.77747 | 11344.5758 | 0 | 0 | 0 | 41.806 | 0.78136 | 11401.2987 | 0 | 0 | 0 | 42.0151 | 0.78526 | 146745.7563 | 147479.4851 | 148216.8825 | 0 | 0 | 0 | 0 | 0 | 0 | 0 | 0 | 0 | 540.7746 | 543.4785 | 546.1959 | 11288.1351 | 1.5588 | 34034.0095 | 0 | 0 | 0 | 0 | 0 | 0 | 0 | 0 | 0 | 41.598 | 83.4041 | 125.4192 | 0.77747 | 1.5588 | 2.3441
| 590 | Business | Lodging | Hot Water | Electric | 02-193 | 02-193.07 | Water Heaters | [02-193]_Business_Hot Water_Water Heater - Heat Pump Water Heater (HPWH)_> 55 gallons_ROB_Electric_per unit | Electric Storage (UEF = 0.90) | Heat Pump (UEF = 2,2) | ENGINEER | 5414.5481 | 0 | 0 | 0 | 0.83804 | 0 | 2253 | 13 | 0.445 | 0.29785 | 0.42861 | 0.11215 | 0.16139 | 0.86 | 1 | Replace on Burnout | 9.5726 | 0.037218 | 60534.6475 | 0 | 0 | 0 | 235.3587 | 3786.3149 | 0 | 0 | 0 | 1717.3399 | 0 | 0 | 5503.6548 | 774.6883 | 4728.9665 | 7.1043 | 3751.9673 | 0 | 0 | 0 | 1734.9228 | 0 | 0 | 5486.8901 | 774.6883 | 4712.2018 | 7.0827 | 3750.6796 | 0 | 0 | 0 | 1755.2436 | 0 | 0 | 5505.9233 | 774.6883 | 4731.235 | 7.1073 | per unit | 0.041157 | 117.997 | 0.005 | 42477.0429 | 0 | 0 | 0 | 156.5327 | 2.9256 | 42689.4281 | 0 | 0 | 0 | 2.9402 | 42902.8752 | 0 | 0 | 0 | 2.9549 | 42477.0429 | 85166.4709 | 128069.3461 | 0 | 0 | 0 | 0 | 0 | 0 | 0 | 0 | 0 | 156.5327 | 313.848 | 471.9499 | 2.9256 | 5.8658 | 8.8207 | 42477.0429 | 0 | 0 | 0 | 156.5327 | 2.9256 | 42689.4281 | 0 | 0 | 0 | 2.9402 | 42902.8752 | 0 | 0 | 0 | 2.9549 | 42477.0429 | 5.8658 | 128069.3461 | 0 | 0 | 0 | 0 | 0 | 0 | 0 | 0 | 0 | 156.5327 | 313.848 | 471.9499 | 2.9256 | 5.8658 | 8.8207 | 2836.2049 | 20149.3858 | 2836.2049 | 32289.986 | 5412.2351 | 2851.8016 | 20198.4756 | 2851.8016 | 32494.9385 | 5441.9977 | 2884.9753 | 20504.3156 | 2884.9753 | 33243.4724 | 5505.302 | 3.6611 | 3.6812 | 3.724 | 0.030873 | 0.030719 | 0.030566 | 17047.9159 | 0 | 0 | 0 | 62.8235 | 1.1742 | 17141.6647 | 0 | 0 | 0 | 63.169 | 1.1806 | 17341.0659 | 0 | 0 | 0 | 63.9038 | 1.1944 | 221622.9064 | 222841.6416 | 225433.8568 | 0 | 0 | 0 | 0 | 0 | 0 | 0 | 0 | 0 | 816.7053 | 821.1965 | 830.7491 | 17047.9159 | 2.3548 | 51530.6465 | 0 | 0 | 0 | 0 | 0 | 0 | 0 | 0 | 0 | 62.8235 | 125.9925 | 189.8962 | 1.1742 | 2.3548 | 3.5492 | 1 | 1 | 1 | 1 | 1 | 1 | 1 | 1689.75 | 3813.9048 | 3.2571 | 1689.75 | 3797.1401 | 3.2472 | 1689.75 | 3816.1733 | 3.2584 | 42477.0429 | 0 | 0 | 0 | 156.5327 | 2.9256 | 42689.4281 | 0 | 0 | 0 | 2.9402 | 42902.8752 | 0 | 0 | 0 | 2.9549 | 42477.0429 | 5.8658 | 128069.3461 | 0 | 0 | 0 | 0 | 0 | 0 | 0 | 0 | 0 | 156.5327 | 313.848 | 471.9499 | 2.9256 | 5.8658 | 8.8207 | 10903.3869 | 35513.228 | 10903.3869 | 56910.9971 | 3634.4623 | 10958.9775 | 35585.563 | 10958.9775 | 57249.4037 | 3652.9925 | 11028.3054 | 35934.9036 | 11028.3054 | 58260.9533 | 3676.1018 | 6.4527 | 6.4856 | 6.5266 | 0.054413 | 0.054142 | 0.053873 | 30046.8972 | 0 | 0 | 0 | 110.7262 | 2.0695 | 30200.0905 | 0 | 0 | 0 | 111.2907 | 2.08 | 30391.1402 | 0 | 0 | 0 | 111.9948 | 2.0932 | 390609.6639 | 392601.177 | 395084.823 | 0 | 0 | 0 | 0 | 0 | 0 | 0 | 0 | 0 | 1439.4406 | 1446.7795 | 1455.932 | 30046.8972 | 4.1495 | 90638.128 | 0 | 0 | 0 | 0 | 0 | 0 | 0 | 0 | 0 | 110.7262 | 222.0169 | 334.0117 | 2.0695 | 4.1495 | 6.2427 | 2253 | 3250.6548 | 2.4428 | 2253 | 3233.8901 | 2.4354 | 2253 | 3252.9233 | 2.4438 | 42477.0429 | 0 | 0 | 0 | 156.5327 | 2.9256 | 42689.4281 | 0 | 0 | 0 | 2.9402 | 42902.8752 | 0 | 0 | 0 | 2.9549 | 42477.0429 | 5.8658 | 128069.3461 | 0 | 0 | 0 | 0 | 0 | 0 | 0 | 0 | 0 | 156.5327 | 313.848 | 471.9499 | 2.9256 | 5.8658 | 8.8207 | 16441.6269 | 40163.7985 | 16441.6269 | 64363.6738 | 0 | 16523.835 | 40241.663 | 16523.835 | 64740.0523 | 0 | 16606.4542 | 40583.1613 | 16606.4542 | 65797.1341 | 0 | 7.2977 | 7.3341 | 7.3708 | 0.061538 | 0.061232 | 0.060928 | 33981.6343 | 0 | 0 | 0 | 125.2261 | 2.3405 | 34151.5425 | 0 | 0 | 0 | 125.8523 | 2.3522 | 34322.3002 | 0 | 0 | 0 | 126.4815 | 2.3639 | 441761.2456 | 443970.0519 | 446189.9021 | 0 | 0 | 0 | 0 | 0 | 0 | 0 | 0 | 0 | 1627.9399 | 1636.0796 | 1644.26 | 33981.6343 | 4.6927 | 102455.4769 | 0 | 0 | 0 | 0 | 0 | 0 | 0 | 0 | 0 | 125.2261 | 251.0784 | 377.56 | 2.3405 | 4.6927 | 7.0566
| 591 | Business | Other Commercial | Hot Water | Electric | 02-193 | 02-193.08 | Water Heaters | [02-193]_Business_Hot Water_Water Heater - Heat Pump Water Heater (HPWH)_> 55 gallons_ROB_Electric_per unit | Electric Storage (UEF = 0.90) | Heat Pump (UEF = 2,2) | ENGINEER | 2295.0415 | 0 | 0 | 0 | 0.35521 | 0 | 2253 | 13 | 0.445 | 0.29785 | 0.42861 | 0.11215 | 0.16139 | 0.86 | 1 | Replace on Burnout | 22.5841 | 0.087807 | 25658.5641 | 0 | 0 | 0 | 99.7605 | 1604.8892 | 0 | 0 | 0 | 727.9216 | 0 | 0 | 2332.8108 | 942.508 | 1390.3028 | 2.4751 | 1590.3305 | 0 | 0 | 0 | 735.3743 | 0 | 0 | 2325.7048 | 942.508 | 1383.1969 | 2.4676 | 1589.7847 | 0 | 0 | 0 | 743.9877 | 0 | 0 | 2333.7723 | 942.508 | 1391.2644 | 2.4761 | per unit | 0.042385 | 161.0636 | 0.005 | 24575.876 | 0 | 0 | 0 | 90.5649 | 1.6927 | 24698.7553 | 0 | 0 | 0 | 1.7011 | 24822.2491 | 0 | 0 | 0 | 1.7096 | 24575.876 | 49274.6313 | 74096.8804 | 0 | 0 | 0 | 0 | 0 | 0 | 0 | 0 | 0 | 90.5649 | 181.5826 | 273.0553 | 1.6927 | 3.3938 | 5.1034 | 24575.876 | 0 | 0 | 0 | 90.5649 | 1.6927 | 24698.7553 | 0 | 0 | 0 | 1.7011 | 24822.2491 | 0 | 0 | 0 | 1.7096 | 24575.876 | 3.3938 | 74096.8804 | 0 | 0 | 0 | 0 | 0 | 0 | 0 | 0 | 0 | 90.5649 | 181.5826 | 273.0553 | 1.6927 | 3.3938 | 5.1034 | 3160.2833 | 7822.0485 | 3160.2833 | 12713.3737 | 4394.1551 | 3179.1836 | 7844.8597 | 3179.1836 | 12801.244 | 4420.4347 | 3229.1484 | 7995.7915 | 3229.1484 | 13149.4203 | 4489.9072 | 3.3531 | 3.3731 | 3.4261 | 0.020715 | 0.020612 | 0.020509 | 6618.0491 | 0 | 0 | 0 | 24.3883 | 0.45582 | 6657.6289 | 0 | 0 | 0 | 24.5341 | 0.45854 | 6762.2617 | 0 | 0 | 0 | 24.9197 | 0.46575 | 86034.6386 | 86549.1756 | 87909.4018 | 0 | 0 | 0 | 0 | 0 | 0 | 0 | 0 | 0 | 317.0473 | 318.9434 | 323.956 | 6618.0491 | 0.91436 | 20037.9397 | 0 | 0 | 0 | 0 | 0 | 0 | 0 | 0 | 0 | 24.3883 | 48.9224 | 73.8421 | 0.45582 | 0.91436 | 1.3801 | 1 | 1 | 1 | 1 | 1 | 1 | 1 | 1689.75 | 643.0608 | 1.3806 | 1689.75 | 635.9548 | 1.3764 | 1689.75 | 644.0223 | 1.3811 | 24575.876 | 0 | 0 | 0 | 90.5649 | 1.6927 | 24698.7553 | 0 | 0 | 0 | 1.7011 | 24822.2491 | 0 | 0 | 0 | 1.7096 | 24575.876 | 3.3938 | 74096.8804 | 0 | 0 | 0 | 0 | 0 | 0 | 0 | 0 | 0 | 90.5649 | 181.5826 | 273.0553 | 1.6927 | 3.3938 | 5.1034 | 12822.3551 | 17702.1028 | 12822.3551 | 28771.6765 | 4274.1184 | 12889.3276 | 17740.3589 | 12889.3276 | 28948.7221 | 4296.4425 | 12989.8412 | 17940.7201 | 12989.8412 | 29504.2797 | 4329.9471 | 7.5883 | 7.6279 | 7.6874 | 0.046879 | 0.046646 | 0.046414 | 14977.328 | 0 | 0 | 0 | 55.1931 | 1.0316 | 15055.5562 | 0 | 0 | 0 | 55.4814 | 1.0369 | 15172.9624 | 0 | 0 | 0 | 55.9141 | 1.045 | 194705.2643 | 195722.2306 | 197248.5111 | 0 | 0 | 0 | 0 | 0 | 0 | 0 | 0 | 0 | 717.5108 | 721.2584 | 726.883 | 14977.328 | 2.0685 | 45205.8466 | 0 | 0 | 0 | 0 | 0 | 0 | 0 | 0 | 0 | 55.1931 | 110.6746 | 166.5886 | 1.0316 | 2.0685 | 3.1135 | 2253 | 79.8108 | 1.0354 | 2253 | 72.7048 | 1.0323 | 2253 | 80.7723 | 1.0359 | 24575.876 | 0 | 0 | 0 | 90.5649 | 1.6927 | 24698.7553 | 0 | 0 | 0 | 1.7011 | 24822.2491 | 0 | 0 | 0 | 1.7096 | 24575.876 | 3.3938 | 74096.8804 | 0 | 0 | 0 | 0 | 0 | 0 | 0 | 0 | 0 | 90.5649 | 181.5826 | 273.0553 | 1.6927 | 3.3938 | 5.1034 | 22442.4977 | 23237.5058 | 22442.4977 | 37768.5072 | 0 | 22554.7102 | 23282.5557 | 22554.7102 | 37992.4804 | 0 | 22667.4837 | 23480.1359 | 22667.4837 | 38614.0853 | 0 | 9.9612 | 10.011 | 10.061 | 0.061538 | 0.061232 | 0.060928 | 19660.7008 | 0 | 0 | 0 | 72.4519 | 1.3541 | 19759.0043 | 0 | 0 | 0 | 72.8142 | 1.3609 | 19857.7993 | 0 | 0 | 0 | 73.1782 | 1.3677 | 255589.11 | 256867.0555 | 258151.3908 | 0 | 0 | 0 | 0 | 0 | 0 | 0 | 0 | 0 | 941.8746 | 946.584 | 951.3169 | 19660.7008 | 2.715 | 59277.5043 | 0 | 0 | 0 | 0 | 0 | 0 | 0 | 0 | 0 | 72.4519 | 145.266 | 218.4443 | 1.3541 | 2.715 | 4.0827
| 592 | Business | Food Sales | Hot Water | Electric | 02-193 | 02-193.09 | Water Heaters | [02-193]_Business_Hot Water_Water Heater - Heat Pump Water Heater (HPWH)_> 55 gallons_ROB_Electric_per unit | Electric Storage (UEF = 0.90) | Heat Pump (UEF = 2,2) | ENGINEER | 4522.7797 | 0 | 0 | 0 | 0.70001 | 0 | 2253 | 13 | 0.445 | 0.29785 | 0.42861 | 0.11215 | 0.16139 | 0.86 | 1 | Replace on Burnout | 11.4601 | 0.044557 | 50564.6776 | 0 | 0 | 0 | 196.5955 | 3162.7142 | 0 | 0 | 0 | 1434.4965 | 0 | 0 | 4597.2107 | 774.6883 | 3822.5224 | 5.9343 | 3134.0237 | 0 | 0 | 0 | 1449.1835 | 0 | 0 | 4583.2071 | 774.6883 | 3808.5189 | 5.9162 | 3132.9481 | 0 | 0 | 0 | 1466.1575 | 0 | 0 | 4599.1056 | 774.6883 | 3824.4173 | 5.9367 | per unit | 0.031724 | 56.9763 | 0.005 | 17132.4992 | 0 | 0 | 0 | 63.1352 | 1.18 | 17218.1617 | 0 | 0 | 0 | 1.1859 | 17304.2525 | 0 | 0 | 0 | 1.1918 | 17132.4992 | 34350.661 | 51654.9135 | 0 | 0 | 0 | 0 | 0 | 0 | 0 | 0 | 0 | 63.1352 | 126.5861 | 190.3542 | 1.18 | 2.3659 | 3.5577 | 17132.4992 | 0 | 0 | 0 | 63.1352 | 1.18 | 17218.1617 | 0 | 0 | 0 | 1.1859 | 17304.2525 | 0 | 0 | 0 | 1.1918 | 17132.4992 | 2.3659 | 51654.9135 | 0 | 0 | 0 | 0 | 0 | 0 | 0 | 0 | 0 | 63.1352 | 126.5861 | 190.3542 | 1.18 | 2.3659 | 3.5577 | 697.283 | 4137.8669 | 697.283 | 6646.7324 | 1330.6019 | 701.5856 | 4150.7174 | 701.5856 | 6693.6383 | 1338.8123 | 714.2448 | 4240.2695 | 714.2448 | 6891.3294 | 1362.9694 | 0.90008 | 0.90564 | 0.92198 | 0.015719 | 0.015641 | 0.015563 | 3500.9508 | 0 | 0 | 0 | 12.9014 | 0.24113 | 3522.5532 | 0 | 0 | 0 | 12.981 | 0.24262 | 3586.113 | 0 | 0 | 0 | 13.2152 | 0.24699 | 45512.3599 | 45793.1922 | 46619.4691 | 0 | 0 | 0 | 0 | 0 | 0 | 0 | 0 | 0 | 167.7182 | 168.7531 | 171.798 | 3500.9508 | 0.48374 | 10609.617 | 0 | 0 | 0 | 0 | 0 | 0 | 0 | 0 | 0 | 12.9014 | 25.8824 | 39.0976 | 0.24113 | 0.48374 | 0.73074 | 1 | 1 | 1 | 1 | 1 | 1 | 1 | 1689.75 | 2907.4607 | 2.7206 | 1689.75 | 2893.4571 | 2.7124 | 1689.75 | 2909.3556 | 2.7218 | 17132.4992 | 0 | 0 | 0 | 63.1352 | 1.18 | 17218.1617 | 0 | 0 | 0 | 1.1859 | 17304.2525 | 0 | 0 | 0 | 1.1918 | 17132.4992 | 2.3659 | 51654.9135 | 0 | 0 | 0 | 0 | 0 | 0 | 0 | 0 | 0 | 63.1352 | 126.5861 | 190.3542 | 1.18 | 2.3659 | 3.5577 | 4554.8715 | 12392.1907 | 4554.8715 | 19905.8056 | 1518.2905 | 4578.4124 | 12418.2941 | 4578.4124 | 20026.3138 | 1526.1375 | 4611.5595 | 12551.59 | 4611.5595 | 20398.9726 | 1537.1865 | 2.6956 | 2.7095 | 2.7291 | 0.047075 | 0.046841 | 0.046608 | 10484.7377 | 0 | 0 | 0 | 38.6374 | 0.72213 | 10538.9258 | 0 | 0 | 0 | 38.8371 | 0.72587 | 10615.2262 | 0 | 0 | 0 | 39.1183 | 0.73112 | 136301.5897 | 137006.0348 | 137997.9412 | 0 | 0 | 0 | 0 | 0 | 0 | 0 | 0 | 0 | 502.2867 | 504.8827 | 508.5379 | 10484.7377 | 1.448 | 31638.8897 | 0 | 0 | 0 | 0 | 0 | 0 | 0 | 0 | 0 | 38.6374 | 77.4746 | 116.5929 | 0.72213 | 1.448 | 2.1791 | 2253 | 2344.2107 | 2.0405 | 2253 | 2330.2071 | 2.0343 | 2253 | 2346.1056 | 2.0413 | 17132.4992 | 0 | 0 | 0 | 63.1352 | 1.18 | 17218.1617 | 0 | 0 | 0 | 1.1859 | 17304.2525 | 0 | 0 | 0 | 1.1918 | 17132.4992 | 2.3659 | 51654.9135 | 0 | 0 | 0 | 0 | 0 | 0 | 0 | 0 | 0 | 63.1352 | 126.5861 | 190.3542 | 1.18 | 2.3659 | 3.5577 | 7442.8503 | 15187.0178 | 7442.8503 | 24395.1883 | 0 | 7480.0646 | 15216.4605 | 7480.0646 | 24538.766 | 0 | 7517.4649 | 15345.5902 | 7517.4649 | 24939.8104 | 0 | 3.3035 | 3.32 | 3.3366 | 0.057692 | 0.057405 | 0.05712 | 12849.3744 | 0 | 0 | 0 | 47.3514 | 0.885 | 12913.6213 | 0 | 0 | 0 | 47.5881 | 0.88942 | 12978.1894 | 0 | 0 | 0 | 47.8261 | 0.89387 | 167041.8676 | 167877.0769 | 168716.4623 | 0 | 0 | 0 | 0 | 0 | 0 | 0 | 0 | 0 | 615.5681 | 618.6459 | 621.7391 | 12849.3744 | 1.7744 | 38741.1851 | 0 | 0 | 0 | 0 | 0 | 0 | 0 | 0 | 0 | 47.3514 | 94.9395 | 142.7656 | 0.885 | 1.7744 | 2.6683
| 593 | Business | Manufacturing/Industrial | Hot Water | Electric | 02-193 | 02-193.10 | Water Heaters | [02-193]_Business_Hot Water_Water Heater - Heat Pump Water Heater (HPWH)_> 55 gallons_ROB_Electric_per unit | Electric Storage (UEF = 0.90) | Heat Pump (UEF = 2,2) | ENGINEER | 2537.3333 | 0 | 0 | 0 | 0.39272 | 0 | 2253 | 13 | 0.445 | 0.29785 | 0.42861 | 0.11215 | 0.16139 | 0.86 | 1 | Replace on Burnout | 20.4275 | 0.079422 | 28367.3861 | 0 | 0 | 0 | 110.2924 | 1774.3203 | 0 | 0 | 0 | 804.7696 | 0 | 0 | 2579.0899 | 774.6883 | 1804.4017 | 3.3292 | 1758.2246 | 0 | 0 | 0 | 813.0092 | 0 | 0 | 2571.2338 | 774.6883 | 1796.5455 | 3.3191 | 1757.6212 | 0 | 0 | 0 | 822.5318 | 0 | 0 | 2580.153 | 774.6883 | 1805.4647 | 3.3306 | per unit | 0.20415 | 845.7861 | 0.005 | 142678.7223 | 0 | 0 | 0 | 525.7871 | 9.827 | 143392.1159 | 0 | 0 | 0 | 9.8761 | 144109.0765 | 0 | 0 | 0 | 9.9255 | 142678.7223 | 286070.8382 | 430179.9147 | 0 | 0 | 0 | 0 | 0 | 0 | 0 | 0 | 0 | 525.7871 | 1054.2032 | 1585.2614 | 9.827 | 19.7031 | 29.6286 | 142678.7223 | 0 | 0 | 0 | 525.7871 | 9.827 | 143392.1159 | 0 | 0 | 0 | 9.8761 | 144109.0765 | 0 | 0 | 0 | 9.9255 | 142678.7223 | 19.7031 | 430179.9147 | 0 | 0 | 0 | 0 | 0 | 0 | 0 | 0 | 0 | 525.7871 | 1054.2032 | 1585.2614 | 9.827 | 19.7031 | 29.6286 | 10760.9051 | 35825.1736 | 10760.9051 | 57478.4339 | 20534.6753 | 10827.8282 | 35938.1681 | 10827.8282 | 57889.5655 | 20662.3824 | 11017.6713 | 36695.1176 | 11017.6713 | 59570.4942 | 21024.6536 | 13.8906 | 13.977 | 14.2221 | 0.016342 | 0.01626 | 0.016179 | 30310.827 | 0 | 0 | 0 | 111.6988 | 2.0877 | 30499.3328 | 0 | 0 | 0 | 112.3935 | 2.1006 | 31034.0743 | 0 | 0 | 0 | 114.3641 | 2.1375 | 394040.7511 | 396491.327 | 403442.9653 | 0 | 0 | 0 | 0 | 0 | 0 | 0 | 0 | 0 | 1452.0845 | 1461.1151 | 1486.7327 | 30310.827 | 4.1883 | 91844.2341 | 0 | 0 | 0 | 0 | 0 | 0 | 0 | 0 | 0 | 111.6988 | 224.0923 | 338.4563 | 2.0877 | 4.1883 | 6.3258 | 1 | 1 | 1 | 1 | 1 | 1 | 1 | 1689.75 | 889.3399 | 1.5263 | 1689.75 | 881.4838 | 1.5217 | 1689.75 | 890.403 | 1.5269 | 142678.7223 | 0 | 0 | 0 | 525.7871 | 9.827 | 143392.1159 | 0 | 0 | 0 | 9.8761 | 144109.0765 | 0 | 0 | 0 | 9.9255 | 142678.7223 | 19.7031 | 430179.9147 | 0 | 0 | 0 | 0 | 0 | 0 | 0 | 0 | 0 | 525.7871 | 1054.2032 | 1585.2614 | 9.827 | 19.7031 | 29.6286 | 68762.5838 | 104953.3287 | 68762.5838 | 168388.6595 | 22920.8613 | 69119.4488 | 105176.6598 | 69119.4488 | 169419.6299 | 23039.8163 | 69644.7371 | 106343.5869 | 69644.7371 | 172637.1364 | 23214.9124 | 40.6939 | 40.9051 | 41.216 | 0.047874 | 0.047636 | 0.047399 | 88798.5142 | 0 | 0 | 0 | 327.2325 | 6.116 | 89259.362 | 0 | 0 | 0 | 328.9308 | 6.1477 | 89937.7079 | 0 | 0 | 0 | 331.4306 | 6.1944 | 1154380.6848 | 1160371.7055 | 1169190.203 | 0 | 0 | 0 | 0 | 0 | 0 | 0 | 0 | 0 | 4254.0227 | 4276.1003 | 4308.5974 | 88798.5142 | 12.2637 | 267995.5841 | 0 | 0 | 0 | 0 | 0 | 0 | 0 | 0 | 0 | 327.2325 | 656.1633 | 987.5939 | 6.116 | 12.2637 | 18.4581 | 2253 | 326.0899 | 1.1447 | 2253 | 318.2338 | 1.1412 | 2253 | 327.153 | 1.1452 | 142678.7223 | 0 | 0 | 0 | 525.7871 | 9.827 | 143392.1159 | 0 | 0 | 0 | 9.8761 | 144109.0765 | 0 | 0 | 0 | 9.9255 | 142678.7223 | 19.7031 | 430179.9147 | 0 | 0 | 0 | 0 | 0 | 0 | 0 | 0 | 0 | 525.7871 | 1054.2032 | 1585.2614 | 9.827 | 19.7031 | 29.6286 | 117851.3124 | 134908.6252 | 117851.3124 | 216449.3764 | 0 | 118440.569 | 135170.1689 | 118440.569 | 217733.4785 | 0 | 119032.7718 | 136317.2484 | 119032.7718 | 221296.0848 | 0 | 52.3086 | 52.5702 | 52.833 | 0.061538 | 0.061232 | 0.060928 | 114142.9778 | 0 | 0 | 0 | 420.6297 | 7.8616 | 114713.6927 | 0 | 0 | 0 | 422.7329 | 7.9009 | 115287.2612 | 0 | 0 | 0 | 424.8465 | 7.9404 | 1483858.7118 | 1491278.0054 | 1498734.3954 | 0 | 0 | 0 | 0 | 0 | 0 | 0 | 0 | 0 | 5468.1863 | 5495.5272 | 5523.0048 | 114142.9778 | 15.7625 | 344143.9317 | 0 | 0 | 0 | 0 | 0 | 0 | 0 | 0 | 0 | 420.6297 | 843.3626 | 1268.2091 | 7.8616 | 15.7625 | 23.7028
| 594 | Business | Office | Hot Water | Gas | 02-326 | 02-326.01 | Water Heaters | [02-326]_Business_Hot Water_Water Heater - Indirect _ROB_Gas_per unit | Gas WH and boiler | Indirect WH | DEEMED | 0 | 19.0147 | 0 | 0 | 0 | 0 | 504.6 | 15 | 0.445 | 0.29785 | 0.42861 | 0.11215 | 0.16139 | 1 | 1 | Replace on Burnout | 1.6768 | #NUM! | 0 | 300.923 | 0 | 0 | 300.923 | 0 | 1884.9045 | 0 | 0 | 0 | 20.0615 | 0 | 1904.966 | 185.6444 | 1719.3216 | 10.2614 | 0 | 1910.759 | 0 | 0 | 0 | 20.0615 | 0 | 1930.8205 | 185.6444 | 1745.1761 | 10.4006 | 0 | 1939.7534 | 0 | 0 | 0 | 20.0615 | 0 | 1959.8149 | 185.6444 | 1774.1705 | 10.5568 | per unit | 0.050879 | 1250.0893 | 0.005 | 0 | 1592.5915 | 0 | 0 | 1592.5915 | 0 | 0 | 1600.5545 | 0 | 0 | 0 | 0 | 1608.5572 | 0 | 0 | 0 | 0 | 0 | 0 | 1592.5915 | 3193.146 | 4801.7032 | 0 | 0 | 0 | 0 | 0 | 0 | 1592.5915 | 3193.146 | 4801.7032 | 0 | 0 | 0 | 0 | 1592.5915 | 0 | 0 | 1592.5915 | 0 | 0 | 1600.5545 | 0 | 0 | 0 | 0 | 1608.5572 | 0 | 0 | 0 | 0 | 0 | 0 | 1592.5915 | 3193.146 | 4801.7032 | 0 | 0 | 0 | 0 | 0 | 0 | 1592.5915 | 3193.146 | 4801.7032 | 0 | 0 | 0 | 7976.015 | 81844.8379 | 7976.015 | 72549.8482 | 13703.5874 | 8030.5924 | 83523.2905 | 8030.5924 | 73392.0432 | 13797.3569 | 8089.5107 | 85399.5189 | 8089.5107 | 74367.533 | 13898.5844 | 42.9639 | 43.2579 | 43.5753 | 0.034198 | 0.034028 | 0.033858 | 0 | 816.9446 | 0 | 0 | 816.9446 | 0 | 0 | 822.5347 | 0 | 0 | 822.5347 | 0 | 0 | 828.5694 | 0 | 0 | 828.5694 | 0 | 0 | 0 | 0 | 12254.1692 | 12338.0207 | 12428.5415 | 0 | 0 | 0 | 0 | 0 | 0 | 12254.1692 | 12338.0207 | 12428.5415 | 0 | 0 | 0 | 816.9446 | 1639.4793 | 2468.0488 | 0 | 0 | 0 | 0 | 0 | 0 | 816.9446 | 1639.4793 | 2468.0488 | 0 | 0 | 0 | 1 | 1 | 1 | 1 | 1 | 1 | 1 | 378.45 | 1526.516 | 5.0336 | 378.45 | 1552.3705 | 5.1019 | 378.45 | 1581.3649 | 5.1785 | 0 | 1592.5915 | 0 | 0 | 1592.5915 | 0 | 0 | 1600.5545 | 0 | 0 | 0 | 0 | 1608.5572 | 0 | 0 | 0 | 0 | 0 | 0 | 1592.5915 | 3193.146 | 4801.7032 | 0 | 0 | 0 | 0 | 0 | 0 | 1592.5915 | 3193.146 | 4801.7032 | 0 | 0 | 0 | 25874.155 | 130240.1514 | 25874.155 | 115448.9818 | 8624.7183 | 26015.0043 | 132726.3945 | 26015.0043 | 116626.886 | 8671.6681 | 26159.586 | 135468.2183 | 26159.586 | 117968.3132 | 8719.862 | 68.3688 | 68.7409 | 69.123 | 0.054419 | 0.054148 | 0.053879 | 0 | 1300.0086 | 0 | 0 | 1300.0086 | 0 | 0 | 1307.0853 | 0 | 0 | 1307.0853 | 0 | 0 | 1314.3496 | 0 | 0 | 1314.3496 | 0 | 0 | 0 | 0 | 19500.1284 | 19606.2798 | 19715.2442 | 0 | 0 | 0 | 0 | 0 | 0 | 19500.1284 | 19606.2798 | 19715.2442 | 0 | 0 | 0 | 1300.0086 | 2607.0939 | 3921.4435 | 0 | 0 | 0 | 0 | 0 | 0 | 1300.0086 | 2607.0939 | 3921.4435 | 0 | 0 | 0 | 504.6 | 1400.366 | 3.7752 | 504.6 | 1426.2205 | 3.8264 | 504.6 | 1455.2149 | 3.8839 | 0 | 1592.5915 | 0 | 0 | 1592.5915 | 0 | 0 | 1600.5545 | 0 | 0 | 0 | 0 | 1608.5572 | 0 | 0 | 0 | 0 | 0 | 0 | 1592.5915 | 3193.146 | 4801.7032 | 0 | 0 | 0 | 0 | 0 | 0 | 1592.5915 | 3193.146 | 4801.7032 | 0 | 0 | 0 | 38036.9431 | 143597.0728 | 38036.9431 | 127288.9786 | 0 | 38227.1278 | 146273.7273 | 38227.1278 | 128530.9481 | 0 | 38418.2635 | 149212.6167 | 38418.2635 | 129937.198 | 0 | 75.3804 | 75.7573 | 76.1361 | 0.06 | 0.059701 | 0.059404 | 0 | 1433.3324 | 0 | 0 | 1433.3324 | 0 | 0 | 1440.499 | 0 | 0 | 1440.499 | 0 | 0 | 1447.7015 | 0 | 0 | 1447.7015 | 0 | 0 | 0 | 0 | 21499.9854 | 21607.4854 | 21715.5228 | 0 | 0 | 0 | 0 | 0 | 0 | 21499.9854 | 21607.4854 | 21715.5228 | 0 | 0 | 0 | 1433.3324 | 2873.8314 | 4321.5329 | 0 | 0 | 0 | 0 | 0 | 0 | 1433.3324 | 2873.8314 | 4321.5329 | 0 | 0 | 0
| 595 | Business | Retail | Hot Water | Gas | 02-326 | 02-326.02 | Water Heaters | [02-326]_Business_Hot Water_Water Heater - Indirect _ROB_Gas_per unit | Gas WH and boiler | Indirect WH | DEEMED | 0 | 19.0147 | 0 | 0 | 0 | 0 | 504.6 | 15 | 0.445 | 0.29785 | 0.42861 | 0.11215 | 0.16139 | 1 | 1 | Replace on Burnout | 1.6768 | #NUM! | 0 | 300.923 | 0 | 0 | 300.923 | 0 | 1884.9045 | 0 | 0 | 0 | 20.0615 | 0 | 1904.966 | 185.6444 | 1719.3216 | 10.2614 | 0 | 1910.759 | 0 | 0 | 0 | 20.0615 | 0 | 1930.8205 | 185.6444 | 1745.1761 | 10.4006 | 0 | 1939.7534 | 0 | 0 | 0 | 20.0615 | 0 | 1959.8149 | 185.6444 | 1774.1705 | 10.5568 | per unit | 0.02726 | 233.5927 | 0.005 | 0 | 297.593 | 0 | 0 | 297.593 | 0 | 0 | 299.0809 | 0 | 0 | 0 | 0 | 300.5764 | 0 | 0 | 0 | 0 | 0 | 0 | 297.593 | 596.6739 | 897.2503 | 0 | 0 | 0 | 0 | 0 | 0 | 297.593 | 596.6739 | 897.2503 | 0 | 0 | 0 | 0 | 297.593 | 0 | 0 | 297.593 | 0 | 0 | 299.0809 | 0 | 0 | 0 | 0 | 300.5764 | 0 | 0 | 0 | 0 | 0 | 0 | 297.593 | 596.6739 | 897.2503 | 0 | 0 | 0 | 0 | 0 | 0 | 297.593 | 596.6739 | 897.2503 | 0 | 0 | 0 | 1131.9546 | 11615.4045 | 1131.9546 | 10325.3218 | 1944.8106 | 1140.9247 | 11866.3454 | 1140.9247 | 10456.4054 | 1960.2221 | 1150.8586 | 12149.4081 | 1150.8586 | 10609.798 | 1977.2895 | 6.0974 | 6.1458 | 6.1993 | 0.025973 | 0.025844 | 0.025715 | 0 | 115.9406 | 0 | 0 | 115.9406 | 0 | 0 | 116.8594 | 0 | 0 | 116.8594 | 0 | 0 | 117.8769 | 0 | 0 | 117.8769 | 0 | 0 | 0 | 0 | 1739.1095 | 1752.8909 | 1768.1531 | 0 | 0 | 0 | 0 | 0 | 0 | 1739.1095 | 1752.8909 | 1768.1531 | 0 | 0 | 0 | 115.9406 | 232.8 | 350.6769 | 0 | 0 | 0 | 0 | 0 | 0 | 115.9406 | 232.8 | 350.6769 | 0 | 0 | 0 | 1 | 1 | 1 | 1 | 1 | 1 | 1 | 378.45 | 1526.516 | 5.0336 | 378.45 | 1552.3705 | 5.1019 | 378.45 | 1581.3649 | 5.1785 | 0 | 297.593 | 0 | 0 | 297.593 | 0 | 0 | 299.0809 | 0 | 0 | 0 | 0 | 300.5764 | 0 | 0 | 0 | 0 | 0 | 0 | 297.593 | 596.6739 | 897.2503 | 0 | 0 | 0 | 0 | 0 | 0 | 297.593 | 596.6739 | 897.2503 | 0 | 0 | 0 | 4108.6945 | 20681.5253 | 4108.6945 | 18384.5 | 1369.5648 | 4131.862 | 21080.4175 | 4131.862 | 18575.6764 | 1377.2873 | 4155.8389 | 21521.139 | 4155.8389 | 18793.9146 | 1385.2796 | 10.8566 | 10.9179 | 10.9812 | 0.046246 | 0.046015 | 0.045787 | 0 | 206.4353 | 0 | 0 | 206.4353 | 0 | 0 | 207.5993 | 0 | 0 | 207.5993 | 0 | 0 | 208.804 | 0 | 0 | 208.804 | 0 | 0 | 0 | 0 | 3096.5289 | 3113.9892 | 3132.0594 | 0 | 0 | 0 | 0 | 0 | 0 | 3096.5289 | 3113.9892 | 3132.0594 | 0 | 0 | 0 | 206.4353 | 414.0345 | 622.8385 | 0 | 0 | 0 | 0 | 0 | 0 | 206.4353 | 414.0345 | 622.8385 | 0 | 0 | 0 | 504.6 | 1400.366 | 3.7752 | 504.6 | 1426.2205 | 3.8264 | 504.6 | 1455.2149 | 3.8839 | 0 | 297.593 | 0 | 0 | 297.593 | 0 | 0 | 299.0809 | 0 | 0 | 0 | 0 | 300.5764 | 0 | 0 | 0 | 0 | 0 | 0 | 297.593 | 596.6739 | 897.2503 | 0 | 0 | 0 | 0 | 0 | 0 | 297.593 | 596.6739 | 897.2503 | 0 | 0 | 0 | 6317.88 | 23851.2615 | 6317.88 | 21202.1846 | 0 | 6349.4694 | 24295.8498 | 6349.4694 | 21409.0562 | 0 | 6381.2168 | 24783.995 | 6381.2168 | 21643.2915 | 0 | 12.5206 | 12.5832 | 12.6461 | 0.053333 | 0.053068 | 0.052804 | 0 | 238.0744 | 0 | 0 | 238.0744 | 0 | 0 | 239.2648 | 0 | 0 | 239.2648 | 0 | 0 | 240.4611 | 0 | 0 | 240.4611 | 0 | 0 | 0 | 0 | 3571.1158 | 3588.9714 | 3606.9162 | 0 | 0 | 0 | 0 | 0 | 0 | 3571.1158 | 3588.9714 | 3606.9162 | 0 | 0 | 0 | 238.0744 | 477.3391 | 717.8002 | 0 | 0 | 0 | 0 | 0 | 0 | 238.0744 | 477.3391 | 717.8002 | 0 | 0 | 0
| 596 | Business | Food Service | Hot Water | Gas | 02-326 | 02-326.03 | Water Heaters | [02-326]_Business_Hot Water_Water Heater - Indirect _ROB_Gas_per unit | Gas WH and boiler | Indirect WH | DEEMED | 0 | 19.0147 | 0 | 0 | 0 | 0 | 504.6 | 15 | 0.445 | 0.29785 | 0.42861 | 0.11215 | 0.16139 | 1 | 1 | Replace on Burnout | 1.6768 | #NUM! | 0 | 300.923 | 0 | 0 | 300.923 | 0 | 1884.9045 | 0 | 0 | 0 | 20.0615 | 0 | 2285.9592 | 185.6444 | 2100.3148 | 12.3136 | 0 | 1910.759 | 0 | 0 | 0 | 20.0615 | 0 | 2316.9846 | 185.6444 | 2131.3402 | 12.4808 | 0 | 1939.7534 | 0 | 0 | 0 | 20.0615 | 0 | 2351.7779 | 185.6444 | 2166.1335 | 12.6682 | per unit | 0.031175 | 49.9739 | 0.005 | 0 | 63.6658 | 0 | 0 | 63.6658 | 0 | 0 | 63.9842 | 0 | 0 | 0 | 0 | 64.3041 | 0 | 0 | 0 | 0 | 0 | 0 | 63.6658 | 127.65 | 191.954 | 0 | 0 | 0 | 0 | 0 | 0 | 63.6658 | 127.65 | 191.954 | 0 | 0 | 0 | 0 | 63.6658 | 0 | 0 | 63.6658 | 0 | 0 | 63.9842 | 0 | 0 | 0 | 0 | 64.3041 | 0 | 0 | 0 | 0 | 0 | 0 | 63.6658 | 127.65 | 191.954 | 0 | 0 | 0 | 0 | 0 | 0 | 63.6658 | 127.65 | 191.954 | 0 | 0 | 0 | 264.201 | 3253.2766 | 264.201 | 2800.7114 | 453.9236 | 266.1946 | 3322.3128 | 266.1946 | 2835.2023 | 457.3488 | 268.3818 | 3399.9101 | 268.3818 | 2875.3951 | 461.1066 | 1.4232 | 1.4339 | 1.4457 | 0.028336 | 0.028195 | 0.028055 | 0 | 27.0608 | 0 | 0 | 27.0608 | 0 | 0 | 27.265 | 0 | 0 | 27.265 | 0 | 0 | 27.489 | 0 | 0 | 27.489 | 0 | 0 | 0 | 0 | 405.9124 | 408.9754 | 412.3357 | 0 | 0 | 0 | 0 | 0 | 0 | 405.9124 | 408.9754 | 412.3357 | 0 | 0 | 0 | 27.0608 | 54.3259 | 81.8149 | 0 | 0 | 0 | 0 | 0 | 0 | 27.0608 | 54.3259 | 81.8149 | 0 | 0 | 0 | 1 | 1 | 1 | 1 | 1 | 1 | 1 | 378.45 | 1907.5092 | 6.0403 | 378.45 | 1938.5346 | 6.1223 | 378.45 | 1973.3279 | 6.2142 | 0 | 63.6658 | 0 | 0 | 63.6658 | 0 | 0 | 63.9842 | 0 | 0 | 0 | 0 | 64.3041 | 0 | 0 | 0 | 0 | 0 | 0 | 63.6658 | 127.65 | 191.954 | 0 | 0 | 0 | 0 | 0 | 0 | 63.6658 | 127.65 | 191.954 | 0 | 0 | 0 | 895.9375 | 5411.7493 | 895.9375 | 4658.9177 | 298.6458 | 900.9213 | 5515.7107 | 900.9213 | 4707.0088 | 300.3071 | 906.0565 | 5630.4495 | 906.0565 | 4761.8221 | 302.0188 | 2.3674 | 2.3806 | 2.3941 | 0.047137 | 0.046902 | 0.046669 | 0 | 45.0151 | 0 | 0 | 45.0151 | 0 | 0 | 45.2655 | 0 | 0 | 45.2655 | 0 | 0 | 45.5235 | 0 | 0 | 45.5235 | 0 | 0 | 0 | 0 | 675.2258 | 678.9818 | 682.852 | 0 | 0 | 0 | 0 | 0 | 0 | 675.2258 | 678.9818 | 682.852 | 0 | 0 | 0 | 45.0151 | 90.2805 | 135.804 | 0 | 0 | 0 | 0 | 0 | 0 | 45.0151 | 90.2805 | 135.804 | 0 | 0 | 0 | 504.6 | 1781.3592 | 4.5302 | 504.6 | 1812.3846 | 4.5917 | 504.6 | 1847.1779 | 4.6607 | 0 | 63.6658 | 0 | 0 | 63.6658 | 0 | 0 | 63.9842 | 0 | 0 | 0 | 0 | 64.3041 | 0 | 0 | 0 | 0 | 0 | 0 | 63.6658 | 127.65 | 191.954 | 0 | 0 | 0 | 0 | 0 | 0 | 63.6658 | 127.65 | 191.954 | 0 | 0 | 0 | 1351.6214 | 6123.1694 | 1351.6214 | 5271.3717 | 0 | 1358.3795 | 6237.3055 | 1358.3795 | 5322.8049 | 0 | 1365.1714 | 6362.6236 | 1365.1714 | 5381.0414 | 0 | 2.6786 | 2.692 | 2.7055 | 0.053333 | 0.053068 | 0.052804 | 0 | 50.9327 | 0 | 0 | 50.9327 | 0 | 0 | 51.1873 | 0 | 0 | 51.1873 | 0 | 0 | 51.4433 | 0 | 0 | 51.4433 | 0 | 0 | 0 | 0 | 763.9899 | 767.8098 | 771.6489 | 0 | 0 | 0 | 0 | 0 | 0 | 763.9899 | 767.8098 | 771.6489 | 0 | 0 | 0 | 50.9327 | 102.12 | 153.5632 | 0 | 0 | 0 | 0 | 0 | 0 | 50.9327 | 102.12 | 153.5632 | 0 | 0 | 0
| 597 | Business | Healthcare/Hospitals | Hot Water | Gas | 02-326 | 02-326.04 | Water Heaters | [02-326]_Business_Hot Water_Water Heater - Indirect _ROB_Gas_per unit | Gas WH and boiler | Indirect WH | DEEMED | 0 | 19.0147 | 0 | 0 | 0 | 0 | 504.6 | 15 | 0.445 | 0.29785 | 0.42861 | 0.11215 | 0.16139 | 1 | 1 | Replace on Burnout | 1.6768 | #NUM! | 0 | 300.923 | 0 | 0 | 300.923 | 0 | 1884.9045 | 0 | 0 | 0 | 20.0615 | 0 | 1904.966 | 212.7062 | 1692.2598 | 8.9559 | 0 | 1910.759 | 0 | 0 | 0 | 20.0615 | 0 | 1930.8205 | 212.7062 | 1718.1144 | 9.0774 | 0 | 1939.7534 | 0 | 0 | 0 | 20.0615 | 0 | 1959.8149 | 212.7062 | 1747.1088 | 9.2137 | per unit | 0.06491 | 176.2952 | 0.005 | 0 | 224.5969 | 0 | 0 | 224.5969 | 0 | 0 | 225.7199 | 0 | 0 | 0 | 0 | 226.8485 | 0 | 0 | 0 | 0 | 0 | 0 | 224.5969 | 450.3168 | 677.1653 | 0 | 0 | 0 | 0 | 0 | 0 | 224.5969 | 450.3168 | 677.1653 | 0 | 0 | 0 | 0 | 224.5969 | 0 | 0 | 224.5969 | 0 | 0 | 225.7199 | 0 | 0 | 0 | 0 | 226.8485 | 0 | 0 | 0 | 0 | 0 | 0 | 224.5969 | 450.3168 | 677.1653 | 0 | 0 | 0 | 0 | 0 | 0 | 224.5969 | 450.3168 | 677.1653 | 0 | 0 | 0 | 1156.4017 | 10356.5686 | 1156.4017 | 10010.8257 | 1586.9147 | 1164.7591 | 10572.9935 | 1164.7591 | 10130.9028 | 1598.3835 | 1173.8359 | 10815.395 | 1173.8359 | 10270.2055 | 1610.8394 | 5.4366 | 5.4759 | 5.5186 | 0.030685 | 0.030532 | 0.03038 | 0 | 103.3754 | 0 | 0 | 103.3754 | 0 | 0 | 104.1225 | 0 | 0 | 104.1225 | 0 | 0 | 104.9339 | 0 | 0 | 104.9339 | 0 | 0 | 0 | 0 | 1550.631 | 1561.8376 | 1574.0087 | 0 | 0 | 0 | 0 | 0 | 0 | 1550.631 | 1561.8376 | 1574.0087 | 0 | 0 | 0 | 103.3754 | 207.4979 | 312.4318 | 0 | 0 | 0 | 0 | 0 | 0 | 103.3754 | 207.4979 | 312.4318 | 0 | 0 | 0 | 1 | 1 | 1 | 1 | 1 | 1 | 1 | 378.45 | 1526.516 | 5.0336 | 378.45 | 1552.3705 | 5.1019 | 378.45 | 1581.3649 | 5.1785 | 0 | 224.5969 | 0 | 0 | 224.5969 | 0 | 0 | 225.7199 | 0 | 0 | 0 | 0 | 226.8485 | 0 | 0 | 0 | 0 | 0 | 0 | 224.5969 | 450.3168 | 677.1653 | 0 | 0 | 0 | 0 | 0 | 0 | 224.5969 | 450.3168 | 677.1653 | 0 | 0 | 0 | 3135.0748 | 15780.713 | 3135.0748 | 15253.8909 | 1045.0249 | 3152.6185 | 16084.398 | 3152.6185 | 15411.8578 | 1050.8728 | 3170.6998 | 16419.5662 | 3170.6998 | 15591.878 | 1056.8999 | 8.284 | 8.3303 | 8.3781 | 0.046756 | 0.046523 | 0.046291 | 0 | 157.5172 | 0 | 0 | 157.5172 | 0 | 0 | 158.3986 | 0 | 0 | 158.3986 | 0 | 0 | 159.3071 | 0 | 0 | 159.3071 | 0 | 0 | 0 | 0 | 2362.7578 | 2375.9796 | 2389.6067 | 0 | 0 | 0 | 0 | 0 | 0 | 2362.7578 | 2375.9796 | 2389.6067 | 0 | 0 | 0 | 157.5172 | 315.9158 | 475.2229 | 0 | 0 | 0 | 0 | 0 | 0 | 157.5172 | 315.9158 | 475.2229 | 0 | 0 | 0 | 504.6 | 1400.366 | 3.7752 | 504.6 | 1426.2205 | 3.8264 | 504.6 | 1455.2149 | 3.8839 | 0 | 224.5969 | 0 | 0 | 224.5969 | 0 | 0 | 225.7199 | 0 | 0 | 0 | 0 | 226.8485 | 0 | 0 | 0 | 0 | 0 | 0 | 224.5969 | 450.3168 | 677.1653 | 0 | 0 | 0 | 0 | 0 | 0 | 224.5969 | 450.3168 | 677.1653 | 0 | 0 | 0 | 4768.1783 | 18000.8275 | 4768.1783 | 17399.8892 | 0 | 4792.0192 | 18336.3635 | 4792.0192 | 17569.6614 | 0 | 4815.9793 | 18704.7724 | 4815.9793 | 17761.8901 | 0 | 9.4494 | 9.4967 | 9.5442 | 0.053333 | 0.053068 | 0.052804 | 0 | 179.6775 | 0 | 0 | 179.6775 | 0 | 0 | 180.5759 | 0 | 0 | 180.5759 | 0 | 0 | 181.4788 | 0 | 0 | 181.4788 | 0 | 0 | 0 | 0 | 2695.1631 | 2708.6389 | 2722.1821 | 0 | 0 | 0 | 0 | 0 | 0 | 2695.1631 | 2708.6389 | 2722.1821 | 0 | 0 | 0 | 179.6775 | 360.2535 | 541.7323 | 0 | 0 | 0 | 0 | 0 | 0 | 179.6775 | 360.2535 | 541.7323 | 0 | 0 | 0
| 598 | Business | Campus/Education | Hot Water | Gas | 02-326 | 02-326.05 | Water Heaters | [02-326]_Business_Hot Water_Water Heater - Indirect _ROB_Gas_per unit | Gas WH and boiler | Indirect WH | DEEMED | 0 | 19.0147 | 0 | 0 | 0 | 0 | 504.6 | 15 | 0.445 | 0.29785 | 0.42861 | 0.11215 | 0.16139 | 1 | 1 | Replace on Burnout | 1.6768 | #NUM! | 0 | 300.923 | 0 | 0 | 300.923 | 0 | 1884.9045 | 0 | 0 | 0 | 20.0615 | 0 | 1904.966 | 212.7062 | 1692.2598 | 8.9559 | 0 | 1910.759 | 0 | 0 | 0 | 20.0615 | 0 | 1930.8205 | 212.7062 | 1718.1144 | 9.0774 | 0 | 1939.7534 | 0 | 0 | 0 | 20.0615 | 0 | 1959.8149 | 212.7062 | 1747.1088 | 9.2137 | per unit | 0.14012 | 318.2157 | 0.005 | 0 | 405.4011 | 0 | 0 | 405.4011 | 0 | 0 | 407.4281 | 0 | 0 | 0 | 0 | 409.4653 | 0 | 0 | 0 | 0 | 0 | 0 | 405.4011 | 812.8292 | 1222.2945 | 0 | 0 | 0 | 0 | 0 | 0 | 405.4011 | 812.8292 | 1222.2945 | 0 | 0 | 0 | 0 | 405.4011 | 0 | 0 | 405.4011 | 0 | 0 | 407.4281 | 0 | 0 | 0 | 0 | 409.4653 | 0 | 0 | 0 | 0 | 0 | 0 | 405.4011 | 812.8292 | 1222.2945 | 0 | 0 | 0 | 0 | 0 | 0 | 405.4011 | 812.8292 | 1222.2945 | 0 | 0 | 0 | 2044.3728 | 18309.1105 | 2044.3728 | 16941.937 | 2805.4656 | 2059.216 | 18692.3434 | 2059.216 | 17145.7203 | 2825.8348 | 2075.4386 | 19122.5093 | 2075.4386 | 17382.9481 | 2848.0968 | 9.6113 | 9.681 | 9.7573 | 0.030053 | 0.029904 | 0.029755 | 0 | 182.7547 | 0 | 0 | 182.7547 | 0 | 0 | 184.0816 | 0 | 0 | 184.0816 | 0 | 0 | 185.5318 | 0 | 0 | 185.5318 | 0 | 0 | 0 | 0 | 2741.3206 | 2761.2241 | 2782.977 | 0 | 0 | 0 | 0 | 0 | 0 | 2741.3206 | 2761.2241 | 2782.977 | 0 | 0 | 0 | 182.7547 | 366.8363 | 552.3681 | 0 | 0 | 0 | 0 | 0 | 0 | 182.7547 | 366.8363 | 552.3681 | 0 | 0 | 0 | 1 | 1 | 1 | 1 | 1 | 1 | 1 | 378.45 | 1526.516 | 5.0336 | 378.45 | 1552.3705 | 5.1019 | 378.45 | 1581.3649 | 5.1785 | 0 | 405.4011 | 0 | 0 | 405.4011 | 0 | 0 | 407.4281 | 0 | 0 | 0 | 0 | 409.4653 | 0 | 0 | 0 | 0 | 0 | 0 | 405.4011 | 812.8292 | 1222.2945 | 0 | 0 | 0 | 0 | 0 | 0 | 405.4011 | 812.8292 | 1222.2945 | 0 | 0 | 0 | 5627.1755 | 28324.9516 | 5627.1755 | 26209.8776 | 1875.7252 | 5658.7988 | 28870.722 | 5658.7988 | 26481.9298 | 1886.2663 | 5691.4589 | 29473.3943 | 5691.4589 | 26792.2204 | 1897.153 | 14.869 | 14.9526 | 15.0389 | 0.046494 | 0.046262 | 0.046032 | 0 | 282.7291 | 0 | 0 | 282.7291 | 0 | 0 | 284.318 | 0 | 0 | 284.318 | 0 | 0 | 285.9589 | 0 | 0 | 285.9589 | 0 | 0 | 0 | 0 | 4240.9364 | 4264.7693 | 4289.3837 | 0 | 0 | 0 | 0 | 0 | 0 | 4240.9364 | 4264.7693 | 4289.3837 | 0 | 0 | 0 | 282.7291 | 567.047 | 853.006 | 0 | 0 | 0 | 0 | 0 | 0 | 282.7291 | 567.047 | 853.006 | 0 | 0 | 0 | 504.6 | 1400.366 | 3.7752 | 504.6 | 1426.2205 | 3.8264 | 504.6 | 1455.2149 | 3.8839 | 0 | 405.4011 | 0 | 0 | 405.4011 | 0 | 0 | 407.4281 | 0 | 0 | 0 | 0 | 409.4653 | 0 | 0 | 0 | 0 | 0 | 0 | 405.4011 | 812.8292 | 1222.2945 | 0 | 0 | 0 | 0 | 0 | 0 | 405.4011 | 812.8292 | 1222.2945 | 0 | 0 | 0 | 8606.6399 | 32491.7881 | 8606.6399 | 30065.569 | 0 | 8649.6731 | 33097.4362 | 8649.6731 | 30358.9214 | 0 | 8692.9215 | 33762.4203 | 8692.9215 | 30691.0766 | 0 | 17.0564 | 17.1416 | 17.2274 | 0.053333 | 0.053068 | 0.052804 | 0 | 324.3209 | 0 | 0 | 324.3209 | 0 | 0 | 325.9425 | 0 | 0 | 325.9425 | 0 | 0 | 327.5722 | 0 | 0 | 327.5722 | 0 | 0 | 0 | 0 | 4864.8134 | 4889.1375 | 4913.5832 | 0 | 0 | 0 | 0 | 0 | 0 | 4864.8134 | 4889.1375 | 4913.5832 | 0 | 0 | 0 | 324.3209 | 650.2634 | 977.8356 | 0 | 0 | 0 | 0 | 0 | 0 | 324.3209 | 650.2634 | 977.8356 | 0 | 0 | 0
| 599 | Business | Warehouse | Hot Water | Gas | 02-326 | 02-326.06 | Water Heaters | [02-326]_Business_Hot Water_Water Heater - Indirect _ROB_Gas_per unit | Gas WH and boiler | Indirect WH | DEEMED | 0 | 19.0147 | 0 | 0 | 0 | 0 | 504.6 | 15 | 0.445 | 0.29785 | 0.42861 | 0.11215 | 0.16139 | 1 | 1 | Replace on Burnout | 1.6768 | #NUM! | 0 | 300.923 | 0 | 0 | 300.923 | 0 | 1884.9045 | 0 | 0 | 0 | 20.0615 | 0 | 1904.966 | 212.7062 | 1692.2598 | 8.9559 | 0 | 1910.759 | 0 | 0 | 0 | 20.0615 | 0 | 1930.8205 | 212.7062 | 1718.1144 | 9.0774 | 0 | 1939.7534 | 0 | 0 | 0 | 20.0615 | 0 | 1959.8149 | 212.7062 | 1747.1088 | 9.2137 | per unit | 0.023875 | 49.5642 | 0.005 | 0 | 63.1439 | 0 | 0 | 63.1439 | 0 | 0 | 63.4596 | 0 | 0 | 0 | 0 | 63.7769 | 0 | 0 | 0 | 0 | 0 | 0 | 63.1439 | 126.6036 | 190.3805 | 0 | 0 | 0 | 0 | 0 | 0 | 63.1439 | 126.6036 | 190.3805 | 0 | 0 | 0 | 0 | 63.1439 | 0 | 0 | 63.1439 | 0 | 0 | 63.4596 | 0 | 0 | 0 | 0 | 63.7769 | 0 | 0 | 0 | 0 | 0 | 0 | 63.1439 | 126.6036 | 190.3805 | 0 | 0 | 0 | 0 | 0 | 0 | 63.1439 | 126.6036 | 190.3805 | 0 | 0 | 0 | 398.3665 | 3567.7133 | 398.3665 | 3310.4296 | 546.673 | 400.9367 | 3639.4663 | 400.9367 | 3347.5593 | 550.2002 | 403.683 | 3719.4216 | 403.683 | 3390.4127 | 553.9688 | 1.8728 | 1.8849 | 1.8978 | 0.037598 | 0.037411 | 0.037225 | 0 | 35.6116 | 0 | 0 | 35.6116 | 0 | 0 | 35.8413 | 0 | 0 | 35.8413 | 0 | 0 | 36.0868 | 0 | 0 | 36.0868 | 0 | 0 | 0 | 0 | 534.1737 | 537.6202 | 541.3027 | 0 | 0 | 0 | 0 | 0 | 0 | 534.1737 | 537.6202 | 541.3027 | 0 | 0 | 0 | 35.6116 | 71.4529 | 107.5398 | 0 | 0 | 0 | 0 | 0 | 0 | 35.6116 | 71.4529 | 107.5398 | 0 | 0 | 0 | 1 | 1 | 1 | 1 | 1 | 1 | 1 | 378.45 | 1526.516 | 5.0336 | 378.45 | 1552.3705 | 5.1019 | 378.45 | 1581.3649 | 5.1785 | 0 | 63.1439 | 0 | 0 | 63.1439 | 0 | 0 | 63.4596 | 0 | 0 | 0 | 0 | 63.7769 | 0 | 0 | 0 | 0 | 0 | 0 | 63.1439 | 126.6036 | 190.3805 | 0 | 0 | 0 | 0 | 0 | 0 | 63.1439 | 126.6036 | 190.3805 | 0 | 0 | 0 | 1030.2059 | 5185.6444 | 1030.2059 | 4811.6845 | 343.402 | 1035.7953 | 5284.5417 | 1035.7953 | 4860.6898 | 345.2651 | 1041.523 | 5393.5587 | 1041.523 | 4916.4605 | 347.1743 | 2.7222 | 2.7369 | 2.7521 | 0.054649 | 0.054377 | 0.054106 | 0 | 51.7612 | 0 | 0 | 51.7612 | 0 | 0 | 52.042 | 0 | 0 | 52.042 | 0 | 0 | 52.3298 | 0 | 0 | 52.3298 | 0 | 0 | 0 | 0 | 776.4175 | 780.63 | 784.9467 | 0 | 0 | 0 | 0 | 0 | 0 | 776.4175 | 780.63 | 784.9467 | 0 | 0 | 0 | 51.7612 | 103.8032 | 156.1329 | 0 | 0 | 0 | 0 | 0 | 0 | 51.7612 | 103.8032 | 156.1329 | 0 | 0 | 0 | 504.6 | 1400.366 | 3.7752 | 504.6 | 1426.2205 | 3.8264 | 504.6 | 1455.2149 | 3.8839 | 0 | 63.1439 | 0 | 0 | 63.1439 | 0 | 0 | 63.4596 | 0 | 0 | 0 | 0 | 63.7769 | 0 | 0 | 0 | 0 | 0 | 0 | 63.1439 | 126.6036 | 190.3805 | 0 | 0 | 0 | 0 | 0 | 0 | 63.1439 | 126.6036 | 190.3805 | 0 | 0 | 0 | 1508.1092 | 5693.4142 | 1508.1092 | 5282.8368 | 0 | 1515.6498 | 5799.5397 | 1515.6498 | 5334.3819 | 0 | 1523.228 | 5916.0623 | 1523.228 | 5392.7451 | 0 | 2.9887 | 3.0037 | 3.0187 | 0.06 | 0.059701 | 0.059404 | 0 | 56.8295 | 0 | 0 | 56.8295 | 0 | 0 | 57.1137 | 0 | 0 | 57.1137 | 0 | 0 | 57.3993 | 0 | 0 | 57.3993 | 0 | 0 | 0 | 0 | 852.443 | 856.7052 | 860.9888 | 0 | 0 | 0 | 0 | 0 | 0 | 852.443 | 856.7052 | 860.9888 | 0 | 0 | 0 | 56.8295 | 113.9432 | 171.3425 | 0 | 0 | 0 | 0 | 0 | 0 | 56.8295 | 113.9432 | 171.3425 | 0 | 0 | 0
| 600 | Business | Lodging | Hot Water | Gas | 02-326 | 02-326.07 | Water Heaters | [02-326]_Business_Hot Water_Water Heater - Indirect _ROB_Gas_per unit | Gas WH and boiler | Indirect WH | DEEMED | 0 | 19.0147 | 0 | 0 | 0 | 0 | 504.6 | 15 | 0.445 | 0.29785 | 0.42861 | 0.11215 | 0.16139 | 1 | 1 | Replace on Burnout | 1.6768 | #NUM! | 0 | 300.923 | 0 | 0 | 300.923 | 0 | 1884.9045 | 0 | 0 | 0 | 20.0615 | 0 | 1904.966 | 185.6444 | 1719.3216 | 10.2614 | 0 | 1910.759 | 0 | 0 | 0 | 20.0615 | 0 | 1930.8205 | 185.6444 | 1745.1761 | 10.4006 | 0 | 1939.7534 | 0 | 0 | 0 | 20.0615 | 0 | 1959.8149 | 185.6444 | 1774.1705 | 10.5568 | per unit | 0.13354 | 382.8458 | 0.005 | 0 | 487.7388 | 0 | 0 | 487.7388 | 0 | 0 | 490.1775 | 0 | 0 | 0 | 0 | 492.6284 | 0 | 0 | 0 | 0 | 0 | 0 | 487.7388 | 977.9163 | 1470.5446 | 0 | 0 | 0 | 0 | 0 | 0 | 487.7388 | 977.9163 | 1470.5446 | 0 | 0 | 0 | 0 | 487.7388 | 0 | 0 | 487.7388 | 0 | 0 | 490.1775 | 0 | 0 | 0 | 0 | 492.6284 | 0 | 0 | 0 | 0 | 0 | 0 | 487.7388 | 977.9163 | 1470.5446 | 0 | 0 | 0 | 0 | 0 | 0 | 487.7388 | 977.9163 | 1470.5446 | 0 | 0 | 0 | 2439.0885 | 25028.3882 | 2439.0885 | 22102.3727 | 4190.5967 | 2455.8089 | 25541.9809 | 2455.8089 | 22359.2257 | 4219.324 | 2473.8652 | 26116.153 | 2473.8652 | 22656.7679 | 4250.3466 | 13.1385 | 13.2286 | 13.3258 | 0.034147 | 0.033977 | 0.033808 | 0 | 249.824 | 0 | 0 | 249.824 | 0 | 0 | 251.5366 | 0 | 0 | 251.5366 | 0 | 0 | 253.386 | 0 | 0 | 253.386 | 0 | 0 | 0 | 0 | 3747.3604 | 3773.0493 | 3800.7906 | 0 | 0 | 0 | 0 | 0 | 0 | 3747.3604 | 3773.0493 | 3800.7906 | 0 | 0 | 0 | 249.824 | 501.3606 | 754.7467 | 0 | 0 | 0 | 0 | 0 | 0 | 249.824 | 501.3606 | 754.7467 | 0 | 0 | 0 | 1 | 1 | 1 | 1 | 1 | 1 | 1 | 378.45 | 1526.516 | 5.0336 | 378.45 | 1552.3705 | 5.1019 | 378.45 | 1581.3649 | 5.1785 | 0 | 487.7388 | 0 | 0 | 487.7388 | 0 | 0 | 490.1775 | 0 | 0 | 0 | 0 | 492.6284 | 0 | 0 | 0 | 0 | 0 | 0 | 487.7388 | 977.9163 | 1470.5446 | 0 | 0 | 0 | 0 | 0 | 0 | 487.7388 | 977.9163 | 1470.5446 | 0 | 0 | 0 | 7921.2302 | 39872.3057 | 7921.2302 | 35210.9196 | 2640.4101 | 7964.4322 | 40633.8728 | 7964.4322 | 35570.5354 | 2654.8107 | 8008.6719 | 41473.1529 | 8008.6719 | 35979.5565 | 2669.5573 | 20.9307 | 21.0449 | 21.1618 | 0.054399 | 0.054129 | 0.053859 | 0 | 397.9905 | 0 | 0 | 397.9905 | 0 | 0 | 400.1611 | 0 | 0 | 400.1611 | 0 | 0 | 402.3838 | 0 | 0 | 402.3838 | 0 | 0 | 0 | 0 | 5969.857 | 6002.4163 | 6035.7577 | 0 | 0 | 0 | 0 | 0 | 0 | 5969.857 | 6002.4163 | 6035.7577 | 0 | 0 | 0 | 397.9905 | 798.1516 | 1200.5354 | 0 | 0 | 0 | 0 | 0 | 0 | 397.9905 | 798.1516 | 1200.5354 | 0 | 0 | 0 | 504.6 | 1400.366 | 3.7752 | 504.6 | 1426.2205 | 3.8264 | 504.6 | 1455.2149 | 3.8839 | 0 | 487.7388 | 0 | 0 | 487.7388 | 0 | 0 | 490.1775 | 0 | 0 | 0 | 0 | 492.6284 | 0 | 0 | 0 | 0 | 0 | 0 | 487.7388 | 977.9163 | 1470.5446 | 0 | 0 | 0 | 0 | 0 | 0 | 487.7388 | 977.9163 | 1470.5446 | 0 | 0 | 0 | 11648.9961 | 43977.2916 | 11648.9961 | 38836.0003 | 0 | 11707.2411 | 44797.0298 | 11707.2411 | 39214.9264 | 0 | 11765.7773 | 45697.0788 | 11765.7773 | 39643.9748 | 0 | 23.0856 | 23.201 | 23.317 | 0.06 | 0.059701 | 0.059404 | 0 | 438.9649 | 0 | 0 | 438.9649 | 0 | 0 | 441.1597 | 0 | 0 | 441.1597 | 0 | 0 | 443.3655 | 0 | 0 | 443.3655 | 0 | 0 | 0 | 0 | 6584.4736 | 6617.3959 | 6650.4829 | 0 | 0 | 0 | 0 | 0 | 0 | 6584.4736 | 6617.3959 | 6650.4829 | 0 | 0 | 0 | 438.9649 | 880.1246 | 1323.4902 | 0 | 0 | 0 | 0 | 0 | 0 | 438.9649 | 880.1246 | 1323.4902 | 0 | 0 | 0
| 601 | Business | Other Commercial | Hot Water | Gas | 02-326 | 02-326.08 | Water Heaters | [02-326]_Business_Hot Water_Water Heater - Indirect _ROB_Gas_per unit | Gas WH and boiler | Indirect WH | DEEMED | 0 | 19.0147 | 0 | 0 | 0 | 0 | 504.6 | 15 | 0.445 | 0.29785 | 0.42861 | 0.11215 | 0.16139 | 1 | 1 | Replace on Burnout | 1.6768 | #NUM! | 0 | 300.923 | 0 | 0 | 300.923 | 0 | 1884.9045 | 0 | 0 | 0 | 20.0615 | 0 | 1904.966 | 185.6444 | 1719.3216 | 10.2614 | 0 | 1910.759 | 0 | 0 | 0 | 20.0615 | 0 | 1930.8205 | 185.6444 | 1745.1761 | 10.4006 | 0 | 1939.7534 | 0 | 0 | 0 | 20.0615 | 0 | 1959.8149 | 185.6444 | 1774.1705 | 10.5568 | per unit | 0.072266 | 274.6103 | 0.005 | 0 | 349.8486 | 0 | 0 | 349.8486 | 0 | 0 | 351.5978 | 0 | 0 | 0 | 0 | 353.3558 | 0 | 0 | 0 | 0 | 0 | 0 | 349.8486 | 701.4464 | 1054.8023 | 0 | 0 | 0 | 0 | 0 | 0 | 349.8486 | 701.4464 | 1054.8023 | 0 | 0 | 0 | 0 | 349.8486 | 0 | 0 | 349.8486 | 0 | 0 | 351.5978 | 0 | 0 | 0 | 0 | 353.3558 | 0 | 0 | 0 | 0 | 0 | 0 | 349.8486 | 701.4464 | 1054.8023 | 0 | 0 | 0 | 0 | 0 | 0 | 349.8486 | 701.4464 | 1054.8023 | 0 | 0 | 0 | 1755.708 | 18015.9684 | 1755.708 | 16053.7455 | 3016.481 | 1767.6914 | 18385.1195 | 1767.6914 | 16239.8267 | 3037.0697 | 1780.6219 | 18797.7073 | 1780.6219 | 16455.3219 | 3059.2856 | 9.4574 | 9.5219 | 9.5916 | 0.034268 | 0.034097 | 0.033928 | 0 | 179.8287 | 0 | 0 | 179.8287 | 0 | 0 | 181.0561 | 0 | 0 | 181.0561 | 0 | 0 | 182.3805 | 0 | 0 | 182.3805 | 0 | 0 | 0 | 0 | 2697.43 | 2715.8411 | 2735.7073 | 0 | 0 | 0 | 0 | 0 | 0 | 2697.43 | 2715.8411 | 2735.7073 | 0 | 0 | 0 | 179.8287 | 360.8847 | 543.2652 | 0 | 0 | 0 | 0 | 0 | 0 | 179.8287 | 360.8847 | 543.2652 | 0 | 0 | 0 | 1 | 1 | 1 | 1 | 1 | 1 | 1 | 378.45 | 1526.516 | 5.0336 | 378.45 | 1552.3705 | 5.1019 | 378.45 | 1581.3649 | 5.1785 | 0 | 349.8486 | 0 | 0 | 349.8486 | 0 | 0 | 351.5978 | 0 | 0 | 0 | 0 | 353.3558 | 0 | 0 | 0 | 0 | 0 | 0 | 349.8486 | 701.4464 | 1054.8023 | 0 | 0 | 0 | 0 | 0 | 0 | 349.8486 | 701.4464 | 1054.8023 | 0 | 0 | 0 | 5686.6273 | 28624.2082 | 5686.6273 | 25506.5809 | 1895.5424 | 5717.5975 | 29170.7083 | 5717.5975 | 25766.8842 | 1905.8658 | 5749.3417 | 29773.1422 | 5749.3417 | 26063.1061 | 1916.4472 | 15.0261 | 15.1079 | 15.1918 | 0.054446 | 0.054175 | 0.053905 | 0 | 285.7162 | 0 | 0 | 285.7162 | 0 | 0 | 287.2722 | 0 | 0 | 287.2722 | 0 | 0 | 288.8671 | 0 | 0 | 288.8671 | 0 | 0 | 0 | 0 | 4285.7424 | 4309.0831 | 4333.0072 | 0 | 0 | 0 | 0 | 0 | 0 | 4285.7424 | 4309.0831 | 4333.0072 | 0 | 0 | 0 | 285.7162 | 572.9884 | 861.8555 | 0 | 0 | 0 | 0 | 0 | 0 | 285.7162 | 572.9884 | 861.8555 | 0 | 0 | 0 | 504.6 | 1400.366 | 3.7752 | 504.6 | 1426.2205 | 3.8264 | 504.6 | 1455.2149 | 3.8839 | 0 | 349.8486 | 0 | 0 | 349.8486 | 0 | 0 | 351.5978 | 0 | 0 | 0 | 0 | 353.3558 | 0 | 0 | 0 | 0 | 0 | 0 | 349.8486 | 701.4464 | 1054.8023 | 0 | 0 | 0 | 0 | 0 | 0 | 349.8486 | 701.4464 | 1054.8023 | 0 | 0 | 0 | 8355.6713 | 31544.3313 | 8355.6713 | 28108.6565 | 0 | 8397.4496 | 32132.3187 | 8397.4496 | 28382.9151 | 0 | 8439.4369 | 32777.912 | 8439.4369 | 28693.451 | 0 | 16.559 | 16.6418 | 16.725 | 0.06 | 0.059701 | 0.059404 | 0 | 314.8637 | 0 | 0 | 314.8637 | 0 | 0 | 316.4381 | 0 | 0 | 316.4381 | 0 | 0 | 318.0202 | 0 | 0 | 318.0202 | 0 | 0 | 0 | 0 | 4722.956 | 4746.5708 | 4770.3037 | 0 | 0 | 0 | 0 | 0 | 0 | 4722.956 | 4746.5708 | 4770.3037 | 0 | 0 | 0 | 314.8637 | 631.3018 | 949.322 | 0 | 0 | 0 | 0 | 0 | 0 | 314.8637 | 631.3018 | 949.322 | 0 | 0 | 0
| 602 | Business | Food Sales | Hot Water | Gas | 02-326 | 02-326.09 | Water Heaters | [02-326]_Business_Hot Water_Water Heater - Indirect _ROB_Gas_per unit | Gas WH and boiler | Indirect WH | DEEMED | 0 | 19.0147 | 0 | 0 | 0 | 0 | 504.6 | 15 | 0.445 | 0.29785 | 0.42861 | 0.11215 | 0.16139 | 1 | 1 | Replace on Burnout | 1.6768 | #NUM! | 0 | 300.923 | 0 | 0 | 300.923 | 0 | 1884.9045 | 0 | 0 | 0 | 20.0615 | 0 | 1904.966 | 185.6444 | 1719.3216 | 10.2614 | 0 | 1910.759 | 0 | 0 | 0 | 20.0615 | 0 | 1930.8205 | 185.6444 | 1745.1761 | 10.4006 | 0 | 1939.7534 | 0 | 0 | 0 | 20.0615 | 0 | 1959.8149 | 185.6444 | 1774.1705 | 10.5568 | per unit | 0.021088 | 37.8748 | 0.005 | 0 | 48.2518 | 0 | 0 | 48.2518 | 0 | 0 | 48.4931 | 0 | 0 | 0 | 0 | 48.7355 | 0 | 0 | 0 | 0 | 0 | 0 | 48.2518 | 96.7449 | 145.4804 | 0 | 0 | 0 | 0 | 0 | 0 | 48.2518 | 96.7449 | 145.4804 | 0 | 0 | 0 | 0 | 48.2518 | 0 | 0 | 48.2518 | 0 | 0 | 48.4931 | 0 | 0 | 0 | 0 | 48.7355 | 0 | 0 | 0 | 0 | 0 | 0 | 48.2518 | 96.7449 | 145.4804 | 0 | 0 | 0 | 0 | 0 | 0 | 48.2518 | 96.7449 | 145.4804 | 0 | 0 | 0 | 182.3057 | 1870.7057 | 182.3057 | 1645.121 | 313.2193 | 183.7614 | 1911.2356 | 183.7614 | 1666.1066 | 315.7203 | 185.3538 | 1956.7465 | 185.3538 | 1690.4786 | 318.4562 | 0.98202 | 0.98986 | 0.99843 | 0.025799 | 0.025671 | 0.025543 | 0 | 18.6727 | 0 | 0 | 18.6727 | 0 | 0 | 18.8218 | 0 | 0 | 18.8218 | 0 | 0 | 18.9849 | 0 | 0 | 18.9849 | 0 | 0 | 0 | 0 | 280.0903 | 282.3268 | 284.7733 | 0 | 0 | 0 | 0 | 0 | 0 | 280.0903 | 282.3268 | 284.7733 | 0 | 0 | 0 | 18.6727 | 37.4945 | 56.4794 | 0 | 0 | 0 | 0 | 0 | 0 | 18.6727 | 37.4945 | 56.4794 | 0 | 0 | 0 | 1 | 1 | 1 | 1 | 1 | 1 | 1 | 378.45 | 1526.516 | 5.0336 | 378.45 | 1552.3705 | 5.1019 | 378.45 | 1581.3649 | 5.1785 | 0 | 48.2518 | 0 | 0 | 48.2518 | 0 | 0 | 48.4931 | 0 | 0 | 0 | 0 | 48.7355 | 0 | 0 | 0 | 0 | 0 | 0 | 48.2518 | 96.7449 | 145.4804 | 0 | 0 | 0 | 0 | 0 | 0 | 48.2518 | 96.7449 | 145.4804 | 0 | 0 | 0 | 665.204 | 3348.3708 | 665.204 | 2944.5974 | 221.7347 | 668.9636 | 3412.9971 | 668.9636 | 2975.2568 | 222.9879 | 672.8499 | 3484.3736 | 672.8499 | 3010.231 | 224.2833 | 1.7577 | 1.7676 | 1.7779 | 0.046177 | 0.045948 | 0.045719 | 0 | 33.4222 | 0 | 0 | 33.4222 | 0 | 0 | 33.6111 | 0 | 0 | 33.6111 | 0 | 0 | 33.8063 | 0 | 0 | 33.8063 | 0 | 0 | 0 | 0 | 501.3328 | 504.1663 | 507.0952 | 0 | 0 | 0 | 0 | 0 | 0 | 501.3328 | 504.1663 | 507.0952 | 0 | 0 | 0 | 33.4222 | 67.0333 | 100.8396 | 0 | 0 | 0 | 0 | 0 | 0 | 33.4222 | 67.0333 | 100.8396 | 0 | 0 | 0 | 504.6 | 1400.366 | 3.7752 | 504.6 | 1426.2205 | 3.8264 | 504.6 | 1455.2149 | 3.8839 | 0 | 48.2518 | 0 | 0 | 48.2518 | 0 | 0 | 48.4931 | 0 | 0 | 0 | 0 | 48.7355 | 0 | 0 | 0 | 0 | 0 | 0 | 48.2518 | 96.7449 | 145.4804 | 0 | 0 | 0 | 0 | 0 | 0 | 48.2518 | 96.7449 | 145.4804 | 0 | 0 | 0 | 1024.383 | 3867.2509 | 1024.383 | 3400.9067 | 0 | 1029.5049 | 3939.3366 | 1029.5049 | 3434.0897 | 0 | 1034.6524 | 4018.4846 | 1034.6524 | 3471.6619 | 0 | 2.0301 | 2.0402 | 2.0504 | 0.053333 | 0.053068 | 0.052804 | 0 | 38.6015 | 0 | 0 | 38.6015 | 0 | 0 | 38.7945 | 0 | 0 | 38.7945 | 0 | 0 | 38.9884 | 0 | 0 | 38.9884 | 0 | 0 | 0 | 0 | 579.0218 | 581.9169 | 584.8265 | 0 | 0 | 0 | 0 | 0 | 0 | 579.0218 | 581.9169 | 584.8265 | 0 | 0 | 0 | 38.6015 | 77.3959 | 116.3843 | 0 | 0 | 0 | 0 | 0 | 0 | 38.6015 | 77.3959 | 116.3843 | 0 | 0 | 0
| 603 | Business | Manufacturing/Industrial | Hot Water | Gas | 02-326 | 02-326.10 | Water Heaters | [02-326]_Business_Hot Water_Water Heater - Indirect _ROB_Gas_per unit | Gas WH and boiler | Indirect WH | DEEMED | 0 | 19.0147 | 0 | 0 | 0 | 0 | 504.6 | 15 | 0.445 | 0.29785 | 0.42861 | 0.11215 | 0.16139 | 1 | 1 | Replace on Burnout | 1.6768 | #NUM! | 0 | 300.923 | 0 | 0 | 300.923 | 0 | 1884.9045 | 0 | 0 | 0 | 20.0615 | 0 | 1904.966 | 212.7062 | 1692.2598 | 8.9559 | 0 | 1910.759 | 0 | 0 | 0 | 20.0615 | 0 | 1930.8205 | 212.7062 | 1718.1144 | 9.0774 | 0 | 1939.7534 | 0 | 0 | 0 | 20.0615 | 0 | 1959.8149 | 212.7062 | 1747.1088 | 9.2137 | per unit | 0.0095316 | 39.4895 | 0.005 | 0 | 50.3089 | 0 | 0 | 50.3089 | 0 | 0 | 50.5604 | 0 | 0 | 0 | 0 | 50.8132 | 0 | 0 | 0 | 0 | 0 | 0 | 50.3089 | 100.8693 | 151.6826 | 0 | 0 | 0 | 0 | 0 | 0 | 50.3089 | 100.8693 | 151.6826 | 0 | 0 | 0 | 0 | 50.3089 | 0 | 0 | 50.3089 | 0 | 0 | 50.5604 | 0 | 0 | 0 | 0 | 50.8132 | 0 | 0 | 0 | 0 | 0 | 0 | 50.3089 | 100.8693 | 151.6826 | 0 | 0 | 0 | 0 | 0 | 0 | 50.3089 | 100.8693 | 151.6826 | 0 | 0 | 0 | 325.724 | 2917.1373 | 325.724 | 2948.8279 | 446.9867 | 327.8006 | 2975.58 | 327.8006 | 2981.6753 | 449.8365 | 330.0159 | 3040.674 | 330.0159 | 3019.5704 | 452.8764 | 1.5313 | 1.5411 | 1.5515 | 0.038585 | 0.038393 | 0.038202 | 0 | 29.1178 | 0 | 0 | 29.1178 | 0 | 0 | 29.3034 | 0 | 0 | 29.3034 | 0 | 0 | 29.5014 | 0 | 0 | 29.5014 | 0 | 0 | 0 | 0 | 436.7666 | 439.5513 | 442.5217 | 0 | 0 | 0 | 0 | 0 | 0 | 436.7666 | 439.5513 | 442.5217 | 0 | 0 | 0 | 29.1178 | 58.4212 | 87.9226 | 0 | 0 | 0 | 0 | 0 | 0 | 29.1178 | 58.4212 | 87.9226 | 0 | 0 | 0 | 1 | 1 | 1 | 1 | 1 | 1 | 1 | 378.45 | 1526.516 | 5.0336 | 378.45 | 1552.3705 | 5.1019 | 378.45 | 1581.3649 | 5.1785 | 0 | 50.3089 | 0 | 0 | 50.3089 | 0 | 0 | 50.5604 | 0 | 0 | 0 | 0 | 50.8132 | 0 | 0 | 0 | 0 | 0 | 0 | 50.3089 | 100.8693 | 151.6826 | 0 | 0 | 0 | 0 | 0 | 0 | 50.3089 | 100.8693 | 151.6826 | 0 | 0 | 0 | 826.9229 | 4162.3994 | 826.9229 | 4207.618 | 275.641 | 831.3829 | 4241.6464 | 831.3829 | 4250.3352 | 277.1276 | 835.9489 | 4328.9873 | 835.9489 | 4298.9421 | 278.6496 | 2.185 | 2.1968 | 2.2089 | 0.055057 | 0.054783 | 0.05451 | 0 | 41.5475 | 0 | 0 | 41.5475 | 0 | 0 | 41.7716 | 0 | 0 | 41.7716 | 0 | 0 | 42.001 | 0 | 0 | 42.001 | 0 | 0 | 0 | 0 | 623.2127 | 626.574 | 630.0152 | 0 | 0 | 0 | 0 | 0 | 0 | 623.2127 | 626.574 | 630.0152 | 0 | 0 | 0 | 41.5475 | 83.3191 | 125.3201 | 0 | 0 | 0 | 0 | 0 | 0 | 41.5475 | 83.3191 | 125.3201 | 0 | 0 | 0 | 504.6 | 1400.366 | 3.7752 | 504.6 | 1426.2205 | 3.8264 | 504.6 | 1455.2149 | 3.8839 | 0 | 50.3089 | 0 | 0 | 50.3089 | 0 | 0 | 50.5604 | 0 | 0 | 0 | 0 | 50.8132 | 0 | 0 | 0 | 0 | 0 | 0 | 50.3089 | 100.8693 | 151.6826 | 0 | 0 | 0 | 0 | 0 | 0 | 50.3089 | 100.8693 | 151.6826 | 0 | 0 | 0 | 1201.5615 | 4536.135 | 1201.5615 | 4585.4137 | 0 | 1207.5693 | 4620.6887 | 1207.5693 | 4630.1539 | 0 | 1213.6071 | 4713.5262 | 1213.6071 | 4680.8122 | 0 | 2.3812 | 2.3931 | 2.4051 | 0.06 | 0.059701 | 0.059404 | 0 | 45.278 | 0 | 0 | 45.278 | 0 | 0 | 45.5044 | 0 | 0 | 45.5044 | 0 | 0 | 45.7319 | 0 | 0 | 45.7319 | 0 | 0 | 0 | 0 | 679.1701 | 682.5659 | 685.9788 | 0 | 0 | 0 | 0 | 0 | 0 | 679.1701 | 682.5659 | 685.9788 | 0 | 0 | 0 | 45.278 | 90.7824 | 136.5143 | 0 | 0 | 0 | 0 | 0 | 0 | 45.278 | 90.7824 | 136.5143 | 0 | 0 | 0
| 604 | Business | Office | Hot Water | Electric | 02-194 | 02-194.01 | Low Flow Fixtures | [02-194]_Business_Hot Water_Low Flow Shower Head_ROB_Electric_per unit | 2.5 GPM | 2 GPM | ENGINEER | 131.032 | 0 | 0 | 0 | 0.93554 | 5.0534 | 20 | 10 | 0.00278 | 0.29785 | 0.42861 | 0.11215 | 0.16139 | 1 | 1 | Replace on Burnout | 3.9258 | 0.015263 | 1310.3204 | 0 | 0 | 0 | 5.0945 | 87.3972 | 0 | 0 | 0 | 10.6267 | 0 | 96.6004 | 194.6243 | 8.3667 | 186.2576 | 23.2618 | 86.5631 | 0 | 0 | 0 | 10.851 | 0 | 96.6004 | 194.0146 | 8.3667 | 185.6479 | 23.1889 | 86.0139 | 0 | 0 | 0 | 11.1394 | 0 | 96.6004 | 193.7537 | 8.3667 | 185.387 | 23.1577 | per unit | 0.5956 | 14633.8628 | 0.005 | 192709.247 | 0 | 0 | 0 | 710.1553 | 3.825 | 193672.7932 | 0 | 0 | 0 | 3.8441 | 194641.1572 | 0 | 0 | 0 | 3.8634 | 192709.247 | 386382.0403 | 581023.1975 | 0 | 0 | 0 | 0 | 0 | 0 | 0 | 0 | 0 | 710.1553 | 1423.8613 | 2141.1358 | 3.825 | 7.6691 | 11.5325 | 192709.247 | 0 | 0 | 0 | 710.1553 | 3.825 | 193672.7932 | 0 | 0 | 0 | 3.8441 | 194641.1572 | 0 | 0 | 0 | 3.8634 | 192709.247 | 7.6691 | 581023.1975 | 0 | 0 | 0 | 0 | 0 | 0 | 0 | 0 | 0 | 710.1553 | 1423.8613 | 2141.1358 | 3.825 | 7.6691 | 11.5325 | 8071.1747 | 187750.0191 | 8071.1747 | 268103.6363 | 11222.4096 | 8109.7709 | 188056.8217 | 8109.7709 | 268949.1399 | 11276.0749 | 8153.2643 | 188811.147 | 8153.2643 | 271126.042 | 11336.5495 | 964.6792 | 969.2923 | 974.4907 | 0.065593 | 0.065267 | 0.064942 | 126403.8887 | 0 | 0 | 0 | 465.8125 | 2.5089 | 127008.3489 | 0 | 0 | 0 | 468.0401 | 2.5209 | 127689.5062 | 0 | 0 | 0 | 470.5502 | 2.5345 | 1264038.8873 | 1270083.4889 | 1276895.0623 | 0 | 0 | 0 | 0 | 0 | 0 | 0 | 0 | 0 | 4658.1255 | 4680.4005 | 4705.502 | 126403.8887 | 5.0299 | 381101.7438 | 0 | 0 | 0 | 0 | 0 | 0 | 0 | 0 | 0 | 465.8125 | 933.8526 | 1404.4028 | 2.5089 | 5.0299 | 7.5643 | 1 | 1 | 1 | 1 | 1 | 1 | 1 | 15 | 179.6243 | 12.975 | 15 | 179.0146 | 12.9343 | 15 | 178.7537 | 12.9169 | 192709.247 | 0 | 0 | 0 | 710.1553 | 3.825 | 193672.7932 | 0 | 0 | 0 | 3.8441 | 194641.1572 | 0 | 0 | 0 | 3.8634 | 192709.247 | 7.6691 | 581023.1975 | 0 | 0 | 0 | 0 | 0 | 0 | 0 | 0 | 0 | 710.1553 | 1423.8613 | 2141.1358 | 3.825 | 7.6691 | 11.5325 | 17029.8124 | 220961.0224 | 17029.8124 | 315528.3492 | 5676.6041 | 17113.9817 | 221357.4477 | 17113.9817 | 316573.973 | 5704.6606 | 17201.2018 | 222186.3972 | 17201.2018 | 319051.7055 | 5733.7339 | 1135.3208 | 1140.9321 | 1146.7468 | 0.077196 | 0.076812 | 0.07643 | 148763.4069 | 0 | 0 | 0 | 548.2099 | 2.9527 | 149498.6659 | 0 | 0 | 0 | 550.9194 | 2.9673 | 150260.5742 | 0 | 0 | 0 | 553.7271 | 2.9825 | 1487634.0691 | 1494986.6587 | 1502605.7417 | 0 | 0 | 0 | 0 | 0 | 0 | 0 | 0 | 0 | 5482.0989 | 5509.194 | 5537.2712 | 148763.4069 | 5.9201 | 448522.647 | 0 | 0 | 0 | 0 | 0 | 0 | 0 | 0 | 0 | 548.2099 | 1099.1293 | 1652.8564 | 2.9527 | 5.9201 | 8.9026 | 20 | 174.6243 | 9.7312 | 20 | 174.0146 | 9.7007 | 20 | 173.7537 | 9.6877 | 192709.247 | 0 | 0 | 0 | 710.1553 | 3.825 | 193672.7932 | 0 | 0 | 0 | 3.8441 | 194641.1572 | 0 | 0 | 0 | 3.8634 | 192709.247 | 7.6691 | 581023.1975 | 0 | 0 | 0 | 0 | 0 | 0 | 0 | 0 | 0 | 710.1553 | 1423.8613 | 2141.1358 | 3.825 | 7.6691 | 11.5325 | 23531.2515 | 228987.6691 | 23531.2515 | 326990.2558 | 0 | 23648.9077 | 229411.627 | 23648.9077 | 328092.6436 | 0 | 23767.1523 | 230248.6475 | 23767.1523 | 330628.8081 | 0 | 1176.5626 | 1182.4454 | 1188.3576 | 0.08 | 0.079602 | 0.079206 | 154167.3976 | 0 | 0 | 0 | 568.1242 | 3.06 | 154938.2346 | 0 | 0 | 0 | 570.9648 | 3.0753 | 155712.9258 | 0 | 0 | 0 | 573.8196 | 3.0907 | 1541673.9761 | 1549382.346 | 1557129.2577 | 0 | 0 | 0 | 0 | 0 | 0 | 0 | 0 | 0 | 5681.242 | 5709.6482 | 5738.1965 | 154167.3976 | 6.1353 | 464818.558 | 0 | 0 | 0 | 0 | 0 | 0 | 0 | 0 | 0 | 568.1242 | 1139.089 | 1712.9087 | 3.06 | 6.1353 | 9.226
| 605 | Business | Retail | Hot Water | Electric | 02-194 | 02-194.02 | Low Flow Fixtures | [02-194]_Business_Hot Water_Low Flow Shower Head_ROB_Electric_per unit | 2.5 GPM | 2 GPM | ENGINEER | 131.032 | 0 | 0 | 0 | 0.93554 | 5.0534 | 20 | 10 | 0.00278 | 0.29785 | 0.42861 | 0.11215 | 0.16139 | 1 | 1 | Replace on Burnout | 3.9258 | 0.015263 | 1310.3204 | 0 | 0 | 0 | 5.0945 | 87.3972 | 0 | 0 | 0 | 10.6267 | 0 | 96.6004 | 194.6243 | 8.3667 | 186.2576 | 23.2618 | 86.5631 | 0 | 0 | 0 | 10.851 | 0 | 96.6004 | 194.0146 | 8.3667 | 185.6479 | 23.1889 | 86.0139 | 0 | 0 | 0 | 11.1394 | 0 | 96.6004 | 193.7537 | 8.3667 | 185.387 | 23.1577 | per unit | 0.56616 | 4851.3903 | 0.005 | 63886.6026 | 0 | 0 | 0 | 235.4293 | 1.2681 | 64206.0356 | 0 | 0 | 0 | 1.2744 | 64527.0658 | 0 | 0 | 0 | 1.2808 | 63886.6026 | 128092.6382 | 192619.704 | 0 | 0 | 0 | 0 | 0 | 0 | 0 | 0 | 0 | 235.4293 | 472.0358 | 709.8253 | 1.2681 | 2.5425 | 3.8232 | 63886.6026 | 0 | 0 | 0 | 235.4293 | 1.2681 | 64206.0356 | 0 | 0 | 0 | 1.2744 | 64527.0658 | 0 | 0 | 0 | 1.2808 | 63886.6026 | 2.5425 | 192619.704 | 0 | 0 | 0 | 0 | 0 | 0 | 0 | 0 | 0 | 235.4293 | 472.0358 | 709.8253 | 1.2681 | 2.5425 | 3.8232 | 2314.4612 | 53838.5231 | 2314.4612 | 77188.815 | 3218.098 | 2325.2652 | 53920.3863 | 2325.2652 | 77429.7419 | 3233.1202 | 2338.2881 | 54149.46 | 2338.2881 | 78082.0052 | 3251.2277 | 276.628 | 277.9193 | 279.4758 | 0.056737 | 0.056454 | 0.056174 | 36247.1264 | 0 | 0 | 0 | 133.5747 | 0.71946 | 36416.3298 | 0 | 0 | 0 | 134.1983 | 0.72281 | 36620.2839 | 0 | 0 | 0 | 134.9499 | 0.72686 | 362471.2644 | 364163.2978 | 366202.8391 | 0 | 0 | 0 | 0 | 0 | 0 | 0 | 0 | 0 | 1335.7474 | 1341.9827 | 1349.4987 | 36247.1264 | 1.4423 | 109283.7401 | 0 | 0 | 0 | 0 | 0 | 0 | 0 | 0 | 0 | 133.5747 | 267.773 | 402.7229 | 0.71946 | 1.4423 | 2.1691 | 1 | 1 | 1 | 1 | 1 | 1 | 1 | 15 | 179.6243 | 12.975 | 15 | 179.0146 | 12.9343 | 15 | 178.7537 | 12.9169 | 63886.6026 | 0 | 0 | 0 | 235.4293 | 1.2681 | 64206.0356 | 0 | 0 | 0 | 1.2744 | 64527.0658 | 0 | 0 | 0 | 1.2808 | 63886.6026 | 2.5425 | 192619.704 | 0 | 0 | 0 | 0 | 0 | 0 | 0 | 0 | 0 | 235.4293 | 472.0358 | 709.8253 | 1.2681 | 2.5425 | 3.8232 | 5226.7613 | 67816.9843 | 5226.7613 | 97229.871 | 1742.2538 | 5252.5038 | 67937.4825 | 5252.5038 | 97558.3095 | 1750.8346 | 5279.4788 | 68194.5589 | 5279.4788 | 98334.6446 | 1759.8263 | 348.4508 | 350.1669 | 351.9653 | 0.071468 | 0.071112 | 0.070758 | 45658.2139 | 0 | 0 | 0 | 168.2557 | 0.90625 | 45883.0868 | 0 | 0 | 0 | 169.0843 | 0.91072 | 46118.726 | 0 | 0 | 0 | 169.9527 | 0.91539 | 456582.139 | 458830.8683 | 461187.2601 | 0 | 0 | 0 | 0 | 0 | 0 | 0 | 0 | 0 | 1682.5565 | 1690.8434 | 1699.5269 | 45658.2139 | 1.817 | 137660.0267 | 0 | 0 | 0 | 0 | 0 | 0 | 0 | 0 | 0 | 168.2557 | 337.34 | 507.2927 | 0.90625 | 1.817 | 2.7324 | 20 | 174.6243 | 9.7312 | 20 | 174.0146 | 9.7007 | 20 | 173.7537 | 9.6877 | 63886.6026 | 0 | 0 | 0 | 235.4293 | 1.2681 | 64206.0356 | 0 | 0 | 0 | 1.2744 | 64527.0658 | 0 | 0 | 0 | 1.2808 | 63886.6026 | 2.5425 | 192619.704 | 0 | 0 | 0 | 0 | 0 | 0 | 0 | 0 | 0 | 235.4293 | 472.0358 | 709.8253 | 1.2681 | 2.5425 | 3.8232 | 7313.4709 | 71168.9587 | 7313.4709 | 102035.6295 | 0 | 7350.0383 | 71300.7241 | 7350.0383 | 102387.9286 | 0 | 7386.7885 | 71560.8686 | 7386.7885 | 103188.7689 | 0 | 365.6735 | 367.5019 | 369.3394 | 0.075 | 0.074627 | 0.074256 | 47914.9519 | 0 | 0 | 0 | 176.572 | 0.95105 | 48154.5267 | 0 | 0 | 0 | 177.4548 | 0.9558 | 48395.2993 | 0 | 0 | 0 | 178.3421 | 0.96058 | 479149.5194 | 481545.267 | 483952.9933 | 0 | 0 | 0 | 0 | 0 | 0 | 0 | 0 | 0 | 1765.7199 | 1774.5485 | 1783.4212 | 47914.9519 | 1.9068 | 144464.778 | 0 | 0 | 0 | 0 | 0 | 0 | 0 | 0 | 0 | 176.572 | 354.0268 | 532.369 | 0.95105 | 1.9068 | 2.8674
| 606 | Business | Food Service | Hot Water | Electric | 02-194 | 02-194.03 | Low Flow Fixtures | [02-194]_Business_Hot Water_Low Flow Shower Head_ROB_Electric_per unit | 2.5 GPM | 2 GPM | ENGINEER | 209.5544 | 0 | 0 | 0 | 0.93554 | 8.0817 | 20 | 10 | 0.00278 | 0.29785 | 0.42861 | 0.11215 | 0.16139 | 1 | 1 | Replace on Burnout | 2.4547 | 0.0095441 | 2095.5441 | 0 | 0 | 0 | 8.1475 | 139.7708 | 0 | 0 | 0 | 10.6267 | 0 | 154.4893 | 334.9664 | 8.3667 | 326.5997 | 40.0357 | 138.437 | 0 | 0 | 0 | 10.851 | 0 | 154.4893 | 333.6349 | 8.3667 | 325.2682 | 39.8766 | 137.5586 | 0 | 0 | 0 | 11.1394 | 0 | 154.4893 | 332.9268 | 8.3667 | 324.5602 | 39.7919 | per unit | 0.51647 | 827.8934 | 0.005 | 17435.6158 | 0 | 0 | 0 | 64.2522 | 0.2164 | 17522.7939 | 0 | 0 | 0 | 0.21748 | 17610.4079 | 0 | 0 | 0 | 0.21856 | 17435.6158 | 34958.4098 | 52568.8176 | 0 | 0 | 0 | 0 | 0 | 0 | 0 | 0 | 0 | 64.2522 | 128.8257 | 193.722 | 0.2164 | 0.43387 | 0.65244 | 17435.6158 | 0 | 0 | 0 | 64.2522 | 0.2164 | 17522.7939 | 0 | 0 | 0 | 0.21748 | 17610.4079 | 0 | 0 | 0 | 0.21856 | 17435.6158 | 0.43387 | 52568.8176 | 0 | 0 | 0 | 0 | 0 | 0 | 0 | 0 | 0 | 64.2522 | 128.8257 | 193.722 | 0.2164 | 0.43387 | 0.65244 | 433.9076 | 17371.7927 | 433.9076 | 25928.1621 | 603.3185 | 435.9752 | 17385.1877 | 435.9752 | 26000.3025 | 606.1933 | 438.29 | 17440.4059 | 438.29 | 26206.7778 | 609.4119 | 51.8613 | 52.1084 | 52.3851 | 0.062331 | 0.062021 | 0.061712 | 10867.7657 | 0 | 0 | 0 | 40.0489 | 0.13488 | 10919.5495 | 0 | 0 | 0 | 40.2398 | 0.13552 | 10977.5287 | 0 | 0 | 0 | 40.4534 | 0.13624 | 108677.6573 | 109195.4948 | 109775.2873 | 0 | 0 | 0 | 0 | 0 | 0 | 0 | 0 | 0 | 400.4894 | 402.3977 | 404.5343 | 10867.7657 | 0.2704 | 32764.8439 | 0 | 0 | 0 | 0 | 0 | 0 | 0 | 0 | 0 | 40.0489 | 80.2887 | 120.7421 | 0.13488 | 0.2704 | 0.40665 | 1 | 1 | 1 | 1 | 1 | 1 | 1 | 15 | 319.9664 | 22.3311 | 15 | 318.6349 | 22.2423 | 15 | 317.9268 | 22.1951 | 17435.6158 | 0 | 0 | 0 | 64.2522 | 0.2164 | 17522.7939 | 0 | 0 | 0 | 0.21748 | 17610.4079 | 0 | 0 | 0 | 0.21856 | 17435.6158 | 0.43387 | 52568.8176 | 0 | 0 | 0 | 0 | 0 | 0 | 0 | 0 | 0 | 64.2522 | 128.8257 | 193.722 | 0.2164 | 0.43387 | 0.65244 | 911.1918 | 20347.9054 | 911.1918 | 30370.1407 | 303.7306 | 915.699 | 20367.2759 | 915.699 | 30460.1448 | 305.233 | 920.3423 | 20427.1114 | 920.3423 | 30694.7427 | 306.7808 | 60.7461 | 61.0466 | 61.3562 | 0.073009 | 0.072646 | 0.072285 | 12729.617 | 0 | 0 | 0 | 46.9101 | 0.15799 | 12792.5841 | 0 | 0 | 0 | 47.1421 | 0.15877 | 12857.4532 | 0 | 0 | 0 | 47.3812 | 0.15958 | 127296.1704 | 127925.8414 | 128574.5322 | 0 | 0 | 0 | 0 | 0 | 0 | 0 | 0 | 0 | 469.1007 | 471.4211 | 473.8116 | 12729.617 | 0.31676 | 38379.6544 | 0 | 0 | 0 | 0 | 0 | 0 | 0 | 0 | 0 | 46.9101 | 94.0522 | 141.4333 | 0.15799 | 0.31676 | 0.47633 | 20 | 314.9664 | 16.7483 | 20 | 313.6349 | 16.6817 | 20 | 312.9268 | 16.6463 | 17435.6158 | 0 | 0 | 0 | 64.2522 | 0.2164 | 17522.7939 | 0 | 0 | 0 | 0.21748 | 17610.4079 | 0 | 0 | 0 | 0.21856 | 17435.6158 | 0.43387 | 52568.8176 | 0 | 0 | 0 | 0 | 0 | 0 | 0 | 0 | 0 | 64.2522 | 128.8257 | 193.722 | 0.2164 | 0.43387 | 0.65244 | 1248.0493 | 20902.7259 | 1248.0493 | 31198.2346 | 0 | 1254.2895 | 20923.7384 | 1254.2895 | 31292.3585 | 0 | 1260.561 | 20983.7297 | 1260.561 | 31531.1436 | 0 | 62.4025 | 62.7145 | 63.028 | 0.075 | 0.074627 | 0.074256 | 13076.7119 | 0 | 0 | 0 | 48.1892 | 0.1623 | 13142.0954 | 0 | 0 | 0 | 48.4301 | 0.16311 | 13207.8059 | 0 | 0 | 0 | 48.6723 | 0.16392 | 130767.1188 | 131420.9544 | 132078.0592 | 0 | 0 | 0 | 0 | 0 | 0 | 0 | 0 | 0 | 481.8915 | 484.301 | 486.7225 | 13076.7119 | 0.3254 | 39426.6132 | 0 | 0 | 0 | 0 | 0 | 0 | 0 | 0 | 0 | 48.1892 | 96.6193 | 145.2915 | 0.1623 | 0.3254 | 0.48933
| 607 | Business | Healthcare/Hospitals | Hot Water | Electric | 02-194 | 02-194.04 | Low Flow Fixtures | [02-194]_Business_Hot Water_Low Flow Shower Head_ROB_Electric_per unit | 2.5 GPM | 2 GPM | ENGINEER | 174.8939 | 0 | 0 | 0 | 0.93554 | 6.745 | 20 | 10 | 0.00278 | 0.29785 | 0.42861 | 0.11215 | 0.16139 | 1 | 1 | Replace on Burnout | 2.9412 | 0.011436 | 1748.9388 | 0 | 0 | 0 | 6.7999 | 116.6526 | 0 | 0 | 0 | 10.6267 | 0 | 128.9366 | 256.2159 | 6.8769 | 249.3389 | 37.2572 | 115.5394 | 0 | 0 | 0 | 10.851 | 0 | 128.9366 | 255.327 | 6.8769 | 248.45 | 37.1279 | 114.8062 | 0 | 0 | 0 | 11.1394 | 0 | 128.9366 | 254.8822 | 6.8769 | 248.0053 | 37.0633 | per unit | 0.57256 | 1555.0682 | 0.005 | 27333.1771 | 0 | 0 | 0 | 100.7258 | 0.40647 | 27469.843 | 0 | 0 | 0 | 0.4085 | 27607.1922 | 0 | 0 | 0 | 0.41054 | 27333.1771 | 54803.02 | 82410.2122 | 0 | 0 | 0 | 0 | 0 | 0 | 0 | 0 | 0 | 100.7258 | 201.9553 | 303.6909 | 0.40647 | 0.81496 | 1.2255 | 27333.1771 | 0 | 0 | 0 | 100.7258 | 0.40647 | 27469.843 | 0 | 0 | 0 | 0.4085 | 27607.1922 | 0 | 0 | 0 | 0.41054 | 27333.1771 | 0.81496 | 82410.2122 | 0 | 0 | 0 | 0 | 0 | 0 | 0 | 0 | 0 | 100.7258 | 201.9553 | 303.6909 | 0.40647 | 0.81496 | 1.2255 | 604.5953 | 22525.5315 | 604.5953 | 32366.9614 | 1153.729 | 607.3866 | 22551.0157 | 607.3866 | 32460.5197 | 1159.0556 | 610.7774 | 22637.4068 | 610.7774 | 32726.6006 | 1165.5261 | 87.9162 | 88.3221 | 88.8152 | 0.056254 | 0.055974 | 0.055696 | 15376.0083 | 0 | 0 | 0 | 56.6623 | 0.22865 | 15446.9961 | 0 | 0 | 0 | 56.9239 | 0.22971 | 15533.2298 | 0 | 0 | 0 | 57.2417 | 0.23099 | 153760.0828 | 154469.9614 | 155332.2976 | 0 | 0 | 0 | 0 | 0 | 0 | 0 | 0 | 0 | 566.6232 | 569.2392 | 572.417 | 15376.0083 | 0.45836 | 46356.2342 | 0 | 0 | 0 | 0 | 0 | 0 | 0 | 0 | 0 | 56.6623 | 113.5862 | 170.8279 | 0.22865 | 0.45836 | 0.68935 | 1 | 1 | 1 | 1 | 1 | 1 | 1 | 15 | 241.2159 | 17.0811 | 15 | 240.327 | 17.0218 | 15 | 239.8822 | 16.9921 | 27333.1771 | 0 | 0 | 0 | 100.7258 | 0.40647 | 27469.843 | 0 | 0 | 0 | 0.4085 | 27607.1922 | 0 | 0 | 0 | 0.41054 | 27333.1771 | 0.81496 | 82410.2122 | 0 | 0 | 0 | 0 | 0 | 0 | 0 | 0 | 0 | 100.7258 | 201.9553 | 303.6909 | 0.40647 | 0.81496 | 1.2255 | 1695.0891 | 28953.9177 | 1695.0891 | 41603.9167 | 565.0297 | 1703.4577 | 28995.9115 | 1703.4577 | 41737.4708 | 567.8192 | 1712.1377 | 29092.8956 | 1712.1377 | 42059.2158 | 570.7126 | 113.0059 | 113.5638 | 114.1425 | 0.072308 | 0.071948 | 0.07159 | 19764.0476 | 0 | 0 | 0 | 72.8327 | 0.29391 | 19861.6213 | 0 | 0 | 0 | 73.1923 | 0.29536 | 19962.8269 | 0 | 0 | 0 | 73.5653 | 0.29686 | 197640.4764 | 198616.213 | 199628.2687 | 0 | 0 | 0 | 0 | 0 | 0 | 0 | 0 | 0 | 728.3274 | 731.9231 | 735.6526 | 19764.0476 | 0.58926 | 59588.4958 | 0 | 0 | 0 | 0 | 0 | 0 | 0 | 0 | 0 | 72.8327 | 146.025 | 219.5903 | 0.29391 | 0.58926 | 0.88613 | 20 | 236.2159 | 12.8108 | 20 | 235.327 | 12.7663 | 20 | 234.8822 | 12.7441 | 27333.1771 | 0 | 0 | 0 | 100.7258 | 0.40647 | 27469.843 | 0 | 0 | 0 | 0.4085 | 27607.1922 | 0 | 0 | 0 | 0.41054 | 27333.1771 | 0.81496 | 82410.2122 | 0 | 0 | 0 | 0 | 0 | 0 | 0 | 0 | 0 | 100.7258 | 201.9553 | 303.6909 | 0.40647 | 0.81496 | 1.2255 | 2344.2653 | 30031.9009 | 2344.2653 | 43152.8719 | 0 | 2355.9867 | 30077.3458 | 2355.9867 | 43294.1155 | 0 | 2367.7666 | 30175.0786 | 2367.7666 | 43623.7135 | 0 | 117.2133 | 117.7993 | 118.3883 | 0.075 | 0.074627 | 0.074256 | 20499.8828 | 0 | 0 | 0 | 75.5444 | 0.30485 | 20602.3822 | 0 | 0 | 0 | 75.9221 | 0.30637 | 20705.3941 | 0 | 0 | 0 | 76.3017 | 0.3079 | 204998.828 | 206023.8222 | 207053.9413 | 0 | 0 | 0 | 0 | 0 | 0 | 0 | 0 | 0 | 755.4437 | 759.221 | 763.0171 | 20499.8828 | 0.61122 | 61807.6591 | 0 | 0 | 0 | 0 | 0 | 0 | 0 | 0 | 0 | 75.5444 | 151.4665 | 227.7682 | 0.30485 | 0.61122 | 0.91913
| 608 | Business | Campus/Education | Hot Water | Electric | 02-194 | 02-194.05 | Low Flow Fixtures | [02-194]_Business_Hot Water_Low Flow Shower Head_ROB_Electric_per unit | 2.5 GPM | 2 GPM | ENGINEER | 142.3088 | 0 | 0 | 0 | 0.93554 | 5.4883 | 20 | 10 | 0.00278 | 0.29785 | 0.42861 | 0.11215 | 0.16139 | 1 | 1 | Replace on Burnout | 3.6147 | 0.014054 | 1423.0882 | 0 | 0 | 0 | 5.533 | 94.9187 | 0 | 0 | 0 | 10.6267 | 0 | 104.914 | 210.4594 | 6.8769 | 203.5824 | 30.6036 | 94.0128 | 0 | 0 | 0 | 10.851 | 0 | 104.914 | 209.7778 | 6.8769 | 202.9009 | 30.5045 | 93.4163 | 0 | 0 | 0 | 11.1394 | 0 | 104.914 | 209.4697 | 6.8769 | 202.5927 | 30.4597 | per unit | 0.5403 | 1227.0102 | 0.005 | 17548.745 | 0 | 0 | 0 | 64.6691 | 0.32072 | 17636.4887 | 0 | 0 | 0 | 0.32232 | 17724.6712 | 0 | 0 | 0 | 0.32393 | 17548.745 | 35185.2338 | 52909.905 | 0 | 0 | 0 | 0 | 0 | 0 | 0 | 0 | 0 | 64.6691 | 129.6615 | 194.979 | 0.32072 | 0.64304 | 0.96697 | 17548.745 | 0 | 0 | 0 | 64.6691 | 0.32072 | 17636.4887 | 0 | 0 | 0 | 0.32232 | 17724.6712 | 0 | 0 | 0 | 0.32393 | 17548.745 | 0.64304 | 52909.905 | 0 | 0 | 0 | 0 | 0 | 0 | 0 | 0 | 0 | 64.6691 | 129.6615 | 194.979 | 0.32072 | 0.64304 | 0.96697 | 453.8992 | 13890.9487 | 453.8992 | 19865.2595 | 866.1607 | 455.9621 | 13908.8929 | 455.9621 | 19923.0019 | 870.0972 | 458.5804 | 13968.2146 | 458.5804 | 20091.5027 | 875.0937 | 66.003 | 66.303 | 66.6837 | 0.053524 | 0.053258 | 0.052993 | 9392.8089 | 0 | 0 | 0 | 34.6136 | 0.17166 | 9435.4967 | 0 | 0 | 0 | 34.7709 | 0.17244 | 9489.6798 | 0 | 0 | 0 | 34.9705 | 0.17343 | 93928.0894 | 94354.9674 | 94896.7976 | 0 | 0 | 0 | 0 | 0 | 0 | 0 | 0 | 0 | 346.1356 | 347.7087 | 349.7054 | 9392.8089 | 0.3441 | 28317.9854 | 0 | 0 | 0 | 0 | 0 | 0 | 0 | 0 | 0 | 34.6136 | 69.3844 | 104.355 | 0.17166 | 0.3441 | 0.51753 | 1 | 1 | 1 | 1 | 1 | 1 | 1 | 15 | 195.4594 | 14.0306 | 15 | 194.7778 | 13.9852 | 15 | 194.4697 | 13.9646 | 17548.745 | 0 | 0 | 0 | 64.6691 | 0.32072 | 17636.4887 | 0 | 0 | 0 | 0.32232 | 17724.6712 | 0 | 0 | 0 | 0.32393 | 17548.745 | 0.64304 | 52909.905 | 0 | 0 | 0 | 0 | 0 | 0 | 0 | 0 | 0 | 64.6691 | 129.6615 | 194.979 | 0.32072 | 0.64304 | 0.96697 | 1326.6089 | 18613.1506 | 1326.6089 | 26618.4171 | 442.203 | 1333.1446 | 18644.2804 | 1333.1446 | 26705.9382 | 444.3815 | 1339.9718 | 18712.2316 | 1339.9718 | 26915.1687 | 446.6573 | 88.4406 | 88.8763 | 89.3315 | 0.07172 | 0.071363 | 0.071008 | 12585.8767 | 0 | 0 | 0 | 46.3804 | 0.23002 | 12647.8828 | 0 | 0 | 0 | 46.6089 | 0.23115 | 12712.6544 | 0 | 0 | 0 | 46.8476 | 0.23233 | 125858.7666 | 126478.8281 | 127126.5443 | 0 | 0 | 0 | 0 | 0 | 0 | 0 | 0 | 0 | 463.8037 | 466.0887 | 468.4756 | 12585.8767 | 0.46117 | 37946.4139 | 0 | 0 | 0 | 0 | 0 | 0 | 0 | 0 | 0 | 46.3804 | 92.9892 | 139.8368 | 0.23002 | 0.46117 | 0.6935 | 20 | 190.4594 | 10.523 | 20 | 189.7778 | 10.4889 | 20 | 189.4697 | 10.4735 | 17548.745 | 0 | 0 | 0 | 64.6691 | 0.32072 | 17636.4887 | 0 | 0 | 0 | 0.32232 | 17724.6712 | 0 | 0 | 0 | 0.32393 | 17548.745 | 0.64304 | 52909.905 | 0 | 0 | 0 | 0 | 0 | 0 | 0 | 0 | 0 | 64.6691 | 129.6615 | 194.979 | 0.32072 | 0.64304 | 0.96697 | 1849.7179 | 19464.5222 | 1849.7179 | 27835.9521 | 0 | 1858.9665 | 19498.4991 | 1858.9665 | 27929.5151 | 0 | 1868.2613 | 19567.2049 | 1868.2613 | 28144.9392 | 0 | 92.4859 | 92.9483 | 93.4131 | 0.075 | 0.074627 | 0.074256 | 13161.5588 | 0 | 0 | 0 | 48.5018 | 0.24054 | 13227.3666 | 0 | 0 | 0 | 48.7443 | 0.24174 | 13293.5034 | 0 | 0 | 0 | 48.9881 | 0.24295 | 131615.5877 | 132273.6656 | 132935.0339 | 0 | 0 | 0 | 0 | 0 | 0 | 0 | 0 | 0 | 485.0182 | 487.4433 | 489.8806 | 13161.5588 | 0.48228 | 39682.4287 | 0 | 0 | 0 | 0 | 0 | 0 | 0 | 0 | 0 | 48.5018 | 97.2462 | 146.2342 | 0.24054 | 0.48228 | 0.72523
| 609 | Business | Warehouse | Hot Water | Electric | 02-194 | 02-194.06 | Low Flow Fixtures | [02-194]_Business_Hot Water_Low Flow Shower Head_ROB_Electric_per unit | 2.5 GPM | 2 GPM | ENGINEER | 131.032 | 0 | 0 | 0 | 0.93554 | 5.0534 | 20 | 10 | 0.00278 | 0.29785 | 0.42861 | 0.11215 | 0.16139 | 1 | 1 | Replace on Burnout | 3.9258 | 0.015263 | 1310.3204 | 0 | 0 | 0 | 5.0945 | 87.3972 | 0 | 0 | 0 | 10.6267 | 0 | 96.6004 | 194.6243 | 8.3667 | 186.2576 | 23.2618 | 86.5631 | 0 | 0 | 0 | 10.851 | 0 | 96.6004 | 194.0146 | 8.3667 | 185.6479 | 23.1889 | 86.0139 | 0 | 0 | 0 | 11.1394 | 0 | 96.6004 | 193.7537 | 8.3667 | 185.387 | 23.1577 | per unit | 0.5804 | 1204.9067 | 0.005 | 15867.0787 | 0 | 0 | 0 | 58.472 | 0.31494 | 15946.4141 | 0 | 0 | 0 | 0.31651 | 16026.1461 | 0 | 0 | 0 | 0.3181 | 15867.0787 | 31813.4928 | 47839.6389 | 0 | 0 | 0 | 0 | 0 | 0 | 0 | 0 | 0 | 58.472 | 117.2363 | 176.2945 | 0.31494 | 0.63145 | 0.94955 | 15867.0787 | 0 | 0 | 0 | 58.472 | 0.31494 | 15946.4141 | 0 | 0 | 0 | 0.31651 | 16026.1461 | 0 | 0 | 0 | 0.3181 | 15867.0787 | 0.63145 | 47839.6389 | 0 | 0 | 0 | 0 | 0 | 0 | 0 | 0 | 0 | 58.472 | 117.2363 | 176.2945 | 0.31494 | 0.63145 | 0.94955 | 664.9304 | 15467.4749 | 664.9304 | 22181.4544 | 924.5397 | 668.115 | 15492.8641 | 668.115 | 22252.754 | 928.9676 | 671.7035 | 15555.1318 | 671.7035 | 22434.47 | 933.9572 | 79.4735 | 79.8541 | 80.283 | 0.06563 | 0.065304 | 0.064979 | 10413.5754 | 0 | 0 | 0 | 38.3752 | 0.2067 | 10463.4497 | 0 | 0 | 0 | 38.559 | 0.20768 | 10519.6496 | 0 | 0 | 0 | 38.7661 | 0.2088 | 104135.7538 | 104634.4967 | 105196.4957 | 0 | 0 | 0 | 0 | 0 | 0 | 0 | 0 | 0 | 383.752 | 385.5899 | 387.6609 | 10413.5754 | 0.41438 | 31396.6746 | 0 | 0 | 0 | 0 | 0 | 0 | 0 | 0 | 0 | 38.3752 | 76.9342 | 115.7003 | 0.2067 | 0.41438 | 0.62318 | 1 | 1 | 1 | 1 | 1 | 1 | 1 | 15 | 179.6243 | 12.975 | 15 | 179.0146 | 12.9343 | 15 | 178.7537 | 12.9169 | 15867.0787 | 0 | 0 | 0 | 58.472 | 0.31494 | 15946.4141 | 0 | 0 | 0 | 0.31651 | 16026.1461 | 0 | 0 | 0 | 0.3181 | 15867.0787 | 0.63145 | 47839.6389 | 0 | 0 | 0 | 0 | 0 | 0 | 0 | 0 | 0 | 58.472 | 117.2363 | 176.2945 | 0.31494 | 0.63145 | 0.94955 | 1402.3918 | 18195.9686 | 1402.3918 | 26094.3076 | 467.4639 | 1409.3265 | 18228.6572 | 1409.3265 | 26182.2361 | 469.7755 | 1416.5105 | 18296.9403 | 1416.5105 | 26388.8576 | 472.1702 | 93.4928 | 93.9551 | 94.434 | 0.077207 | 0.076823 | 0.076441 | 12250.551 | 0 | 0 | 0 | 45.1447 | 0.24316 | 12311.1283 | 0 | 0 | 0 | 45.3679 | 0.24436 | 12373.8842 | 0 | 0 | 0 | 45.5992 | 0.2456 | 122505.5103 | 123111.2827 | 123738.8423 | 0 | 0 | 0 | 0 | 0 | 0 | 0 | 0 | 0 | 451.4466 | 453.6789 | 455.9916 | 12250.551 | 0.48752 | 36935.5635 | 0 | 0 | 0 | 0 | 0 | 0 | 0 | 0 | 0 | 45.1447 | 90.5126 | 136.1117 | 0.24316 | 0.48752 | 0.73312 | 20 | 174.6243 | 9.7312 | 20 | 174.0146 | 9.7007 | 20 | 173.7537 | 9.6877 | 15867.0787 | 0 | 0 | 0 | 58.472 | 0.31494 | 15946.4141 | 0 | 0 | 0 | 0.31651 | 16026.1461 | 0 | 0 | 0 | 0.3181 | 15867.0787 | 0.63145 | 47839.6389 | 0 | 0 | 0 | 0 | 0 | 0 | 0 | 0 | 0 | 58.472 | 117.2363 | 176.2945 | 0.31494 | 0.63145 | 0.94955 | 1937.4899 | 18854.1309 | 1937.4899 | 27038.1589 | 0 | 1947.1773 | 18889.0382 | 1947.1773 | 27130.7564 | 0 | 1956.9132 | 18957.9559 | 1956.9132 | 27342.2108 | 0 | 96.8745 | 97.3589 | 97.8457 | 0.08 | 0.079602 | 0.079206 | 12693.6629 | 0 | 0 | 0 | 46.7776 | 0.25195 | 12757.1313 | 0 | 0 | 0 | 47.0115 | 0.25321 | 12820.9169 | 0 | 0 | 0 | 47.2465 | 0.25448 | 126936.6295 | 127571.3126 | 128209.1692 | 0 | 0 | 0 | 0 | 0 | 0 | 0 | 0 | 0 | 467.7758 | 470.1146 | 472.4652 | 12693.6629 | 0.50516 | 38271.7111 | 0 | 0 | 0 | 0 | 0 | 0 | 0 | 0 | 0 | 46.7776 | 93.789 | 141.0356 | 0.25195 | 0.50516 | 0.75964
| 610 | Business | Lodging | Hot Water | Electric | 02-194 | 02-194.07 | Low Flow Fixtures | [02-194]_Business_Hot Water_Low Flow Shower Head_ROB_Electric_per unit | 2.5 GPM | 2 GPM | ENGINEER | 242.7621 | 0 | 0 | 0 | 0.93554 | 9.3624 | 20 | 10 | 0.00278 | 0.29785 | 0.42861 | 0.11215 | 0.16139 | 1 | 1 | Replace on Burnout | 2.119 | 0.0082385 | 2427.6211 | 0 | 0 | 0 | 9.4386 | 161.9201 | 0 | 0 | 0 | 10.6267 | 0 | 178.9709 | 351.5177 | 6.8769 | 344.6407 | 51.1154 | 160.3749 | 0 | 0 | 0 | 10.851 | 0 | 178.9709 | 350.1968 | 6.8769 | 343.3198 | 50.9233 | 159.3572 | 0 | 0 | 0 | 11.1394 | 0 | 178.9709 | 349.4675 | 6.8769 | 342.5906 | 50.8172 | per unit | 0.60142 | 1724.2804 | 0.005 | 42068.2909 | 0 | 0 | 0 | 155.0264 | 0.45069 | 42278.6324 | 0 | 0 | 0 | 0.45295 | 42490.0256 | 0 | 0 | 0 | 0.45521 | 42068.2909 | 84346.9233 | 126836.9489 | 0 | 0 | 0 | 0 | 0 | 0 | 0 | 0 | 0 | 155.0264 | 310.8279 | 467.4084 | 0.45069 | 0.90364 | 1.3589 | 42068.2909 | 0 | 0 | 0 | 155.0264 | 0.45069 | 42278.6324 | 0 | 0 | 0 | 0.45295 | 42490.0256 | 0 | 0 | 0 | 0.45521 | 42068.2909 | 0.90364 | 126836.9489 | 0 | 0 | 0 | 0 | 0 | 0 | 0 | 0 | 0 | 155.0264 | 310.8279 | 467.4084 | 0.45069 | 0.90364 | 1.3589 | 808.1175 | 41307.2151 | 808.1175 | 59738.6988 | 1542.1036 | 812.0024 | 41349.8252 | 812.0024 | 59910.1922 | 1549.5171 | 816.2569 | 41479.9181 | 816.2569 | 60367.202 | 1557.6357 | 117.5111 | 118.076 | 118.6946 | 0.067812 | 0.067474 | 0.067139 | 28527.2325 | 0 | 0 | 0 | 105.1261 | 0.30562 | 28664.3728 | 0 | 0 | 0 | 105.6314 | 0.30709 | 28814.5585 | 0 | 0 | 0 | 106.1849 | 0.3087 | 285272.3247 | 286643.728 | 288145.5848 | 0 | 0 | 0 | 0 | 0 | 0 | 0 | 0 | 0 | 1051.2606 | 1056.3144 | 1061.8489 | 28527.2325 | 0.61272 | 86006.1637 | 0 | 0 | 0 | 0 | 0 | 0 | 0 | 0 | 0 | 105.1261 | 210.7575 | 316.9424 | 0.30562 | 0.61272 | 0.92142 | 1 | 1 | 1 | 1 | 1 | 1 | 1 | 15 | 336.5177 | 23.4345 | 15 | 335.1968 | 23.3465 | 15 | 334.4675 | 23.2978 | 42068.2909 | 0 | 0 | 0 | 155.0264 | 0.45069 | 42278.6324 | 0 | 0 | 0 | 0.45295 | 42490.0256 | 0 | 0 | 0 | 0.45521 | 42068.2909 | 0.90364 | 126836.9489 | 0 | 0 | 0 | 0 | 0 | 0 | 0 | 0 | 0 | 155.0264 | 310.8279 | 467.4084 | 0.45069 | 0.90364 | 1.3589 | 2039.1231 | 47785.8561 | 2039.1231 | 69108.1415 | 679.7077 | 2049.2416 | 47842.5192 | 2049.2416 | 69317.2102 | 683.0805 | 2059.5835 | 47983.8366 | 2059.5835 | 69832.5861 | 686.5278 | 135.9415 | 136.6161 | 137.3056 | 0.078447 | 0.078057 | 0.077669 | 33001.4556 | 0 | 0 | 0 | 121.6141 | 0.35356 | 33165.2142 | 0 | 0 | 0 | 122.2175 | 0.35531 | 33332.5891 | 0 | 0 | 0 | 122.8343 | 0.3571 | 330014.5563 | 331652.1417 | 333325.8907 | 0 | 0 | 0 | 0 | 0 | 0 | 0 | 0 | 0 | 1216.1408 | 1222.1755 | 1228.3434 | 33001.4556 | 0.70887 | 99499.2589 | 0 | 0 | 0 | 0 | 0 | 0 | 0 | 0 | 0 | 121.6141 | 243.8316 | 366.666 | 0.35356 | 0.70887 | 1.066 | 20 | 331.5177 | 17.5759 | 20 | 330.1968 | 17.5098 | 20 | 329.4675 | 17.4734 | 42068.2909 | 0 | 0 | 0 | 155.0264 | 0.45069 | 42278.6324 | 0 | 0 | 0 | 0.45295 | 42490.0256 | 0 | 0 | 0 | 0.45521 | 42068.2909 | 0.90364 | 126836.9489 | 0 | 0 | 0 | 0 | 0 | 0 | 0 | 0 | 0 | 155.0264 | 310.8279 | 467.4084 | 0.45069 | 0.90364 | 1.3589 | 2772.6429 | 48731.6516 | 2772.6429 | 70475.9556 | 0 | 2786.5062 | 48791.2733 | 2786.5062 | 70691.8239 | 0 | 2800.4387 | 48933.1192 | 2800.4387 | 71214.1109 | 0 | 138.6321 | 139.3253 | 140.0219 | 0.08 | 0.079602 | 0.079206 | 33654.6328 | 0 | 0 | 0 | 124.0211 | 0.36056 | 33822.9059 | 0 | 0 | 0 | 124.6412 | 0.36236 | 33992.0204 | 0 | 0 | 0 | 125.2644 | 0.36417 | 336546.3275 | 338229.0592 | 339920.2045 | 0 | 0 | 0 | 0 | 0 | 0 | 0 | 0 | 0 | 1240.2111 | 1246.4121 | 1252.6442 | 33654.6328 | 0.72291 | 101469.5591 | 0 | 0 | 0 | 0 | 0 | 0 | 0 | 0 | 0 | 124.0211 | 248.6623 | 373.9267 | 0.36056 | 0.72291 | 1.0871
| 611 | Business | Other Commercial | Hot Water | Electric | 02-194 | 02-194.08 | Low Flow Fixtures | [02-194]_Business_Hot Water_Low Flow Shower Head_ROB_Electric_per unit | 2.5 GPM | 2 GPM | ENGINEER | 131.032 | 0 | 0 | 0 | 0.93554 | 5.0534 | 20 | 10 | 0.00278 | 0.29785 | 0.42861 | 0.11215 | 0.16139 | 1 | 1 | Replace on Burnout | 3.9258 | 0.015263 | 1310.3204 | 0 | 0 | 0 | 5.0945 | 87.3972 | 0 | 0 | 0 | 10.6267 | 0 | 96.6004 | 194.6243 | 8.3667 | 186.2576 | 23.2618 | 86.5631 | 0 | 0 | 0 | 10.851 | 0 | 96.6004 | 194.0146 | 8.3667 | 185.6479 | 23.1889 | 86.0139 | 0 | 0 | 0 | 11.1394 | 0 | 96.6004 | 193.7537 | 8.3667 | 185.387 | 23.1577 | per unit | 0.61385 | 2332.6482 | 0.005 | 30717.9914 | 0 | 0 | 0 | 113.1993 | 0.60971 | 30871.5814 | 0 | 0 | 0 | 0.61276 | 31025.9393 | 0 | 0 | 0 | 0.61582 | 30717.9914 | 61589.5728 | 92615.5121 | 0 | 0 | 0 | 0 | 0 | 0 | 0 | 0 | 0 | 113.1993 | 226.9645 | 341.2986 | 0.60971 | 1.2225 | 1.8383 | 30717.9914 | 0 | 0 | 0 | 113.1993 | 0.60971 | 30871.5814 | 0 | 0 | 0 | 0.61276 | 31025.9393 | 0 | 0 | 0 | 0.61582 | 30717.9914 | 1.2225 | 92615.5121 | 0 | 0 | 0 | 0 | 0 | 0 | 0 | 0 | 0 | 113.1993 | 226.9645 | 341.2986 | 0.60971 | 1.2225 | 1.8383 | 1287.5036 | 29949.6466 | 1287.5036 | 43007.2018 | 1790.1846 | 1293.6707 | 29998.8242 | 1293.6707 | 43144.8216 | 1798.7595 | 1300.6107 | 30119.1988 | 1300.6107 | 43496.3403 | 1808.4091 | 153.8844 | 154.6215 | 155.451 | 0.065642 | 0.065315 | 0.06499 | 20163.7891 | 0 | 0 | 0 | 74.3058 | 0.40022 | 20260.3718 | 0 | 0 | 0 | 74.6617 | 0.40214 | 20369.0602 | 0 | 0 | 0 | 75.0623 | 0.4043 | 201637.8912 | 202603.718 | 203690.6025 | 0 | 0 | 0 | 0 | 0 | 0 | 0 | 0 | 0 | 743.0583 | 746.6175 | 750.6228 | 20163.7891 | 0.80236 | 60793.2212 | 0 | 0 | 0 | 0 | 0 | 0 | 0 | 0 | 0 | 74.3058 | 148.9676 | 224.0299 | 0.40022 | 0.80236 | 1.2067 | 1 | 1 | 1 | 1 | 1 | 1 | 1 | 15 | 179.6243 | 12.975 | 15 | 179.0146 | 12.9343 | 15 | 178.7537 | 12.9169 | 30717.9914 | 0 | 0 | 0 | 113.1993 | 0.60971 | 30871.5814 | 0 | 0 | 0 | 0.61276 | 31025.9393 | 0 | 0 | 0 | 0.61582 | 30717.9914 | 1.2225 | 92615.5121 | 0 | 0 | 0 | 0 | 0 | 0 | 0 | 0 | 0 | 113.1993 | 226.9645 | 341.2986 | 0.60971 | 1.2225 | 1.8383 | 2715.0974 | 35228.2629 | 2715.0974 | 50587.2084 | 905.0325 | 2728.5219 | 35291.5325 | 2728.5219 | 50756.8851 | 909.5073 | 2742.4298 | 35423.7229 | 2742.4298 | 51156.8156 | 914.1433 | 181.0065 | 181.9015 | 182.8287 | 0.077211 | 0.076827 | 0.076445 | 23717.651 | 0 | 0 | 0 | 87.4022 | 0.47076 | 23834.9198 | 0 | 0 | 0 | 87.8344 | 0.47309 | 23956.4123 | 0 | 0 | 0 | 88.2821 | 0.4755 | 237176.5098 | 238349.1982 | 239564.1228 | 0 | 0 | 0 | 0 | 0 | 0 | 0 | 0 | 0 | 874.0221 | 878.3436 | 882.8207 | 23717.651 | 0.94385 | 71508.9831 | 0 | 0 | 0 | 0 | 0 | 0 | 0 | 0 | 0 | 87.4022 | 175.2366 | 263.5186 | 0.47076 | 0.94385 | 1.4194 | 20 | 174.6243 | 9.7312 | 20 | 174.0146 | 9.7007 | 20 | 173.7537 | 9.6877 | 30717.9914 | 0 | 0 | 0 | 113.1993 | 0.60971 | 30871.5814 | 0 | 0 | 0 | 0.61276 | 31025.9393 | 0 | 0 | 0 | 0.61582 | 30717.9914 | 1.2225 | 92615.5121 | 0 | 0 | 0 | 0 | 0 | 0 | 0 | 0 | 0 | 113.1993 | 226.9645 | 341.2986 | 0.60971 | 1.2225 | 1.8383 | 3750.8983 | 36500.7978 | 3750.8983 | 52414.5476 | 0 | 3769.6528 | 36568.377 | 3769.6528 | 52593.2647 | 0 | 3788.501 | 36701.7986 | 3788.501 | 53002.536 | 0 | 187.5449 | 188.4826 | 189.4251 | 0.08 | 0.079602 | 0.079206 | 24574.3931 | 0 | 0 | 0 | 90.5594 | 0.48777 | 24697.2651 | 0 | 0 | 0 | 91.0122 | 0.49021 | 24820.7514 | 0 | 0 | 0 | 91.4673 | 0.49266 | 245743.9314 | 246972.6511 | 248207.5143 | 0 | 0 | 0 | 0 | 0 | 0 | 0 | 0 | 0 | 905.594 | 910.122 | 914.6726 | 24574.3931 | 0.97797 | 74092.4097 | 0 | 0 | 0 | 0 | 0 | 0 | 0 | 0 | 0 | 90.5594 | 181.5716 | 273.0389 | 0.48777 | 0.97797 | 1.4706
| 612 | Business | Food Sales | Hot Water | Electric | 02-194 | 02-194.09 | Low Flow Fixtures | [02-194]_Business_Hot Water_Low Flow Shower Head_ROB_Electric_per unit | 2.5 GPM | 2 GPM | ENGINEER | 131.032 | 0 | 0 | 0 | 0.93554 | 5.0534 | 20 | 10 | 0.00278 | 0.29785 | 0.42861 | 0.11215 | 0.16139 | 1 | 1 | Replace on Burnout | 3.9258 | 0.015263 | 1310.3204 | 0 | 0 | 0 | 5.0945 | 87.3972 | 0 | 0 | 0 | 10.6267 | 0 | 96.6004 | 194.6243 | 6.8769 | 187.7474 | 28.301 | 86.5631 | 0 | 0 | 0 | 10.851 | 0 | 96.6004 | 194.0146 | 6.8769 | 187.1376 | 28.2123 | 86.0139 | 0 | 0 | 0 | 11.1394 | 0 | 96.6004 | 193.7537 | 6.8769 | 186.8767 | 28.1744 | per unit | 0.57514 | 1032.9555 | 0.005 | 13602.7026 | 0 | 0 | 0 | 50.1275 | 0.26999 | 13670.7161 | 0 | 0 | 0 | 0.27134 | 13739.0697 | 0 | 0 | 0 | 0.2727 | 13602.7026 | 27273.4186 | 41012.4883 | 0 | 0 | 0 | 0 | 0 | 0 | 0 | 0 | 0 | 50.1275 | 100.5056 | 151.1356 | 0.26999 | 0.54134 | 0.81404 | 13602.7026 | 0 | 0 | 0 | 50.1275 | 0.26999 | 13670.7161 | 0 | 0 | 0 | 0.27134 | 13739.0697 | 0 | 0 | 0 | 0.2727 | 13602.7026 | 0.54134 | 41012.4883 | 0 | 0 | 0 | 0 | 0 | 0 | 0 | 0 | 0 | 50.1275 | 100.5056 | 151.1356 | 0.26999 | 0.54134 | 0.81404 | 373.4889 | 10570.0978 | 373.4889 | 15085.6492 | 712.7164 | 375.1828 | 10584.7717 | 375.1828 | 15129.893 | 715.9488 | 377.365 | 10632.0187 | 377.365 | 15259.6004 | 720.113 | 54.3103 | 54.5566 | 54.8739 | 0.052316 | 0.052056 | 0.051797 | 7116.3853 | 0 | 0 | 0 | 26.2247 | 0.14125 | 7148.6605 | 0 | 0 | 0 | 26.3436 | 0.14189 | 7190.2387 | 0 | 0 | 0 | 26.4968 | 0.14272 | 71163.8527 | 71486.6052 | 71902.3871 | 0 | 0 | 0 | 0 | 0 | 0 | 0 | 0 | 0 | 262.2468 | 263.4362 | 264.9684 | 7116.3853 | 0.28314 | 21455.2845 | 0 | 0 | 0 | 0 | 0 | 0 | 0 | 0 | 0 | 26.2247 | 52.5683 | 79.0651 | 0.14125 | 0.28314 | 0.42586 | 1 | 1 | 1 | 1 | 1 | 1 | 1 | 15 | 179.6243 | 12.975 | 15 | 179.0146 | 12.9343 | 15 | 178.7537 | 12.9169 | 13602.7026 | 0 | 0 | 0 | 50.1275 | 0.26999 | 13670.7161 | 0 | 0 | 0 | 0.27134 | 13739.0697 | 0 | 0 | 0 | 0.2727 | 13602.7026 | 0.54134 | 41012.4883 | 0 | 0 | 0 | 0 | 0 | 0 | 0 | 0 | 0 | 50.1275 | 100.5056 | 151.1356 | 0.26999 | 0.54134 | 0.81404 | 1112.6347 | 14436.3838 | 1112.6347 | 20603.6146 | 370.8782 | 1118.1109 | 14461.9868 | 1118.1109 | 20671.9917 | 372.7036 | 1123.8506 | 14516.6787 | 1123.8506 | 20835.057 | 374.6169 | 74.1756 | 74.5407 | 74.9234 | 0.071452 | 0.071096 | 0.070743 | 9719.3868 | 0 | 0 | 0 | 35.817 | 0.19292 | 9767.2238 | 0 | 0 | 0 | 35.9933 | 0.19387 | 9817.3628 | 0 | 0 | 0 | 36.1781 | 0.19486 | 97193.8678 | 97672.238 | 98173.628 | 0 | 0 | 0 | 0 | 0 | 0 | 0 | 0 | 0 | 358.1703 | 359.9332 | 361.7809 | 9719.3868 | 0.38678 | 29303.9734 | 0 | 0 | 0 | 0 | 0 | 0 | 0 | 0 | 0 | 35.817 | 71.8104 | 107.9884 | 0.19292 | 0.38678 | 0.58164 | 20 | 174.6243 | 9.7312 | 20 | 174.0146 | 9.7007 | 20 | 173.7537 | 9.6877 | 13602.7026 | 0 | 0 | 0 | 50.1275 | 0.26999 | 13670.7161 | 0 | 0 | 0 | 0.27134 | 13739.0697 | 0 | 0 | 0 | 0.2727 | 13602.7026 | 0.54134 | 41012.4883 | 0 | 0 | 0 | 0 | 0 | 0 | 0 | 0 | 0 | 50.1275 | 100.5056 | 151.1356 | 0.26999 | 0.54134 | 0.81404 | 1557.1805 | 15153.2581 | 1557.1805 | 21626.738 | 0 | 1564.9664 | 15181.3135 | 1564.9664 | 21700.1987 | 0 | 1572.7912 | 15236.7033 | 1572.7912 | 21868.472 | 0 | 77.859 | 78.2483 | 78.6396 | 0.075 | 0.074627 | 0.074256 | 10202.0269 | 0 | 0 | 0 | 37.5956 | 0.2025 | 10253.0371 | 0 | 0 | 0 | 37.7836 | 0.20351 | 10304.3022 | 0 | 0 | 0 | 37.9725 | 0.20453 | 102020.2692 | 102530.3706 | 103043.0224 | 0 | 0 | 0 | 0 | 0 | 0 | 0 | 0 | 0 | 375.9562 | 377.8359 | 379.7251 | 10202.0269 | 0.406 | 30759.3662 | 0 | 0 | 0 | 0 | 0 | 0 | 0 | 0 | 0 | 37.5956 | 75.3792 | 113.3517 | 0.2025 | 0.406 | 0.61053
| 613 | Business | Manufacturing/Industrial | Hot Water | Electric | 02-194 | 02-194.10 | Low Flow Fixtures | [02-194]_Business_Hot Water_Low Flow Shower Head_ROB_Electric_per unit | 2.5 GPM | 2 GPM | ENGINEER | 131.032 | 0 | 0 | 0 | 0.93554 | 5.0534 | 20 | 10 | 0.00278 | 0.29785 | 0.42861 | 0.11215 | 0.16139 | 1 | 1 | Replace on Burnout | 3.9258 | 0.015263 | 1310.3204 | 0 | 0 | 0 | 5.0945 | 87.3972 | 0 | 0 | 0 | 10.6267 | 0 | 96.6004 | 194.6243 | 6.8769 | 187.7474 | 28.301 | 86.5631 | 0 | 0 | 0 | 10.851 | 0 | 96.6004 | 194.0146 | 6.8769 | 187.1376 | 28.2123 | 86.0139 | 0 | 0 | 0 | 11.1394 | 0 | 96.6004 | 193.7537 | 6.8769 | 186.8767 | 28.1744 | per unit | 0.60131 | 2491.2308 | 0.005 | 32806.3223 | 0 | 0 | 0 | 120.895 | 0.65116 | 32970.3539 | 0 | 0 | 0 | 0.65442 | 33135.2057 | 0 | 0 | 0 | 0.65769 | 32806.3223 | 65776.6762 | 98911.8818 | 0 | 0 | 0 | 0 | 0 | 0 | 0 | 0 | 0 | 120.895 | 242.3945 | 364.5014 | 0.65116 | 1.3056 | 1.9633 | 32806.3223 | 0 | 0 | 0 | 120.895 | 0.65116 | 32970.3539 | 0 | 0 | 0 | 0.65442 | 33135.2057 | 0 | 0 | 0 | 0.65769 | 32806.3223 | 1.3056 | 98911.8818 | 0 | 0 | 0 | 0 | 0 | 0 | 0 | 0 | 0 | 120.895 | 242.3945 | 364.5014 | 0.65116 | 1.3056 | 1.9633 | 1074.6519 | 30413.6892 | 1074.6519 | 43302.2618 | 2050.7223 | 1079.7104 | 30461.1163 | 1079.7104 | 43437.5973 | 2060.3752 | 1085.6481 | 30587.4472 | 1085.6481 | 43796.8684 | 2071.706 | 156.2687 | 157.0043 | 157.8677 | 0.062415 | 0.062105 | 0.061796 | 20476.2088 | 0 | 0 | 0 | 75.4571 | 0.40642 | 20572.591 | 0 | 0 | 0 | 75.8123 | 0.40834 | 20685.728 | 0 | 0 | 0 | 76.2292 | 0.41058 | 204762.0879 | 205725.9105 | 206857.2798 | 0 | 0 | 0 | 0 | 0 | 0 | 0 | 0 | 0 | 754.5713 | 758.1231 | 762.2923 | 20476.2088 | 0.81476 | 61734.5278 | 0 | 0 | 0 | 0 | 0 | 0 | 0 | 0 | 0 | 75.4571 | 151.2694 | 227.4987 | 0.40642 | 0.81476 | 1.2253 | 1 | 1 | 1 | 1 | 1 | 1 | 1 | 15 | 179.6243 | 12.975 | 15 | 179.0146 | 12.9343 | 15 | 178.7537 | 12.9169 | 32806.3223 | 0 | 0 | 0 | 120.895 | 0.65116 | 32970.3539 | 0 | 0 | 0 | 0.65442 | 33135.2057 | 0 | 0 | 0 | 0.65769 | 32806.3223 | 1.3056 | 98911.8818 | 0 | 0 | 0 | 0 | 0 | 0 | 0 | 0 | 0 | 120.895 | 242.3945 | 364.5014 | 0.65116 | 1.3056 | 1.9633 | 2898.8083 | 37611.9025 | 2898.8083 | 53550.9006 | 966.2694 | 2913.1402 | 37679.4417 | 2913.1402 | 53730.9401 | 971.0467 | 2927.9921 | 37820.6145 | 2927.9921 | 54153.7338 | 975.9974 | 193.2539 | 194.2093 | 195.1995 | 0.077188 | 0.076804 | 0.076422 | 25322.4514 | 0 | 0 | 0 | 93.3161 | 0.50262 | 25447.6473 | 0 | 0 | 0 | 93.7774 | 0.5051 | 25577.386 | 0 | 0 | 0 | 94.2555 | 0.50768 | 253224.5144 | 254476.4732 | 255773.8599 | 0 | 0 | 0 | 0 | 0 | 0 | 0 | 0 | 0 | 933.1608 | 937.7744 | 942.5554 | 25322.4514 | 1.0077 | 76347.4848 | 0 | 0 | 0 | 0 | 0 | 0 | 0 | 0 | 0 | 93.3161 | 187.0935 | 281.3491 | 0.50262 | 1.0077 | 1.5154 | 20 | 174.6243 | 9.7312 | 20 | 174.0146 | 9.7007 | 20 | 173.7537 | 9.6877 | 32806.3223 | 0 | 0 | 0 | 120.895 | 0.65116 | 32970.3539 | 0 | 0 | 0 | 0.65442 | 33135.2057 | 0 | 0 | 0 | 0.65769 | 32806.3223 | 1.3056 | 98911.8818 | 0 | 0 | 0 | 0 | 0 | 0 | 0 | 0 | 0 | 120.895 | 242.3945 | 364.5014 | 0.65116 | 1.3056 | 1.9633 | 4005.8992 | 38982.2667 | 4005.8992 | 55501.9915 | 0 | 4025.9287 | 39054.4402 | 4025.9287 | 55691.69 | 0 | 4046.0583 | 39196.9324 | 4046.0583 | 56124.4252 | 0 | 200.295 | 201.2964 | 202.3029 | 0.08 | 0.079602 | 0.079206 | 26245.0578 | 0 | 0 | 0 | 96.716 | 0.52093 | 26376.2831 | 0 | 0 | 0 | 97.1996 | 0.52353 | 26508.1645 | 0 | 0 | 0 | 97.6856 | 0.52615 | 262450.5782 | 263762.8311 | 265081.6452 | 0 | 0 | 0 | 0 | 0 | 0 | 0 | 0 | 0 | 967.1599 | 971.9957 | 976.8557 | 26245.0578 | 1.0445 | 79129.5054 | 0 | 0 | 0 | 0 | 0 | 0 | 0 | 0 | 0 | 96.716 | 193.9156 | 291.6011 | 0.52093 | 1.0445 | 1.5706
| 614 | Business | Office | Hot Water | Gas | 02-304 | 02-304.01 | Low Flow Fixtures | [02-304]_Business_Hot Water_Low Flow Shower Head_ROB_Gas_per unit | 2.5 GPM | 2 GPM | ENGINEER | 0 | 0.65444 | 0 | 0 | 0 | 5.0534 | 20 | 10 | 0.00278 | 0.29785 | 0.42861 | 0.11215 | 0.16139 | 1 | 1 | Replace on Burnout | 2.8966 | #NUM! | 0 | 6.9048 | 0 | 0 | 6.9048 | 0 | 45.163 | 0 | 0 | 0 | 0.69048 | 96.6004 | 142.4539 | 7.3581 | 135.0958 | 19.3602 | 0 | 45.8656 | 0 | 0 | 0 | 0.69048 | 96.6004 | 143.1564 | 7.3581 | 135.7984 | 19.4557 | 0 | 46.6651 | 0 | 0 | 0 | 0.69048 | 96.6004 | 143.956 | 7.3581 | 136.5979 | 19.5643 | per unit | 0.28156 | 6917.9061 | 0.005 | 0 | 455.0022 | 0 | 0 | 455.0022 | 0 | 0 | 457.2772 | 0 | 0 | 0 | 0 | 459.5636 | 0 | 0 | 0 | 0 | 0 | 0 | 455.0022 | 912.2794 | 1371.843 | 0 | 0 | 0 | 0 | 0 | 0 | 455.0022 | 912.2794 | 1371.843 | 0 | 0 | 0 | 0 | 455.0022 | 0 | 0 | 455.0022 | 0 | 0 | 457.2772 | 0 | 0 | 0 | 0 | 459.5636 | 0 | 0 | 0 | 0 | 0 | 0 | 455.0022 | 912.2794 | 1371.843 | 0 | 0 | 0 | 0 | 0 | 0 | 455.0022 | 912.2794 | 1371.843 | 0 | 0 | 0 | 2764.1398 | 53514.2736 | 2764.1398 | 51805.4424 | 4749.0673 | 2779.9009 | 54084.8441 | 2779.9009 | 52216.4642 | 4776.1464 | 2796.1475 | 54704.7703 | 2796.1475 | 52661.5833 | 4804.0596 | 375.6604 | 377.8024 | 380.0104 | 0.054032 | 0.053764 | 0.053496 | 0 | 245.8488 | 0 | 0 | 245.8488 | 0 | 0 | 247.2506 | 0 | 0 | 247.2506 | 0 | 0 | 248.6956 | 0 | 0 | 248.6956 | 0 | 0 | 0 | 0 | 2458.4882 | 2472.5064 | 2486.9565 | 0 | 0 | 0 | 0 | 0 | 0 | 2458.4882 | 2472.5064 | 2486.9565 | 0 | 0 | 0 | 245.8488 | 493.0995 | 741.7951 | 0 | 0 | 0 | 0 | 0 | 0 | 245.8488 | 493.0995 | 741.7951 | 0 | 0 | 0 | 1 | 1 | 1 | 1 | 1 | 1 | 1 | 15 | 127.4539 | 9.4969 | 15 | 128.1564 | 9.5438 | 15 | 128.956 | 9.5971 | 0 | 455.0022 | 0 | 0 | 455.0022 | 0 | 0 | 457.2772 | 0 | 0 | 0 | 0 | 459.5636 | 0 | 0 | 0 | 0 | 0 | 0 | 455.0022 | 912.2794 | 1371.843 | 0 | 0 | 0 | 0 | 0 | 0 | 455.0022 | 912.2794 | 1371.843 | 0 | 0 | 0 | 7770.4122 | 73795.0219 | 7770.4122 | 71438.5808 | 2590.1374 | 7810.4616 | 74541.1955 | 7810.4616 | 71966.1439 | 2603.4872 | 7850.967 | 75346.2533 | 7850.967 | 72532.1206 | 2616.989 | 518.0275 | 520.6974 | 523.3978 | 0.07451 | 0.074139 | 0.07377 | 0 | 339.0202 | 0 | 0 | 339.0202 | 0 | 0 | 340.7675 | 0 | 0 | 340.7675 | 0 | 0 | 342.5348 | 0 | 0 | 342.5348 | 0 | 0 | 0 | 0 | 3390.2018 | 3407.6752 | 3425.3476 | 0 | 0 | 0 | 0 | 0 | 0 | 3390.2018 | 3407.6752 | 3425.3476 | 0 | 0 | 0 | 339.0202 | 679.7877 | 1022.3225 | 0 | 0 | 0 | 0 | 0 | 0 | 339.0202 | 679.7877 | 1022.3225 | 0 | 0 | 0 | 20 | 122.4539 | 7.1227 | 20 | 123.1564 | 7.1578 | 20 | 123.956 | 7.1978 | 0 | 455.0022 | 0 | 0 | 455.0022 | 0 | 0 | 457.2772 | 0 | 0 | 0 | 0 | 459.5636 | 0 | 0 | 0 | 0 | 0 | 0 | 455.0022 | 912.2794 | 1371.843 | 0 | 0 | 0 | 0 | 0 | 0 | 455.0022 | 912.2794 | 1371.843 | 0 | 0 | 0 | 11123.993 | 79232.7958 | 11123.993 | 76702.7143 | 0 | 11179.613 | 80021.6838 | 11179.613 | 77257.3068 | 0 | 11235.5111 | 80870.9612 | 11235.5111 | 77850.4843 | 0 | 556.1997 | 558.9807 | 561.7756 | 0.08 | 0.079602 | 0.079206 | 0 | 364.0017 | 0 | 0 | 364.0017 | 0 | 0 | 365.8218 | 0 | 0 | 365.8218 | 0 | 0 | 367.6509 | 0 | 0 | 367.6509 | 0 | 0 | 0 | 0 | 3640.0174 | 3658.2175 | 3676.5086 | 0 | 0 | 0 | 0 | 0 | 0 | 3640.0174 | 3658.2175 | 3676.5086 | 0 | 0 | 0 | 364.0017 | 729.8235 | 1097.4744 | 0 | 0 | 0 | 0 | 0 | 0 | 364.0017 | 729.8235 | 1097.4744 | 0 | 0 | 0
| 615 | Business | Retail | Hot Water | Gas | 02-304 | 02-304.02 | Low Flow Fixtures | [02-304]_Business_Hot Water_Low Flow Shower Head_ROB_Gas_per unit | 2.5 GPM | 2 GPM | ENGINEER | 0 | 0.65444 | 0 | 0 | 0 | 5.0534 | 20 | 10 | 0.00278 | 0.29785 | 0.42861 | 0.11215 | 0.16139 | 1 | 1 | Replace on Burnout | 2.8966 | #NUM! | 0 | 6.9048 | 0 | 0 | 6.9048 | 0 | 45.163 | 0 | 0 | 0 | 0.69048 | 96.6004 | 142.4539 | 7.3581 | 135.0958 | 19.3602 | 0 | 45.8656 | 0 | 0 | 0 | 0.69048 | 96.6004 | 143.1564 | 7.3581 | 135.7984 | 19.4557 | 0 | 46.6651 | 0 | 0 | 0 | 0.69048 | 96.6004 | 143.956 | 7.3581 | 136.5979 | 19.5643 | per unit | 0.3146 | 2695.8413 | 0.005 | 0 | 177.31 | 0 | 0 | 177.31 | 0 | 0 | 178.1965 | 0 | 0 | 0 | 0 | 179.0875 | 0 | 0 | 0 | 0 | 0 | 0 | 177.31 | 355.5065 | 534.594 | 0 | 0 | 0 | 0 | 0 | 0 | 177.31 | 355.5065 | 534.594 | 0 | 0 | 0 | 0 | 177.31 | 0 | 0 | 177.31 | 0 | 0 | 178.1965 | 0 | 0 | 0 | 0 | 179.0875 | 0 | 0 | 0 | 0 | 0 | 0 | 177.31 | 355.5065 | 534.594 | 0 | 0 | 0 | 0 | 0 | 0 | 177.31 | 355.5065 | 534.594 | 0 | 0 | 0 | 819.6348 | 15868.2849 | 819.6348 | 15374.561 | 1408.2141 | 824.704 | 16045.171 | 824.704 | 15504.0482 | 1416.9235 | 830.0026 | 16238.4494 | 830.0026 | 15645.3191 | 1426.027 | 111.3924 | 112.0814 | 112.8015 | 0.041115 | 0.04091 | 0.040706 | 0 | 72.9002 | 0 | 0 | 72.9002 | 0 | 0 | 73.351 | 0 | 0 | 73.351 | 0 | 0 | 73.8223 | 0 | 0 | 73.8223 | 0 | 0 | 0 | 0 | 729.0016 | 733.5103 | 738.2229 | 0 | 0 | 0 | 0 | 0 | 0 | 729.0016 | 733.5103 | 738.2229 | 0 | 0 | 0 | 72.9002 | 146.2512 | 220.0735 | 0 | 0 | 0 | 0 | 0 | 0 | 72.9002 | 146.2512 | 220.0735 | 0 | 0 | 0 | 1 | 1 | 1 | 1 | 1 | 1 | 1 | 15 | 127.4539 | 9.4969 | 15 | 128.1564 | 9.5438 | 15 | 128.956 | 9.5971 | 0 | 177.31 | 0 | 0 | 177.31 | 0 | 0 | 178.1965 | 0 | 0 | 0 | 0 | 179.0875 | 0 | 0 | 0 | 0 | 0 | 0 | 177.31 | 355.5065 | 534.594 | 0 | 0 | 0 | 0 | 0 | 0 | 177.31 | 355.5065 | 534.594 | 0 | 0 | 0 | 2765.1275 | 26260.2085 | 2765.1275 | 25443.1515 | 921.7092 | 2779.5565 | 26527.4288 | 2779.5565 | 25632.7922 | 926.5188 | 2794.1747 | 26815.8804 | 2794.1747 | 25836.3958 | 931.3916 | 184.3418 | 185.3038 | 186.2783 | 0.06804 | 0.067701 | 0.067365 | 0 | 120.6415 | 0 | 0 | 120.6415 | 0 | 0 | 121.271 | 0 | 0 | 121.271 | 0 | 0 | 121.9088 | 0 | 0 | 121.9088 | 0 | 0 | 0 | 0 | 1206.4148 | 1212.7101 | 1219.088 | 0 | 0 | 0 | 0 | 0 | 0 | 1206.4148 | 1212.7101 | 1219.088 | 0 | 0 | 0 | 120.6415 | 241.9125 | 363.8213 | 0 | 0 | 0 | 0 | 0 | 0 | 120.6415 | 241.9125 | 363.8213 | 0 | 0 | 0 | 20 | 122.4539 | 7.1227 | 20 | 123.1564 | 7.1578 | 20 | 123.956 | 7.1978 | 0 | 177.31 | 0 | 0 | 177.31 | 0 | 0 | 178.1965 | 0 | 0 | 0 | 0 | 179.0875 | 0 | 0 | 0 | 0 | 0 | 0 | 177.31 | 355.5065 | 534.594 | 0 | 0 | 0 | 0 | 0 | 0 | 177.31 | 355.5065 | 534.594 | 0 | 0 | 0 | 4063.9808 | 28946.4908 | 4063.9808 | 28045.8531 | 0 | 4084.3007 | 29234.699 | 4084.3007 | 28248.7599 | 0 | 4104.7222 | 29544.9695 | 4104.7222 | 28465.8014 | 0 | 203.199 | 204.215 | 205.2361 | 0.075 | 0.074627 | 0.074256 | 0 | 132.9825 | 0 | 0 | 132.9825 | 0 | 0 | 133.6474 | 0 | 0 | 133.6474 | 0 | 0 | 134.3156 | 0 | 0 | 134.3156 | 0 | 0 | 0 | 0 | 1329.8247 | 1336.4739 | 1343.1562 | 0 | 0 | 0 | 0 | 0 | 0 | 1329.8247 | 1336.4739 | 1343.1562 | 0 | 0 | 0 | 132.9825 | 266.6299 | 400.9455 | 0 | 0 | 0 | 0 | 0 | 0 | 132.9825 | 266.6299 | 400.9455 | 0 | 0 | 0
| 616 | Business | Food Service | Hot Water | Gas | 02-304 | 02-304.03 | Low Flow Fixtures | [02-304]_Business_Hot Water_Low Flow Shower Head_ROB_Gas_per unit | 2.5 GPM | 2 GPM | ENGINEER | 0 | 1.0466 | 0 | 0 | 0 | 8.0817 | 20 | 10 | 0.00278 | 0.29785 | 0.42861 | 0.11215 | 0.16139 | 1 | 1 | Replace on Burnout | 1.8112 | #NUM! | 0 | 11.0425 | 0 | 0 | 11.0425 | 0 | 72.2274 | 0 | 0 | 0 | 1.1043 | 154.4893 | 242.4872 | 7.3581 | 235.1291 | 32.9552 | 0 | 73.351 | 0 | 0 | 0 | 1.1043 | 154.4893 | 243.8355 | 7.3581 | 236.4775 | 33.1385 | 0 | 74.6297 | 0 | 0 | 0 | 1.1043 | 154.4893 | 245.37 | 7.3581 | 238.0119 | 33.347 | per unit | 0.349 | 559.4419 | 0.005 | 0 | 58.8455 | 0 | 0 | 58.8455 | 0 | 0 | 59.1397 | 0 | 0 | 0 | 0 | 59.4354 | 0 | 0 | 0 | 0 | 0 | 0 | 58.8455 | 117.9852 | 177.4206 | 0 | 0 | 0 | 0 | 0 | 0 | 58.8455 | 117.9852 | 177.4206 | 0 | 0 | 0 | 0 | 58.8455 | 0 | 0 | 58.8455 | 0 | 0 | 59.1397 | 0 | 0 | 0 | 0 | 59.4354 | 0 | 0 | 0 | 0 | 0 | 0 | 58.8455 | 117.9852 | 177.4206 | 0 | 0 | 0 | 0 | 0 | 0 | 58.8455 | 117.9852 | 177.4206 | 0 | 0 | 0 | 211.3305 | 6964.4432 | 211.3305 | 6648.115 | 363.0868 | 212.554 | 7043.7123 | 212.554 | 6703.0819 | 365.1889 | 213.817 | 7130.1566 | 213.817 | 6762.8595 | 367.3589 | 28.7209 | 28.8871 | 29.0588 | 0.051083 | 0.050829 | 0.050576 | 0 | 30.06 | 0 | 0 | 30.06 | 0 | 0 | 30.2341 | 0 | 0 | 30.2341 | 0 | 0 | 30.4137 | 0 | 0 | 30.4137 | 0 | 0 | 0 | 0 | 300.6004 | 302.3407 | 304.1373 | 0 | 0 | 0 | 0 | 0 | 0 | 300.6004 | 302.3407 | 304.1373 | 0 | 0 | 0 | 30.06 | 60.2941 | 90.7078 | 0 | 0 | 0 | 0 | 0 | 0 | 30.06 | 60.2941 | 90.7078 | 0 | 0 | 0 | 1 | 1 | 1 | 1 | 1 | 1 | 1 | 15 | 227.4872 | 16.1658 | 15 | 228.8355 | 16.2557 | 15 | 230.37 | 16.358 | 0 | 58.8455 | 0 | 0 | 58.8455 | 0 | 0 | 59.1397 | 0 | 0 | 0 | 0 | 59.4354 | 0 | 0 | 0 | 0 | 0 | 0 | 58.8455 | 117.9852 | 177.4206 | 0 | 0 | 0 | 0 | 0 | 0 | 58.8455 | 117.9852 | 177.4206 | 0 | 0 | 0 | 596.7835 | 9647.4915 | 596.7835 | 9209.2981 | 198.9278 | 599.853 | 9751.0327 | 599.853 | 9279.4776 | 199.951 | 602.9552 | 9863.1399 | 602.9552 | 9355.0581 | 200.9851 | 39.7856 | 39.9902 | 40.197 | 0.070763 | 0.070411 | 0.07006 | 0 | 41.6407 | 0 | 0 | 41.6407 | 0 | 0 | 41.8548 | 0 | 0 | 41.8548 | 0 | 0 | 42.0713 | 0 | 0 | 42.0713 | 0 | 0 | 0 | 0 | 416.4066 | 418.5484 | 420.7129 | 0 | 0 | 0 | 0 | 0 | 0 | 416.4066 | 418.5484 | 420.7129 | 0 | 0 | 0 | 41.6407 | 83.4955 | 125.5668 | 0 | 0 | 0 | 0 | 0 | 0 | 41.6407 | 83.4955 | 125.5668 | 0 | 0 | 0 | 20 | 222.4872 | 12.1244 | 20 | 223.8355 | 12.1918 | 20 | 225.37 | 12.2685 | 0 | 58.8455 | 0 | 0 | 58.8455 | 0 | 0 | 59.1397 | 0 | 0 | 0 | 0 | 59.4354 | 0 | 0 | 0 | 0 | 0 | 0 | 58.8455 | 117.9852 | 177.4206 | 0 | 0 | 0 | 0 | 0 | 0 | 58.8455 | 117.9852 | 177.4206 | 0 | 0 | 0 | 843.3586 | 10225.185 | 843.3586 | 9760.7525 | 0 | 847.5754 | 10333.4509 | 847.5754 | 9833.7304 | 0 | 851.8133 | 10450.4706 | 851.8133 | 9912.1335 | 0 | 42.1679 | 42.3788 | 42.5907 | 0.075 | 0.074627 | 0.074256 | 0 | 44.1341 | 0 | 0 | 44.1341 | 0 | 0 | 44.3548 | 0 | 0 | 44.3548 | 0 | 0 | 44.5766 | 0 | 0 | 44.5766 | 0 | 0 | 0 | 0 | 441.3411 | 443.5478 | 445.7655 | 0 | 0 | 0 | 0 | 0 | 0 | 441.3411 | 443.5478 | 445.7655 | 0 | 0 | 0 | 44.1341 | 88.4889 | 133.0654 | 0 | 0 | 0 | 0 | 0 | 0 | 44.1341 | 88.4889 | 133.0654 | 0 | 0 | 0
| 617 | Business | Healthcare/Hospitals | Hot Water | Gas | 02-304 | 02-304.04 | Low Flow Fixtures | [02-304]_Business_Hot Water_Low Flow Shower Head_ROB_Gas_per unit | 2.5 GPM | 2 GPM | ENGINEER | 0 | 0.87351 | 0 | 0 | 0 | 6.745 | 20 | 10 | 0.00278 | 0.29785 | 0.42861 | 0.11215 | 0.16139 | 1 | 1 | Replace on Burnout | 2.1701 | #NUM! | 0 | 9.2161 | 0 | 0 | 9.2161 | 0 | 60.2809 | 0 | 0 | 0 | 0.92161 | 128.9366 | 190.1391 | 8.4307 | 181.7084 | 22.5532 | 0 | 61.2187 | 0 | 0 | 0 | 0.92161 | 128.9366 | 191.0768 | 8.4307 | 182.6461 | 22.6645 | 0 | 62.2859 | 0 | 0 | 0 | 0.92161 | 128.9366 | 192.144 | 8.4307 | 183.7133 | 22.791 | per unit | 0.31485 | 855.1445 | 0.005 | 0 | 75.0716 | 0 | 0 | 75.0716 | 0 | 0 | 75.4469 | 0 | 0 | 0 | 0 | 75.8241 | 0 | 0 | 0 | 0 | 0 | 0 | 75.0716 | 150.5185 | 226.3426 | 0 | 0 | 0 | 0 | 0 | 0 | 75.0716 | 150.5185 | 226.3426 | 0 | 0 | 0 | 0 | 75.0716 | 0 | 0 | 75.0716 | 0 | 0 | 75.4469 | 0 | 0 | 0 | 0 | 75.8241 | 0 | 0 | 0 | 0 | 0 | 0 | 75.0716 | 150.5185 | 226.3426 | 0 | 0 | 0 | 0 | 0 | 0 | 75.0716 | 150.5185 | 226.3426 | 0 | 0 | 0 | 372.7259 | 8406.17 | 372.7259 | 8358.2212 | 511.4869 | 374.869 | 8496.1997 | 374.869 | 8426.0854 | 514.4277 | 377.0731 | 8593.8865 | 377.0731 | 8499.6026 | 517.4524 | 44.2106 | 44.4648 | 44.7263 | 0.051442 | 0.051186 | 0.050932 | 0 | 38.6186 | 0 | 0 | 38.6186 | 0 | 0 | 38.8407 | 0 | 0 | 38.8407 | 0 | 0 | 39.069 | 0 | 0 | 39.069 | 0 | 0 | 0 | 0 | 386.1861 | 388.4066 | 390.6903 | 0 | 0 | 0 | 0 | 0 | 0 | 386.1861 | 388.4066 | 390.6903 | 0 | 0 | 0 | 38.6186 | 77.4593 | 116.5283 | 0 | 0 | 0 | 0 | 0 | 0 | 38.6186 | 77.4593 | 116.5283 | 0 | 0 | 0 | 1 | 1 | 1 | 1 | 1 | 1 | 1 | 15 | 175.1391 | 12.6759 | 15 | 176.0768 | 12.7385 | 15 | 177.144 | 12.8096 | 0 | 75.0716 | 0 | 0 | 75.0716 | 0 | 0 | 75.4469 | 0 | 0 | 0 | 0 | 75.8241 | 0 | 0 | 0 | 0 | 0 | 0 | 75.0716 | 150.5185 | 226.3426 | 0 | 0 | 0 | 0 | 0 | 0 | 75.0716 | 150.5185 | 226.3426 | 0 | 0 | 0 | 900.4151 | 11413.6057 | 900.4151 | 11348.5025 | 300.1384 | 905.0681 | 11529.1692 | 905.0681 | 11434.0255 | 301.6894 | 909.775 | 11653.8542 | 909.775 | 11525.9993 | 303.2583 | 60.0277 | 60.3379 | 60.6517 | 0.069847 | 0.069499 | 0.069153 | 0 | 52.435 | 0 | 0 | 52.435 | 0 | 0 | 52.706 | 0 | 0 | 52.706 | 0 | 0 | 52.9801 | 0 | 0 | 52.9801 | 0 | 0 | 0 | 0 | 524.3501 | 527.0598 | 529.8007 | 0 | 0 | 0 | 0 | 0 | 0 | 524.3501 | 527.0598 | 529.8007 | 0 | 0 | 0 | 52.435 | 105.141 | 158.1211 | 0 | 0 | 0 | 0 | 0 | 0 | 52.435 | 105.141 | 158.1211 | 0 | 0 | 0 | 20 | 170.1391 | 9.507 | 20 | 171.0768 | 9.5538 | 20 | 172.144 | 9.6072 | 0 | 75.0716 | 0 | 0 | 75.0716 | 0 | 0 | 75.4469 | 0 | 0 | 0 | 0 | 75.8241 | 0 | 0 | 0 | 0 | 0 | 0 | 75.0716 | 150.5185 | 226.3426 | 0 | 0 | 0 | 0 | 0 | 0 | 75.0716 | 150.5185 | 226.3426 | 0 | 0 | 0 | 1289.1303 | 12255.7019 | 1289.1303 | 12185.7954 | 0 | 1295.576 | 12377.7269 | 1295.576 | 12275.5805 | 0 | 1302.0539 | 12509.0928 | 1302.0539 | 12371.8551 | 0 | 64.4565 | 64.7788 | 65.1027 | 0.075 | 0.074627 | 0.074256 | 0 | 56.3037 | 0 | 0 | 56.3037 | 0 | 0 | 56.5852 | 0 | 0 | 56.5852 | 0 | 0 | 56.8681 | 0 | 0 | 56.8681 | 0 | 0 | 0 | 0 | 563.0367 | 565.8518 | 568.6811 | 0 | 0 | 0 | 0 | 0 | 0 | 563.0367 | 565.8518 | 568.6811 | 0 | 0 | 0 | 56.3037 | 112.8889 | 169.757 | 0 | 0 | 0 | 0 | 0 | 0 | 56.3037 | 112.8889 | 169.757 | 0 | 0 | 0
| 618 | Business | Campus/Education | Hot Water | Gas | 02-304 | 02-304.05 | Low Flow Fixtures | [02-304]_Business_Hot Water_Low Flow Shower Head_ROB_Gas_per unit | 2.5 GPM | 2 GPM | ENGINEER | 0 | 0.71077 | 0 | 0 | 0 | 5.4883 | 20 | 10 | 0.00278 | 0.29785 | 0.42861 | 0.11215 | 0.16139 | 1 | 1 | Replace on Burnout | 2.667 | #NUM! | 0 | 7.499 | 0 | 0 | 7.499 | 0 | 49.0498 | 0 | 0 | 0 | 0.7499 | 104.914 | 154.7136 | 8.4307 | 146.2829 | 18.3513 | 0 | 49.8128 | 0 | 0 | 0 | 0.7499 | 104.914 | 155.4767 | 8.4307 | 147.046 | 18.4418 | 0 | 50.6812 | 0 | 0 | 0 | 0.7499 | 104.914 | 156.345 | 8.4307 | 147.9143 | 18.5448 | per unit | 0.39306 | 892.6423 | 0.005 | 0 | 63.7633 | 0 | 0 | 63.7633 | 0 | 0 | 64.0821 | 0 | 0 | 0 | 0 | 64.4025 | 0 | 0 | 0 | 0 | 0 | 0 | 63.7633 | 127.8454 | 192.2479 | 0 | 0 | 0 | 0 | 0 | 0 | 63.7633 | 127.8454 | 192.2479 | 0 | 0 | 0 | 0 | 63.7633 | 0 | 0 | 63.7633 | 0 | 0 | 64.0821 | 0 | 0 | 0 | 0 | 64.4025 | 0 | 0 | 0 | 0 | 0 | 0 | 63.7633 | 127.8454 | 192.2479 | 0 | 0 | 0 | 0 | 0 | 0 | 63.7633 | 127.8454 | 192.2479 | 0 | 0 | 0 | 360.2042 | 6610.199 | 360.2042 | 6483.2223 | 494.3034 | 362.3283 | 6681.9718 | 362.3283 | 6536.3654 | 497.2183 | 364.528 | 6760.0842 | 364.528 | 6594.1004 | 500.2369 | 42.7254 | 42.9773 | 43.2382 | 0.047626 | 0.047389 | 0.047153 | 0 | 30.3678 | 0 | 0 | 30.3678 | 0 | 0 | 30.5469 | 0 | 0 | 30.5469 | 0 | 0 | 30.7323 | 0 | 0 | 30.7323 | 0 | 0 | 0 | 0 | 303.6778 | 305.4685 | 307.323 | 0 | 0 | 0 | 0 | 0 | 0 | 303.6778 | 305.4685 | 307.323 | 0 | 0 | 0 | 30.3678 | 60.9146 | 91.6469 | 0 | 0 | 0 | 0 | 0 | 0 | 30.3678 | 60.9146 | 91.6469 | 0 | 0 | 0 | 1 | 1 | 1 | 1 | 1 | 1 | 1 | 15 | 139.7136 | 10.3142 | 15 | 140.4767 | 10.3651 | 15 | 141.345 | 10.423 | 0 | 63.7633 | 0 | 0 | 63.7633 | 0 | 0 | 64.0821 | 0 | 0 | 0 | 0 | 64.4025 | 0 | 0 | 0 | 0 | 0 | 0 | 63.7633 | 127.8454 | 192.2479 | 0 | 0 | 0 | 0 | 0 | 0 | 63.7633 | 127.8454 | 192.2479 | 0 | 0 | 0 | 923.6452 | 9526.6998 | 923.6452 | 9343.6995 | 307.8817 | 928.4519 | 9623.5074 | 928.4519 | 9413.8022 | 309.484 | 933.3178 | 9727.9731 | 933.3178 | 9489.1173 | 311.1059 | 61.5763 | 61.8968 | 62.2212 | 0.068639 | 0.068297 | 0.067958 | 0 | 43.7664 | 0 | 0 | 43.7664 | 0 | 0 | 43.9942 | 0 | 0 | 43.9942 | 0 | 0 | 44.2247 | 0 | 0 | 44.2247 | 0 | 0 | 0 | 0 | 437.6641 | 439.9418 | 442.2475 | 0 | 0 | 0 | 0 | 0 | 0 | 437.6641 | 439.9418 | 442.2475 | 0 | 0 | 0 | 43.7664 | 87.7606 | 131.9853 | 0 | 0 | 0 | 0 | 0 | 0 | 43.7664 | 87.7606 | 131.9853 | 0 | 0 | 0 | 20 | 134.7136 | 7.7357 | 20 | 135.4767 | 7.7738 | 20 | 136.345 | 7.8173 | 0 | 63.7633 | 0 | 0 | 63.7633 | 0 | 0 | 64.0821 | 0 | 0 | 0 | 0 | 64.4025 | 0 | 0 | 0 | 0 | 0 | 0 | 63.7633 | 127.8454 | 192.2479 | 0 | 0 | 0 | 0 | 0 | 0 | 63.7633 | 127.8454 | 192.2479 | 0 | 0 | 0 | 1345.6583 | 10409.5839 | 1345.6583 | 10209.6241 | 0 | 1352.3865 | 10513.2278 | 1352.3865 | 10284.1348 | 0 | 1359.1485 | 10624.8056 | 1359.1485 | 10363.9295 | 0 | 67.2829 | 67.6193 | 67.9574 | 0.075 | 0.074627 | 0.074256 | 0 | 47.8225 | 0 | 0 | 47.8225 | 0 | 0 | 48.0616 | 0 | 0 | 48.0616 | 0 | 0 | 48.3019 | 0 | 0 | 48.3019 | 0 | 0 | 0 | 0 | 478.2245 | 480.6157 | 483.0187 | 0 | 0 | 0 | 0 | 0 | 0 | 478.2245 | 480.6157 | 483.0187 | 0 | 0 | 0 | 47.8225 | 95.884 | 144.1859 | 0 | 0 | 0 | 0 | 0 | 0 | 47.8225 | 95.884 | 144.1859 | 0 | 0 | 0
| 619 | Business | Warehouse | Hot Water | Gas | 02-304 | 02-304.06 | Low Flow Fixtures | [02-304]_Business_Hot Water_Low Flow Shower Head_ROB_Gas_per unit | 2.5 GPM | 2 GPM | ENGINEER | 0 | 0.65444 | 0 | 0 | 0 | 5.0534 | 20 | 10 | 0.00278 | 0.29785 | 0.42861 | 0.11215 | 0.16139 | 1 | 1 | Replace on Burnout | 2.8966 | #NUM! | 0 | 6.9048 | 0 | 0 | 6.9048 | 0 | 45.163 | 0 | 0 | 0 | 0.69048 | 96.6004 | 142.4539 | 8.4307 | 134.0232 | 16.8971 | 0 | 45.8656 | 0 | 0 | 0 | 0.69048 | 96.6004 | 143.1564 | 8.4307 | 134.7258 | 16.9804 | 0 | 46.6651 | 0 | 0 | 0 | 0.69048 | 96.6004 | 143.956 | 8.4307 | 135.5253 | 17.0752 | per unit | 0.3473 | 720.9863 | 0.005 | 0 | 47.4205 | 0 | 0 | 47.4205 | 0 | 0 | 47.6576 | 0 | 0 | 0 | 0 | 47.8959 | 0 | 0 | 0 | 0 | 0 | 0 | 47.4205 | 95.078 | 142.9739 | 0 | 0 | 0 | 0 | 0 | 0 | 47.4205 | 95.078 | 142.9739 | 0 | 0 | 0 | 0 | 47.4205 | 0 | 0 | 47.4205 | 0 | 0 | 47.6576 | 0 | 0 | 0 | 0 | 47.8959 | 0 | 0 | 0 | 0 | 0 | 0 | 47.4205 | 95.078 | 142.9739 | 0 | 0 | 0 | 0 | 0 | 0 | 47.4205 | 95.078 | 142.9739 | 0 | 0 | 0 | 353.2657 | 5969.1551 | 353.2657 | 5859.4856 | 484.7818 | 355.2403 | 6032.1252 | 355.2403 | 5905.7379 | 487.4916 | 357.2622 | 6100.3404 | 357.2622 | 5955.6877 | 490.2662 | 41.9024 | 42.1366 | 42.3764 | 0.057829 | 0.057541 | 0.057255 | 0 | 27.4228 | 0 | 0 | 27.4228 | 0 | 0 | 27.5761 | 0 | 0 | 27.5761 | 0 | 0 | 27.733 | 0 | 0 | 27.733 | 0 | 0 | 0 | 0 | 274.2277 | 275.7606 | 277.3301 | 0 | 0 | 0 | 0 | 0 | 0 | 274.2277 | 275.7606 | 277.3301 | 0 | 0 | 0 | 27.4228 | 54.9988 | 82.7318 | 0 | 0 | 0 | 0 | 0 | 0 | 27.4228 | 54.9988 | 82.7318 | 0 | 0 | 0 | 1 | 1 | 1 | 1 | 1 | 1 | 1 | 15 | 127.4539 | 9.4969 | 15 | 128.1564 | 9.5438 | 15 | 128.956 | 9.5971 | 0 | 47.4205 | 0 | 0 | 47.4205 | 0 | 0 | 47.6576 | 0 | 0 | 0 | 0 | 47.8959 | 0 | 0 | 0 | 0 | 0 | 0 | 47.4205 | 95.078 | 142.9739 | 0 | 0 | 0 | 0 | 0 | 0 | 47.4205 | 95.078 | 142.9739 | 0 | 0 | 0 | 810.6119 | 7698.3203 | 810.6119 | 7556.8813 | 270.204 | 814.7925 | 7776.1864 | 814.7925 | 7613.2568 | 271.5975 | 819.0199 | 7860.1886 | 819.0199 | 7673.8061 | 273.0066 | 54.0408 | 54.3195 | 54.6013 | 0.074581 | 0.07421 | 0.073841 | 0 | 35.3667 | 0 | 0 | 35.3667 | 0 | 0 | 35.5491 | 0 | 0 | 35.5491 | 0 | 0 | 35.7335 | 0 | 0 | 35.7335 | 0 | 0 | 0 | 0 | 353.6669 | 355.4909 | 357.3353 | 0 | 0 | 0 | 0 | 0 | 0 | 353.6669 | 355.4909 | 357.3353 | 0 | 0 | 0 | 35.3667 | 70.9158 | 106.6493 | 0 | 0 | 0 | 0 | 0 | 0 | 35.3667 | 70.9158 | 106.6493 | 0 | 0 | 0 | 20 | 122.4539 | 7.1227 | 20 | 123.1564 | 7.1578 | 20 | 123.956 | 7.1978 | 0 | 47.4205 | 0 | 0 | 47.4205 | 0 | 0 | 47.6576 | 0 | 0 | 0 | 0 | 47.8959 | 0 | 0 | 0 | 0 | 0 | 0 | 47.4205 | 95.078 | 142.9739 | 0 | 0 | 0 | 0 | 0 | 0 | 47.4205 | 95.078 | 142.9739 | 0 | 0 | 0 | 1159.346 | 8257.6666 | 1159.346 | 8105.9509 | 0 | 1165.1427 | 8339.8847 | 1165.1427 | 8165.1444 | 0 | 1170.9685 | 8428.3967 | 1170.9685 | 8228.5407 | 0 | 57.9673 | 58.2571 | 58.5484 | 0.08 | 0.079602 | 0.079206 | 0 | 37.9364 | 0 | 0 | 37.9364 | 0 | 0 | 38.1261 | 0 | 0 | 38.1261 | 0 | 0 | 38.3167 | 0 | 0 | 38.3167 | 0 | 0 | 0 | 0 | 379.3637 | 381.2606 | 383.1669 | 0 | 0 | 0 | 0 | 0 | 0 | 379.3637 | 381.2606 | 383.1669 | 0 | 0 | 0 | 37.9364 | 76.0624 | 114.3791 | 0 | 0 | 0 | 0 | 0 | 0 | 37.9364 | 76.0624 | 114.3791 | 0 | 0 | 0
| 620 | Business | Lodging | Hot Water | Gas | 02-304 | 02-304.07 | Low Flow Fixtures | [02-304]_Business_Hot Water_Low Flow Shower Head_ROB_Gas_per unit | 2.5 GPM | 2 GPM | ENGINEER | 0 | 1.2125 | 0 | 0 | 0 | 9.3624 | 20 | 10 | 0.00278 | 0.29785 | 0.42861 | 0.11215 | 0.16139 | 1 | 1 | Replace on Burnout | 1.5634 | #NUM! | 0 | 12.7924 | 0 | 0 | 12.7924 | 0 | 83.6731 | 0 | 0 | 0 | 1.2792 | 178.9709 | 263.9233 | 7.3581 | 256.5652 | 35.8685 | 0 | 84.9748 | 0 | 0 | 0 | 1.2792 | 178.9709 | 265.2249 | 7.3581 | 257.8668 | 36.0454 | 0 | 86.4561 | 0 | 0 | 0 | 1.2792 | 178.9709 | 266.7062 | 7.3581 | 259.3481 | 36.2467 | per unit | 0.32245 | 924.4654 | 0.005 | 0 | 112.6504 | 0 | 0 | 112.6504 | 0 | 0 | 113.2137 | 0 | 0 | 0 | 0 | 113.7798 | 0 | 0 | 0 | 0 | 0 | 0 | 112.6504 | 225.8641 | 339.6439 | 0 | 0 | 0 | 0 | 0 | 0 | 112.6504 | 225.8641 | 339.6439 | 0 | 0 | 0 | 0 | 112.6504 | 0 | 0 | 112.6504 | 0 | 0 | 113.2137 | 0 | 0 | 0 | 0 | 113.7798 | 0 | 0 | 0 | 0 | 0 | 0 | 112.6504 | 225.8641 | 339.6439 | 0 | 0 | 0 | 0 | 0 | 0 | 112.6504 | 225.8641 | 339.6439 | 0 | 0 | 0 | 428.4141 | 15366.564 | 428.4141 | 14859.0897 | 736.058 | 430.7256 | 15525.6702 | 430.7256 | 14972.3296 | 740.0295 | 433.0827 | 15697.8202 | 433.0827 | 15094.2718 | 744.0792 | 58.2236 | 58.5378 | 58.8581 | 0.062668 | 0.062356 | 0.062045 | 0 | 70.5952 | 0 | 0 | 70.5952 | 0 | 0 | 70.9761 | 0 | 0 | 70.9761 | 0 | 0 | 71.3645 | 0 | 0 | 71.3645 | 0 | 0 | 0 | 0 | 705.9521 | 709.7611 | 713.6452 | 0 | 0 | 0 | 0 | 0 | 0 | 705.9521 | 709.7611 | 713.6452 | 0 | 0 | 0 | 70.5952 | 141.5713 | 212.9358 | 0 | 0 | 0 | 0 | 0 | 0 | 70.5952 | 141.5713 | 212.9358 | 0 | 0 | 0 | 1 | 1 | 1 | 1 | 1 | 1 | 1 | 15 | 248.9233 | 17.5949 | 15 | 250.2249 | 17.6817 | 15 | 251.7062 | 17.7804 | 0 | 112.6504 | 0 | 0 | 112.6504 | 0 | 0 | 113.2137 | 0 | 0 | 0 | 0 | 113.7798 | 0 | 0 | 0 | 0 | 0 | 0 | 112.6504 | 225.8641 | 339.6439 | 0 | 0 | 0 | 0 | 0 | 0 | 112.6504 | 225.8641 | 339.6439 | 0 | 0 | 0 | 1072.4537 | 18869.6973 | 1072.4537 | 18246.5336 | 357.4846 | 1077.9073 | 19059.1901 | 1077.9073 | 18379.9135 | 359.3024 | 1083.4068 | 19263.4221 | 1083.4068 | 18522.7837 | 361.1356 | 71.4969 | 71.8605 | 72.2271 | 0.076954 | 0.076571 | 0.07619 | 0 | 86.6889 | 0 | 0 | 86.6889 | 0 | 0 | 87.1297 | 0 | 0 | 87.1297 | 0 | 0 | 87.5742 | 0 | 0 | 87.5742 | 0 | 0 | 0 | 0 | 866.8889 | 871.2971 | 875.7425 | 0 | 0 | 0 | 0 | 0 | 0 | 866.8889 | 871.2971 | 875.7425 | 0 | 0 | 0 | 86.6889 | 173.8186 | 261.3928 | 0 | 0 | 0 | 0 | 0 | 0 | 86.6889 | 173.8186 | 261.3928 | 0 | 0 | 0 | 20 | 243.9233 | 13.1962 | 20 | 245.2249 | 13.2612 | 20 | 246.7062 | 13.3353 | 0 | 112.6504 | 0 | 0 | 112.6504 | 0 | 0 | 113.2137 | 0 | 0 | 0 | 0 | 113.7798 | 0 | 0 | 0 | 0 | 0 | 0 | 112.6504 | 225.8641 | 339.6439 | 0 | 0 | 0 | 0 | 0 | 0 | 112.6504 | 225.8641 | 339.6439 | 0 | 0 | 0 | 1486.5404 | 19616.6288 | 1486.5404 | 18968.798 | 0 | 1493.9731 | 19811.9435 | 1493.9731 | 19105.8385 | 0 | 1501.4429 | 20022.2094 | 1501.4429 | 19252.3973 | 0 | 74.327 | 74.6987 | 75.0721 | 0.08 | 0.079602 | 0.079206 | 0 | 90.1203 | 0 | 0 | 90.1203 | 0 | 0 | 90.5709 | 0 | 0 | 90.5709 | 0 | 0 | 91.0238 | 0 | 0 | 91.0238 | 0 | 0 | 0 | 0 | 901.2035 | 905.7095 | 910.238 | 0 | 0 | 0 | 0 | 0 | 0 | 901.2035 | 905.7095 | 910.238 | 0 | 0 | 0 | 90.1203 | 180.6913 | 271.7151 | 0 | 0 | 0 | 0 | 0 | 0 | 90.1203 | 180.6913 | 271.7151 | 0 | 0 | 0
| 621 | Business | Other Commercial | Hot Water | Gas | 02-304 | 02-304.08 | Low Flow Fixtures | [02-304]_Business_Hot Water_Low Flow Shower Head_ROB_Gas_per unit | 2.5 GPM | 2 GPM | ENGINEER | 0 | 0.65444 | 0 | 0 | 0 | 5.0534 | 20 | 10 | 0.00278 | 0.29785 | 0.42861 | 0.11215 | 0.16139 | 1 | 1 | Replace on Burnout | 2.8966 | #NUM! | 0 | 6.9048 | 0 | 0 | 6.9048 | 0 | 45.163 | 0 | 0 | 0 | 0.69048 | 96.6004 | 142.4539 | 7.3581 | 135.0958 | 19.3602 | 0 | 45.8656 | 0 | 0 | 0 | 0.69048 | 96.6004 | 143.1564 | 7.3581 | 135.7984 | 19.4557 | 0 | 46.6651 | 0 | 0 | 0 | 0.69048 | 96.6004 | 143.956 | 7.3581 | 136.5979 | 19.5643 | per unit | 0.293 | 1113.4 | 0.005 | 0 | 73.2302 | 0 | 0 | 73.2302 | 0 | 0 | 73.5963 | 0 | 0 | 0 | 0 | 73.9643 | 0 | 0 | 0 | 0 | 0 | 0 | 73.2302 | 146.8265 | 220.7908 | 0 | 0 | 0 | 0 | 0 | 0 | 73.2302 | 146.8265 | 220.7908 | 0 | 0 | 0 | 0 | 73.2302 | 0 | 0 | 73.2302 | 0 | 0 | 73.5963 | 0 | 0 | 0 | 0 | 73.9643 | 0 | 0 | 0 | 0 | 0 | 0 | 73.2302 | 146.8265 | 220.7908 | 0 | 0 | 0 | 0 | 0 | 0 | 73.2302 | 146.8265 | 220.7908 | 0 | 0 | 0 | 445.0937 | 8617.0996 | 445.0937 | 8355.0504 | 764.7153 | 447.6307 | 8708.957 | 447.6307 | 8421.3897 | 769.0741 | 450.2457 | 8808.7577 | 450.2457 | 8493.239 | 773.5669 | 60.4905 | 60.8352 | 61.1906 | 0.054059 | 0.05379 | 0.053523 | 0 | 39.5876 | 0 | 0 | 39.5876 | 0 | 0 | 39.8133 | 0 | 0 | 39.8133 | 0 | 0 | 40.0459 | 0 | 0 | 40.0459 | 0 | 0 | 0 | 0 | 395.8764 | 398.1328 | 400.4586 | 0 | 0 | 0 | 0 | 0 | 0 | 395.8764 | 398.1328 | 400.4586 | 0 | 0 | 0 | 39.5876 | 79.4009 | 119.4468 | 0 | 0 | 0 | 0 | 0 | 0 | 39.5876 | 79.4009 | 119.4468 | 0 | 0 | 0 | 1 | 1 | 1 | 1 | 1 | 1 | 1 | 15 | 127.4539 | 9.4969 | 15 | 128.1564 | 9.5438 | 15 | 128.956 | 9.5971 | 0 | 73.2302 | 0 | 0 | 73.2302 | 0 | 0 | 73.5963 | 0 | 0 | 0 | 0 | 73.9643 | 0 | 0 | 0 | 0 | 0 | 0 | 73.2302 | 146.8265 | 220.7908 | 0 | 0 | 0 | 0 | 0 | 0 | 73.2302 | 146.8265 | 220.7908 | 0 | 0 | 0 | 1250.7415 | 11878.1985 | 1250.7415 | 11516.9781 | 416.9138 | 1257.1905 | 11998.3286 | 1257.1905 | 11602.1472 | 419.0635 | 1263.7096 | 12127.9056 | 1263.7096 | 11693.4992 | 421.2365 | 83.3828 | 83.8127 | 84.2473 | 0.074518 | 0.074147 | 0.073778 | 0 | 54.5694 | 0 | 0 | 54.5694 | 0 | 0 | 54.8508 | 0 | 0 | 54.8508 | 0 | 0 | 55.1352 | 0 | 0 | 55.1352 | 0 | 0 | 0 | 0 | 545.6939 | 548.5075 | 551.3518 | 0 | 0 | 0 | 0 | 0 | 0 | 545.6939 | 548.5075 | 551.3518 | 0 | 0 | 0 | 54.5694 | 109.4201 | 164.5553 | 0 | 0 | 0 | 0 | 0 | 0 | 54.5694 | 109.4201 | 164.5553 | 0 | 0 | 0 | 20 | 122.4539 | 7.1227 | 20 | 123.1564 | 7.1578 | 20 | 123.956 | 7.1978 | 0 | 73.2302 | 0 | 0 | 73.2302 | 0 | 0 | 73.5963 | 0 | 0 | 0 | 0 | 73.9643 | 0 | 0 | 0 | 0 | 0 | 0 | 73.2302 | 146.8265 | 220.7908 | 0 | 0 | 0 | 0 | 0 | 0 | 73.2302 | 146.8265 | 220.7908 | 0 | 0 | 0 | 1790.3472 | 12752.0947 | 1790.3472 | 12364.2988 | 0 | 1799.2989 | 12879.062 | 1799.2989 | 12453.799 | 0 | 1808.2954 | 13015.7486 | 1808.2954 | 12549.5408 | 0 | 89.5174 | 89.9649 | 90.4148 | 0.08 | 0.079602 | 0.079206 | 0 | 58.5841 | 0 | 0 | 58.5841 | 0 | 0 | 58.8771 | 0 | 0 | 58.8771 | 0 | 0 | 59.1714 | 0 | 0 | 59.1714 | 0 | 0 | 0 | 0 | 585.8413 | 588.7705 | 591.7144 | 0 | 0 | 0 | 0 | 0 | 0 | 585.8413 | 588.7705 | 591.7144 | 0 | 0 | 0 | 58.5841 | 117.4612 | 176.6326 | 0 | 0 | 0 | 0 | 0 | 0 | 58.5841 | 117.4612 | 176.6326 | 0 | 0 | 0
| 622 | Business | Food Sales | Hot Water | Gas | 02-304 | 02-304.09 | Low Flow Fixtures | [02-304]_Business_Hot Water_Low Flow Shower Head_ROB_Gas_per unit | 2.5 GPM | 2 GPM | ENGINEER | 0 | 0.65444 | 0 | 0 | 0 | 5.0534 | 20 | 10 | 0.00278 | 0.29785 | 0.42861 | 0.11215 | 0.16139 | 1 | 1 | Replace on Burnout | 2.8966 | #NUM! | 0 | 6.9048 | 0 | 0 | 6.9048 | 0 | 45.163 | 0 | 0 | 0 | 0.69048 | 96.6004 | 142.4539 | 7.3581 | 135.0958 | 19.3602 | 0 | 45.8656 | 0 | 0 | 0 | 0.69048 | 96.6004 | 143.1564 | 7.3581 | 135.7984 | 19.4557 | 0 | 46.6651 | 0 | 0 | 0 | 0.69048 | 96.6004 | 143.956 | 7.3581 | 136.5979 | 19.5643 | per unit | 0.25701 | 461.59 | 0.005 | 0 | 30.3595 | 0 | 0 | 30.3595 | 0 | 0 | 30.5113 | 0 | 0 | 0 | 0 | 30.6639 | 0 | 0 | 0 | 0 | 0 | 0 | 30.3595 | 60.8709 | 91.5348 | 0 | 0 | 0 | 0 | 0 | 0 | 30.3595 | 60.8709 | 91.5348 | 0 | 0 | 0 | 0 | 30.3595 | 0 | 0 | 30.3595 | 0 | 0 | 30.5113 | 0 | 0 | 0 | 0 | 30.6639 | 0 | 0 | 0 | 0 | 0 | 0 | 30.3595 | 60.8709 | 91.5348 | 0 | 0 | 0 | 0 | 0 | 0 | 30.3595 | 60.8709 | 91.5348 | 0 | 0 | 0 | 140.0981 | 2712.326 | 140.0981 | 2619.4876 | 240.7025 | 140.9656 | 2742.5813 | 140.9656 | 2641.5251 | 242.193 | 141.8726 | 2775.6432 | 141.8726 | 2665.5652 | 243.7512 | 19.04 | 19.1579 | 19.2812 | 0.041044 | 0.040839 | 0.040636 | 0 | 12.4606 | 0 | 0 | 12.4606 | 0 | 0 | 12.5378 | 0 | 0 | 12.5378 | 0 | 0 | 12.6185 | 0 | 0 | 12.6185 | 0 | 0 | 0 | 0 | 124.6064 | 125.378 | 126.1847 | 0 | 0 | 0 | 0 | 0 | 0 | 124.6064 | 125.378 | 126.1847 | 0 | 0 | 0 | 12.4606 | 24.9984 | 37.6169 | 0 | 0 | 0 | 0 | 0 | 0 | 12.4606 | 24.9984 | 37.6169 | 0 | 0 | 0 | 1 | 1 | 1 | 1 | 1 | 1 | 1 | 15 | 127.4539 | 9.4969 | 15 | 128.1564 | 9.5438 | 15 | 128.956 | 9.5971 | 0 | 30.3595 | 0 | 0 | 30.3595 | 0 | 0 | 30.5113 | 0 | 0 | 0 | 0 | 30.6639 | 0 | 0 | 0 | 0 | 0 | 0 | 30.3595 | 60.8709 | 91.5348 | 0 | 0 | 0 | 0 | 0 | 0 | 30.3595 | 60.8709 | 91.5348 | 0 | 0 | 0 | 473.3067 | 4494.9587 | 473.3067 | 4341.1037 | 157.7689 | 475.7739 | 4540.6731 | 475.7739 | 4373.3624 | 158.5913 | 478.2752 | 4590.0387 | 478.2752 | 4408.0043 | 159.4251 | 31.5538 | 31.7183 | 31.885 | 0.068019 | 0.06768 | 0.067344 | 0 | 20.6502 | 0 | 0 | 20.6502 | 0 | 0 | 20.7578 | 0 | 0 | 20.7578 | 0 | 0 | 20.867 | 0 | 0 | 20.867 | 0 | 0 | 0 | 0 | 206.502 | 207.5784 | 208.6697 | 0 | 0 | 0 | 0 | 0 | 0 | 206.502 | 207.5784 | 208.6697 | 0 | 0 | 0 | 20.6502 | 41.408 | 62.275 | 0 | 0 | 0 | 0 | 0 | 0 | 20.6502 | 41.408 | 62.275 | 0 | 0 | 0 | 20 | 122.4539 | 7.1227 | 20 | 123.1564 | 7.1578 | 20 | 123.956 | 7.1978 | 0 | 30.3595 | 0 | 0 | 30.3595 | 0 | 0 | 30.5113 | 0 | 0 | 0 | 0 | 30.6639 | 0 | 0 | 0 | 0 | 0 | 0 | 30.3595 | 60.8709 | 91.5348 | 0 | 0 | 0 | 0 | 0 | 0 | 30.3595 | 60.8709 | 91.5348 | 0 | 0 | 0 | 695.8469 | 4956.3047 | 695.8469 | 4786.6586 | 0 | 699.3262 | 5005.6526 | 699.3262 | 4821.2087 | 0 | 702.8228 | 5058.778 | 702.8228 | 4858.1541 | 0 | 34.7923 | 34.9663 | 35.1411 | 0.075 | 0.074627 | 0.074256 | 0 | 22.7697 | 0 | 0 | 22.7697 | 0 | 0 | 22.8835 | 0 | 0 | 22.8835 | 0 | 0 | 22.9979 | 0 | 0 | 22.9979 | 0 | 0 | 0 | 0 | 227.6966 | 228.835 | 229.9792 | 0 | 0 | 0 | 0 | 0 | 0 | 227.6966 | 228.835 | 229.9792 | 0 | 0 | 0 | 22.7697 | 45.6532 | 68.6511 | 0 | 0 | 0 | 0 | 0 | 0 | 22.7697 | 45.6532 | 68.6511 | 0 | 0 | 0
| 623 | Business | Manufacturing/Industrial | Hot Water | Gas | 02-304 | 02-304.10 | Low Flow Fixtures | [02-304]_Business_Hot Water_Low Flow Shower Head_ROB_Gas_per unit | 2.5 GPM | 2 GPM | ENGINEER | 0 | 0.65444 | 0 | 0 | 0 | 5.0534 | 20 | 10 | 0.00278 | 0.29785 | 0.42861 | 0.11215 | 0.16139 | 1 | 1 | Replace on Burnout | 2.8966 | #NUM! | 0 | 6.9048 | 0 | 0 | 6.9048 | 0 | 45.163 | 0 | 0 | 0 | 0.69048 | 96.6004 | 142.4539 | 8.4307 | 134.0232 | 16.8971 | 0 | 45.8656 | 0 | 0 | 0 | 0.69048 | 96.6004 | 143.1564 | 8.4307 | 134.7258 | 16.9804 | 0 | 46.6651 | 0 | 0 | 0 | 0.69048 | 96.6004 | 143.956 | 8.4307 | 135.5253 | 17.0752 | per unit | 0.27443 | 1136.9584 | 0.005 | 0 | 74.7796 | 0 | 0 | 74.7796 | 0 | 0 | 75.1535 | 0 | 0 | 0 | 0 | 75.5293 | 0 | 0 | 0 | 0 | 0 | 0 | 74.7796 | 149.9332 | 225.4625 | 0 | 0 | 0 | 0 | 0 | 0 | 74.7796 | 149.9332 | 225.4625 | 0 | 0 | 0 | 0 | 74.7796 | 0 | 0 | 74.7796 | 0 | 0 | 75.1535 | 0 | 0 | 0 | 0 | 75.5293 | 0 | 0 | 0 | 0 | 0 | 0 | 74.7796 | 149.9332 | 225.4625 | 0 | 0 | 0 | 0 | 0 | 0 | 74.7796 | 149.9332 | 225.4625 | 0 | 0 | 0 | 560.8994 | 9477.5579 | 560.8994 | 9560.6694 | 769.7148 | 564.04 | 9577.6279 | 564.04 | 9637.5508 | 774.0245 | 567.2748 | 9686.3555 | 567.2748 | 9721.0817 | 778.4636 | 66.5307 | 66.9032 | 67.2869 | 0.058225 | 0.057936 | 0.057647 | 0 | 43.5407 | 0 | 0 | 43.5407 | 0 | 0 | 43.7844 | 0 | 0 | 43.7844 | 0 | 0 | 44.0355 | 0 | 0 | 44.0355 | 0 | 0 | 0 | 0 | 435.4065 | 437.8444 | 440.3555 | 0 | 0 | 0 | 0 | 0 | 0 | 435.4065 | 437.8444 | 440.3555 | 0 | 0 | 0 | 43.5407 | 87.3251 | 131.3606 | 0 | 0 | 0 | 0 | 0 | 0 | 43.5407 | 87.3251 | 131.3606 | 0 | 0 | 0 | 1 | 1 | 1 | 1 | 1 | 1 | 1 | 15 | 127.4539 | 9.4969 | 15 | 128.1564 | 9.5438 | 15 | 128.956 | 9.5971 | 0 | 74.7796 | 0 | 0 | 74.7796 | 0 | 0 | 75.1535 | 0 | 0 | 0 | 0 | 75.5293 | 0 | 0 | 0 | 0 | 0 | 0 | 74.7796 | 149.9332 | 225.4625 | 0 | 0 | 0 | 0 | 0 | 0 | 74.7796 | 149.9332 | 225.4625 | 0 | 0 | 0 | 1280.6569 | 12162.303 | 1280.6569 | 12268.9579 | 426.8856 | 1287.2661 | 12285.3632 | 1287.2661 | 12362.2273 | 429.0887 | 1293.9532 | 12418.1546 | 1293.9532 | 12462.6745 | 431.3177 | 85.3771 | 85.8177 | 86.2635 | 0.074719 | 0.074347 | 0.073977 | 0 | 55.8746 | 0 | 0 | 55.8746 | 0 | 0 | 56.1629 | 0 | 0 | 56.1629 | 0 | 0 | 56.4547 | 0 | 0 | 56.4547 | 0 | 0 | 0 | 0 | 558.7458 | 561.6294 | 564.5469 | 0 | 0 | 0 | 0 | 0 | 0 | 558.7458 | 561.6294 | 564.5469 | 0 | 0 | 0 | 55.8746 | 112.0375 | 168.4922 | 0 | 0 | 0 | 0 | 0 | 0 | 55.8746 | 112.0375 | 168.4922 | 0 | 0 | 0 | 20 | 122.4539 | 7.1227 | 20 | 123.1564 | 7.1578 | 20 | 123.956 | 7.1978 | 0 | 74.7796 | 0 | 0 | 74.7796 | 0 | 0 | 75.1535 | 0 | 0 | 0 | 0 | 75.5293 | 0 | 0 | 0 | 0 | 0 | 0 | 74.7796 | 149.9332 | 225.4625 | 0 | 0 | 0 | 0 | 0 | 0 | 74.7796 | 149.9332 | 225.4625 | 0 | 0 | 0 | 1828.2291 | 13021.916 | 1828.2291 | 13136.1091 | 0 | 1837.3702 | 13151.5698 | 1837.3702 | 13233.8533 | 0 | 1846.5571 | 13291.1486 | 1846.5571 | 13338.7982 | 0 | 91.4115 | 91.8685 | 92.3279 | 0.08 | 0.079602 | 0.079206 | 0 | 59.8237 | 0 | 0 | 59.8237 | 0 | 0 | 60.1228 | 0 | 0 | 60.1228 | 0 | 0 | 60.4234 | 0 | 0 | 60.4234 | 0 | 0 | 0 | 0 | 598.2371 | 601.2283 | 604.2345 | 0 | 0 | 0 | 0 | 0 | 0 | 598.2371 | 601.2283 | 604.2345 | 0 | 0 | 0 | 59.8237 | 119.9465 | 180.37 | 0 | 0 | 0 | 0 | 0 | 0 | 59.8237 | 119.9465 | 180.37 | 0 | 0 | 0
| 624 | Business | Office | Hot Water | Gas | 02-387 | 02-387.01 | Laundry | [02-387]_Business_Hot Water_Ozone Laundry_ADD_Gas_per laundry facility | Conventional washing machines with no ozone generator installed | New Ozone system installed | ENGINEER | 0 | 0 | 0 | 0 | 0 | 0 | 0 | 10 | 0.445 | 0.29785 | 0.42861 | 0.11215 | 0.16139 | 1 | 1 | Additions on Existing | #NUM! | #NUM! | 0 | 0 | 0 | 0 | 0 | 0 | 0 | 0 | 0 | 0 | 0 | 0 | 0 | 0 | 0 | 0 | 0 | 0 | 0 | 0 | 0 | 0 | 0 | 0 | 0 | 0 | 0 | 0 | 0 | 0 | 0 | 0 | 0 | 0 | 0 | 0 | 0 | 0 | per laundry facility | 1.3926e-05 | 0.34215 | 0.005 | 0 | 0 | 0 | 0 | 0 | 0 | 0 | 0 | 0 | 0 | 0 | 0 | 0 | 0 | 0 | 0 | 0 | 0 | 0 | 0 | 0 | 0 | 0 | 0 | 0 | 0 | 0 | 0 | 0 | 0 | 0 | 0 | 0 | 0 | 0 | 0 | 0 | 0 | 0 | 0 | 0 | 0 | 0 | 0 | 0 | 0 | 0 | 0 | 0 | 0 | 0 | 0 | 0 | 0 | 0 | 0 | 0 | 0 | 0 | 0 | 0 | 0 | 0 | 0 | 0 | 0 | 0 | 0 | 0 |  |  |  |  | 0 |  |  |  |  | 0 |  |  |  |  | 0 | 0 | 0 | 0 | 0 | 0 | 0 | 0 | 0 | 0 | 0 | 0 | 0 | 0 | 0 | 0 | 0 | 0 | 0 | 0 | 0 | 0 | 0 | 0 | 0 | 0 | 0 | 0 | 0 | 0 | 0 | 0 | 0 | 0 | 0 | 0 | 0 | 0 | 0 | 0 | 0 | 0 | 0 | 0 | 0 | 0 | 0 | 0 | 0 | 0 | 0 | 0 | 0 | 0 | 0 | 0 | 0 | 1 | 1 | 1 | 1 | 1 | 1 | 1 | 0 | 0 | 0 | 0 | 0 | 0 | 0 | 0 | 0 | 0 | 0 | 0 | 0 | 0 | 0 | 0 | 0 | 0 | 0 | 0 | 0 | 0 | 0 | 0 | 0 | 0 | 0 | 0 | 0 | 0 | 0 | 0 | 0 | 0 | 0 | 0 | 0 | 0 | 0 | 0 | 0 | 0 | 0 | 0 |  |  |  |  | 0 |  |  |  |  | 0 |  |  |  |  | 0 | 0 | 0 | 0 | 0 | 0 | 0 | 0 | 0 | 0 | 0 | 0 | 0 | 0 | 0 | 0 | 0 | 0 | 0 | 0 | 0 | 0 | 0 | 0 | 0 | 0 | 0 | 0 | 0 | 0 | 0 | 0 | 0 | 0 | 0 | 0 | 0 | 0 | 0 | 0 | 0 | 0 | 0 | 0 | 0 | 0 | 0 | 0 | 0 | 0 | 0 | 0 | 0 | 0 | 0 | 0 | 0 | 0 | 0 | 0 | 0 | 0 | 0 | 0 | 0 | 0 | 0 | 0 | 0 | 0 | 0 | 0 | 0 | 0 | 0 | 0 | 0 | 0 | 0 | 0 | 0 | 0 | 0 | 0 | 0 | 0 | 0 | 0 | 0 | 0 | 0 | 0 | 0 | 0 | 0 | 0 | 0 | 0 | 0 | 0 | 0 |  |  |  |  | 0 |  |  |  |  | 0 |  |  |  |  | 0 | 0 | 0 | 0 | 0 | 0 | 0 | 0 | 0 | 0 | 0 | 0 | 0 | 0 | 0 | 0 | 0 | 0 | 0 | 0 | 0 | 0 | 0 | 0 | 0 | 0 | 0 | 0 | 0 | 0 | 0 | 0 | 0 | 0 | 0 | 0 | 0 | 0 | 0 | 0 | 0 | 0 | 0 | 0 | 0 | 0 | 0 | 0 | 0 | 0 | 0 | 0 | 0 | 0 | 0 | 0 | 0
| 625 | Business | Retail | Hot Water | Gas | 02-387 | 02-387.02 | Laundry | [02-387]_Business_Hot Water_Ozone Laundry_ADD_Gas_per laundry facility | Conventional washing machines with no ozone generator installed | New Ozone system installed | ENGINEER | 1021.0875 | 931.0298 | 0 | 0 | 0.373 | 677.7114 | 59880 | 10 | 0.445 | 0.29785 | 0.42861 | 0.11215 | 0.16139 | 1 | 1 | Additions on Existing | 6.0714 | 5.8643 | 10210.875 | 9822.8853 | 0 | 0 | 9862.5852 | 681.0559 | 64250.0504 | 0 | 0 | 691.8655 | 982.2885 | 12955.0612 | 79560.3215 | 22030.0985 | 57530.223 | 3.6114 | 674.5565 | 65249.5475 | 0 | 0 | 706.3999 | 982.2885 | 12955.0612 | 80567.8536 | 22030.0985 | 58537.7551 | 3.6572 | 670.2763 | 66387.0116 | 0 | 0 | 725.0872 | 982.2885 | 12955.0612 | 81719.7248 | 22030.0985 | 59689.6263 | 3.7095 | per laundry facility | 0.0027546 | 23.6042 | 0.005 | 5218.0662 | 4757.8439 | 0 | 0 | 4777.0731 | 0.84823 | 5048.1808 | 4602.9421 | 0 | 0 | 0.82062 | 4646.3475 | 4236.5496 | 0 | 0 | 0.7553 | 5218.0662 | 10266.247 | 14912.5945 | 4757.8439 | 9360.786 | 13597.3356 | 0 | 0 | 0 | 0 | 0 | 0 | 4777.0731 | 9398.6182 | 13652.2902 | 0.84823 | 1.6689 | 2.4241 | 5218.0662 | 4757.8439 | 0 | 0 | 4777.0731 | 0.84823 | 5048.1808 | 4602.9421 | 0 | 0 | 0.82062 | 4646.3475 | 4236.5496 | 0 | 0 | 0.7553 | 5218.0662 | 1.6689 | 14912.5945 | 4757.8439 | 9360.786 | 13597.3356 | 0 | 0 | 0 | 0 | 0 | 0 | 4777.0731 | 9398.6182 | 13652.2902 | 0.84823 | 1.6689 | 2.4241 | 5821.9143 | 21025.479 | 5821.9143 | 19493.446 | 10002.6281 | 5700.4638 | 20847.5752 | 5700.4638 | 19201.8451 | 9793.9641 | 5320.0989 | 19734.6834 | 5320.0989 | 18052.4626 | 9140.4593 | 0.26427 | 0.25876 | 0.24149 | 0.01114 | 0.011085 | 0.01103 | 269.8437 | 246.0441 | 0 | 0 | 247.0385 | 0.043865 | 264.2145 | 240.9114 | 0 | 0 | 241.885 | 0.04295 | 246.5848 | 224.8365 | 0 | 0 | 225.7452 | 0.040084 | 2698.4373 | 2642.1454 | 2465.8476 | 2460.4409 | 2409.1138 | 2248.3651 | 0 | 0 | 0 | 0 | 0 | 0 | 2470.3849 | 2418.8504 | 2257.452 | 269.8437 | 0.086815 | 780.643 | 246.0441 | 486.9555 | 711.792 | 0 | 0 | 0 | 0 | 0 | 0 | 247.0385 | 488.9235 | 714.6687 | 0.043865 | 0.086815 | 0.1269 | 1 | 1 | 1 | 1 | 1 | 1 | 1 | 44910 | 34650.3215 | 1.7716 | 44910 | 35657.8536 | 1.794 | 44910 | 36809.7248 | 1.8196 | 5218.0662 | 4757.8439 | 0 | 0 | 4777.0731 | 0.84823 | 5048.1808 | 4602.9421 | 0 | 0 | 0.82062 | 4646.3475 | 4236.5496 | 0 | 0 | 0.7553 | 5218.0662 | 1.6689 | 14912.5945 | 4757.8439 | 9360.786 | 13597.3356 | 0 | 0 | 0 | 0 | 0 | 0 | 4777.0731 | 9398.6182 | 13652.2902 | 0.84823 | 1.6689 | 2.4241 | 101794.331 | 180333.772 | 101794.331 | 167193.6528 | 33931.4437 | 98779.7263 | 177209.3194 | 98779.7263 | 163220.2246 | 32926.5754 | 91253.6639 | 166048.1921 | 91253.6639 | 151893.9381 | 30417.888 | 2.2666 | 2.1995 | 2.0319 | 0.095549 | 0.095073 | 0.0946 | 2314.4271 | 2110.2995 | 0 | 0 | 2118.8285 | 0.37623 | 2245.8861 | 2047.8037 | 0 | 0 | 2056.0801 | 0.36508 | 2074.7712 | 1891.7808 | 0 | 0 | 1899.4266 | 0.33727 | 23144.2705 | 22458.8608 | 20747.7122 | 21102.9954 | 20478.0374 | 18917.8084 | 0 | 0 | 0 | 0 | 0 | 0 | 21188.2847 | 20560.8008 | 18994.2661 | 2314.4271 | 0.74131 | 6635.0844 | 2110.2995 | 4158.1033 | 6049.8841 | 0 | 0 | 0 | 0 | 0 | 0 | 2118.8285 | 4174.9085 | 6074.3352 | 0.37623 | 0.74131 | 1.0786 | 59880 | 19680.3215 | 1.3287 | 59880 | 20687.8536 | 1.3455 | 59880 | 21839.7248 | 1.3647 | 5218.0662 | 4757.8439 | 0 | 0 | 4777.0731 | 0.84823 | 5048.1808 | 4602.9421 | 0 | 0 | 0.82062 | 4646.3475 | 4236.5496 | 0 | 0 | 0.7553 | 5218.0662 | 1.6689 | 14912.5945 | 4757.8439 | 9360.786 | 13597.3356 | 0 | 0 | 0 | 0 | 0 | 0 | 4777.0731 | 9398.6182 | 13652.2902 | 0.84823 | 1.6689 | 2.4241 | 229503.6923 | 304932.9917 | 229503.6923 | 282713.882 | 0 | 222031.7058 | 298741.1152 | 222031.7058 | 275158.1695 | 0 | 204358.0666 | 278892.5346 | 204358.0666 | 255119.2209 | 0 | 3.8327 | 3.7079 | 3.4128 | 0.16157 | 0.16076 | 0.15996 | 3913.5496 | 3568.3829 | 0 | 0 | 3582.8048 | 0.63618 | 3786.1356 | 3452.2065 | 0 | 0 | 3466.1589 | 0.61546 | 3484.7606 | 3177.4122 | 0 | 0 | 3190.254 | 0.56647 | 39135.4962 | 37861.3559 | 34847.6064 | 35683.8293 | 34522.0654 | 31774.1222 | 0 | 0 | 0 | 0 | 0 | 0 | 35828.048 | 34661.5888 | 31902.5395 | 3913.5496 | 1.2516 | 11184.4459 | 3568.3829 | 7020.5895 | 10198.0017 | 0 | 0 | 0 | 0 | 0 | 0 | 3582.8048 | 7048.9637 | 10239.2176 | 0.63618 | 1.2516 | 1.8181
| 626 | Business | Food Service | Hot Water | Gas | 02-387 | 02-387.03 | Laundry | [02-387]_Business_Hot Water_Ozone Laundry_ADD_Gas_per laundry facility | Conventional washing machines with no ozone generator installed | New Ozone system installed | ENGINEER | 0 | 0 | 0 | 0 | 0 | 0 | 0 | 10 | 0.445 | 0.29785 | 0.42861 | 0.11215 | 0.16139 | 1 | 1 | Additions on Existing | #NUM! | #NUM! | 0 | 0 | 0 | 0 | 0 | 0 | 0 | 0 | 0 | 0 | 0 | 0 | 0 | 0 | 0 | 0 | 0 | 0 | 0 | 0 | 0 | 0 | 0 | 0 | 0 | 0 | 0 | 0 | 0 | 0 | 0 | 0 | 0 | 0 | 0 | 0 | 0 | 0 | per laundry facility | 0 | 0 | 0.005 | 0 | 0 | 0 | 0 | 0 | 0 | 0 | 0 | 0 | 0 | 0 | 0 | 0 | 0 | 0 | 0 | 0 | 0 | 0 | 0 | 0 | 0 | 0 | 0 | 0 | 0 | 0 | 0 | 0 | 0 | 0 | 0 | 0 | 0 | 0 | 0 | 0 | 0 | 0 | 0 | 0 | 0 | 0 | 0 | 0 | 0 | 0 | 0 | 0 | 0 | 0 | 0 | 0 | 0 | 0 | 0 | 0 | 0 | 0 | 0 | 0 | 0 | 0 | 0 | 0 | 0 | 0 | 0 | 0 |  |  |  |  | 0 |  |  |  |  | 0 |  |  |  |  | 0 | 0 | 0 | #NUM! | #NUM! | #NUM! | 0 | 0 | 0 | 0 | 0 | 0 | 0 | 0 | 0 | 0 | 0 | 0 | 0 | 0 | 0 | 0 | 0 | 0 | 0 | 0 | 0 | 0 | 0 | 0 | 0 | 0 | 0 | 0 | 0 | 0 | 0 | 0 | 0 | 0 | 0 | 0 | 0 | 0 | 0 | 0 | 0 | 0 | 0 | 0 | 0 | 0 | 0 | 0 | 0 | 0 | 0 | 1 | 1 | 1 | 1 | 1 | 1 | 1 | 0 | 0 | 0 | 0 | 0 | 0 | 0 | 0 | 0 | 0 | 0 | 0 | 0 | 0 | 0 | 0 | 0 | 0 | 0 | 0 | 0 | 0 | 0 | 0 | 0 | 0 | 0 | 0 | 0 | 0 | 0 | 0 | 0 | 0 | 0 | 0 | 0 | 0 | 0 | 0 | 0 | 0 | 0 | 0 |  |  |  |  | 0 |  |  |  |  | 0 |  |  |  |  | 0 | 0 | 0 | #NUM! | #NUM! | #NUM! | 0 | 0 | 0 | 0 | 0 | 0 | 0 | 0 | 0 | 0 | 0 | 0 | 0 | 0 | 0 | 0 | 0 | 0 | 0 | 0 | 0 | 0 | 0 | 0 | 0 | 0 | 0 | 0 | 0 | 0 | 0 | 0 | 0 | 0 | 0 | 0 | 0 | 0 | 0 | 0 | 0 | 0 | 0 | 0 | 0 | 0 | 0 | 0 | 0 | 0 | 0 | 0 | 0 | 0 | 0 | 0 | 0 | 0 | 0 | 0 | 0 | 0 | 0 | 0 | 0 | 0 | 0 | 0 | 0 | 0 | 0 | 0 | 0 | 0 | 0 | 0 | 0 | 0 | 0 | 0 | 0 | 0 | 0 | 0 | 0 | 0 | 0 | 0 | 0 | 0 | 0 | 0 | 0 | 0 | 0 |  |  |  |  | 0 |  |  |  |  | 0 |  |  |  |  | 0 | 0 | 0 | #NUM! | #NUM! | #NUM! | 0 | 0 | 0 | 0 | 0 | 0 | 0 | 0 | 0 | 0 | 0 | 0 | 0 | 0 | 0 | 0 | 0 | 0 | 0 | 0 | 0 | 0 | 0 | 0 | 0 | 0 | 0 | 0 | 0 | 0 | 0 | 0 | 0 | 0 | 0 | 0 | 0 | 0 | 0 | 0 | 0 | 0 | 0 | 0 | 0 | 0 | 0 | 0 | 0 | 0 | 0
| 627 | Business | Healthcare/Hospitals | Hot Water | Gas | 02-387 | 02-387.04 | Laundry | [02-387]_Business_Hot Water_Ozone Laundry_ADD_Gas_per laundry facility | Conventional washing machines with no ozone generator installed | New Ozone system installed | ENGINEER | 746 | 782.1261 | 0 | 0 | 0.9325 | 1760.0117 | 20309.6992 | 10 | 0.445 | 0.29785 | 0.42861 | 0.11215 | 0.16139 | 1 | 1 | Additions on Existing | 2.4526 | 2.7225 | 7460 | 8251.8683 | 0 | 0 | 8280.8728 | 497.5751 | 53974.2587 | 0 | 0 | 1729.6637 | 825.1868 | 33644.2016 | 90670.886 | 8561.2329 | 82109.653 | 10.5909 | 492.8267 | 54813.9019 | 0 | 0 | 1765.9997 | 825.1868 | 33644.2016 | 91542.1167 | 8561.2329 | 82980.8838 | 10.6926 | 489.6996 | 55769.4464 | 0 | 0 | 1812.718 | 825.1868 | 33644.2016 | 92541.2524 | 8561.2329 | 83980.0194 | 10.8093 | per laundry facility | 0.00042022 | 1.1413 | 0.005 | 184.3349 | 193.2615 | 0 | 0 | 193.9408 | 0.10254 | 178.3334 | 186.9695 | 0 | 0 | 0.099198 | 164.1382 | 172.0868 | 0 | 0 | 0.091302 | 184.3349 | 362.6683 | 526.8064 | 193.2615 | 380.231 | 552.3178 | 0 | 0 | 0 | 0 | 0 | 0 | 193.9408 | 381.5675 | 554.2591 | 0.10254 | 0.20173 | 0.29304 | 184.3349 | 193.2615 | 0 | 0 | 193.9408 | 0.10254 | 178.3334 | 186.9695 | 0 | 0 | 0.099198 | 164.1382 | 172.0868 | 0 | 0 | 0.091302 | 184.3349 | 0.20173 | 526.8064 | 193.2615 | 380.231 | 552.3178 | 0 | 0 | 0 | 0 | 0 | 0 | 193.9408 | 381.5675 | 554.2591 | 0.10254 | 0.20173 | 0.29304 | 761.2579 | 8062.3822 | 761.2579 | 7982.1577 | 1044.6642 | 738.7791 | 7899.4937 | 738.7791 | 7783.3591 | 1013.8168 | 682.6071 | 7378.5305 | 682.6071 | 7233.374 | 936.7327 | 0.088919 | 0.086294 | 0.079732 | 0.077521 | 0.077135 | 0.076751 | 66.3337 | 69.546 | 0 | 0 | 69.7905 | 0.036898 | 64.375 | 67.4924 | 0 | 0 | 67.7297 | 0.035809 | 59.4803 | 62.3607 | 0 | 0 | 62.5799 | 0.033086 | 663.3372 | 643.7498 | 594.8032 | 695.4602 | 674.9243 | 623.6074 | 0 | 0 | 0 | 0 | 0 | 0 | 697.9047 | 677.2966 | 625.7994 | 66.3337 | 0.072707 | 190.189 | 69.546 | 137.0385 | 199.3992 | 0 | 0 | 0 | 0 | 0 | 0 | 69.7905 | 137.5201 | 200.1001 | 0.036898 | 0.072707 | 0.10579 | 1 | 1 | 1 | 1 | 1 | 1 | 1 | 15232.2744 | 75438.6116 | 5.9526 | 15232.2744 | 76309.8423 | 6.0097 | 15232.2744 | 77308.978 | 6.0753 | 184.3349 | 193.2615 | 0 | 0 | 193.9408 | 0.10254 | 178.3334 | 186.9695 | 0 | 0 | 0.099198 | 164.1382 | 172.0868 | 0 | 0 | 0.091302 | 184.3349 | 0.20173 | 526.8064 | 193.2615 | 380.231 | 552.3178 | 0 | 0 | 0 | 0 | 0 | 0 | 193.9408 | 381.5675 | 554.2591 | 0.10254 | 0.20173 | 0.29304 | 2426.0722 | 14441.3181 | 2426.0722 | 14297.6202 | 808.6907 | 2348.7481 | 14115.3818 | 2348.7481 | 13907.8642 | 782.916 | 2163.6462 | 13144.8875 | 2163.6462 | 12886.2905 | 721.2154 | 0.15927 | 0.1542 | 0.14204 | 0.13886 | 0.13816 | 0.13748 | 118.8168 | 124.5707 | 0 | 0 | 125.0085 | 0.066092 | 115.0298 | 120.6003 | 0 | 0 | 121.0242 | 0.063985 | 105.9645 | 111.096 | 0 | 0 | 111.4865 | 0.058943 | 1188.1679 | 1150.2984 | 1059.6448 | 1245.7066 | 1206.0032 | 1110.9596 | 0 | 0 | 0 | 0 | 0 | 0 | 1250.0851 | 1210.2422 | 1114.8645 | 118.8168 | 0.13008 | 339.8111 | 124.5707 | 245.171 | 356.2669 | 0 | 0 | 0 | 0 | 0 | 0 | 125.0085 | 246.0327 | 357.5192 | 0.066092 | 0.13008 | 0.18902 | 20309.6992 | 70361.1868 | 4.4644 | 20309.6992 | 71232.4175 | 4.5073 | 20309.6992 | 72231.5532 | 4.5565 | 184.3349 | 193.2615 | 0 | 0 | 193.9408 | 0.10254 | 178.3334 | 186.9695 | 0 | 0 | 0.099198 | 164.1382 | 172.0868 | 0 | 0 | 0.091302 | 184.3349 | 0.20173 | 526.8064 | 193.2615 | 380.231 | 552.3178 | 0 | 0 | 0 | 0 | 0 | 0 | 193.9408 | 381.5675 | 554.2591 | 0.10254 | 0.20173 | 0.29304 | 3763.8593 | 16803.4225 | 3763.8593 | 16636.2207 | 0 | 3641.3188 | 16412.5536 | 3641.3188 | 16171.2641 | 0 | 3351.4712 | 15270.9962 | 3351.4712 | 14970.5727 | 0 | 0.18532 | 0.17929 | 0.16502 | 0.16157 | 0.16076 | 0.15996 | 138.2511 | 144.9461 | 0 | 0 | 145.4556 | 0.076902 | 133.7501 | 140.2271 | 0 | 0 | 140.72 | 0.074398 | 123.1036 | 129.0651 | 0 | 0 | 129.5187 | 0.068476 | 1382.5114 | 1337.5008 | 1231.0362 | 1449.4615 | 1402.2711 | 1290.6509 | 0 | 0 | 0 | 0 | 0 | 0 | 1454.5562 | 1407.2 | 1295.1874 | 138.2511 | 0.1513 | 395.1048 | 144.9461 | 285.1733 | 414.2383 | 0 | 0 | 0 | 0 | 0 | 0 | 145.4556 | 286.1756 | 415.6944 | 0.076902 | 0.1513 | 0.21978
| 628 | Business | Campus/Education | Hot Water | Gas | 02-387 | 02-387.05 | Laundry | [02-387]_Business_Hot Water_Ozone Laundry_ADD_Gas_per laundry facility | Conventional washing machines with no ozone generator installed | New Ozone system installed | ENGINEER | 746 | 782.1261 | 0 | 0 | 0.9325 | 1760.0117 | 20309.6992 | 10 | 0.445 | 0.29785 | 0.42861 | 0.11215 | 0.16139 | 1 | 1 | Additions on Existing | 2.4526 | 2.7225 | 7460 | 8251.8683 | 0 | 0 | 8280.8728 | 497.5751 | 53974.2587 | 0 | 0 | 1729.6637 | 825.1868 | 33644.2016 | 90670.886 | 8561.2329 | 82109.653 | 10.5909 | 492.8267 | 54813.9019 | 0 | 0 | 1765.9997 | 825.1868 | 33644.2016 | 91542.1167 | 8561.2329 | 82980.8838 | 10.6926 | 489.6996 | 55769.4464 | 0 | 0 | 1812.718 | 825.1868 | 33644.2016 | 92541.2524 | 8561.2329 | 83980.0194 | 10.8093 | per laundry facility | 0.00035817 | 0.81339 | 0.005 | 131.3703 | 137.7321 | 0 | 0 | 138.2162 | 0.073075 | 127.0932 | 133.2479 | 0 | 0 | 0.070696 | 116.9767 | 122.6414 | 0 | 0 | 0.065068 | 131.3703 | 258.4635 | 375.4402 | 137.7321 | 270.98 | 393.6214 | 0 | 0 | 0 | 0 | 0 | 0 | 138.2162 | 271.9324 | 395.0049 | 0.073075 | 0.14377 | 0.20884 | 131.3703 | 137.7321 | 0 | 0 | 138.2162 | 0.073075 | 127.0932 | 133.2479 | 0 | 0 | 0.070696 | 116.9767 | 122.6414 | 0 | 0 | 0.065068 | 131.3703 | 0.14377 | 375.4402 | 137.7321 | 270.98 | 393.6214 | 0 | 0 | 0 | 0 | 0 | 0 | 138.2162 | 271.9324 | 395.0049 | 0.073075 | 0.14377 | 0.20884 | 532.8027 | 5642.8426 | 532.8027 | 5438.9858 | 731.158 | 517.1094 | 5529.2611 | 517.1094 | 5303.4722 | 709.6224 | 477.7618 | 5164.2886 | 477.7618 | 4927.909 | 655.6262 | 0.062234 | 0.060401 | 0.055805 | 0.076131 | 0.075753 | 0.075376 | 46.4268 | 48.6751 | 0 | 0 | 48.8462 | 0.025825 | 45.0594 | 47.2414 | 0 | 0 | 47.4075 | 0.025064 | 41.6307 | 43.6467 | 0 | 0 | 43.8002 | 0.023157 | 464.2682 | 450.5936 | 416.3072 | 486.751 | 472.4142 | 436.4675 | 0 | 0 | 0 | 0 | 0 | 0 | 488.4619 | 474.0747 | 438.0016 | 46.4268 | 0.050889 | 133.1169 | 48.6751 | 95.9165 | 139.5633 | 0 | 0 | 0 | 0 | 0 | 0 | 48.8462 | 96.2537 | 140.0538 | 0.025825 | 0.050889 | 0.074046 | 1 | 1 | 1 | 1 | 1 | 1 | 1 | 15232.2744 | 75438.6116 | 5.9526 | 15232.2744 | 76309.8423 | 6.0097 | 15232.2744 | 77308.978 | 6.0753 | 131.3703 | 137.7321 | 0 | 0 | 138.2162 | 0.073075 | 127.0932 | 133.2479 | 0 | 0 | 0.070696 | 116.9767 | 122.6414 | 0 | 0 | 0.065068 | 131.3703 | 0.14377 | 375.4402 | 137.7321 | 270.98 | 393.6214 | 0 | 0 | 0 | 0 | 0 | 0 | 138.2162 | 271.9324 | 395.0049 | 0.073075 | 0.14377 | 0.20884 | 1721.9899 | 10250.2322 | 1721.9899 | 9879.926 | 573.9966 | 1667.1111 | 10018.9162 | 1667.1111 | 9609.791 | 555.7037 | 1535.746 | 9330.1799 | 1535.746 | 8903.1194 | 511.9153 | 0.11305 | 0.10945 | 0.10082 | 0.13829 | 0.1376 | 0.13692 | 84.3344 | 88.4184 | 0 | 0 | 88.7292 | 0.046911 | 81.6467 | 85.6006 | 0 | 0 | 85.9014 | 0.045416 | 75.2131 | 78.8554 | 0 | 0 | 79.1326 | 0.041837 | 843.3438 | 816.467 | 752.131 | 884.1839 | 856.0055 | 788.554 | 0 | 0 | 0 | 0 | 0 | 0 | 887.2918 | 859.0143 | 791.3257 | 84.3344 | 0.092327 | 241.1942 | 88.4184 | 174.0189 | 252.8743 | 0 | 0 | 0 | 0 | 0 | 0 | 88.7292 | 174.6306 | 253.7632 | 0.046911 | 0.092327 | 0.13416 | 20309.6992 | 70361.1868 | 4.4644 | 20309.6992 | 71232.4175 | 4.5073 | 20309.6992 | 72231.5532 | 4.5565 | 131.3703 | 137.7321 | 0 | 0 | 138.2162 | 0.073075 | 127.0932 | 133.2479 | 0 | 0 | 0.070696 | 116.9767 | 122.6414 | 0 | 0 | 0.065068 | 131.3703 | 0.14377 | 375.4402 | 137.7321 | 270.98 | 393.6214 | 0 | 0 | 0 | 0 | 0 | 0 | 138.2162 | 271.9324 | 395.0049 | 0.073075 | 0.14377 | 0.20884 | 2682.3969 | 11975.3278 | 2682.3969 | 11542.6997 | 0 | 2595.0657 | 11696.7665 | 2595.0657 | 11219.1258 | 0 | 2388.4995 | 10883.2105 | 2388.4995 | 10385.0648 | 0 | 0.13207 | 0.12777 | 0.1176 | 0.16157 | 0.16076 | 0.15996 | 98.5277 | 103.2991 | 0 | 0 | 103.6621 | 0.054806 | 95.3199 | 99.9359 | 0 | 0 | 100.2872 | 0.053022 | 87.7325 | 91.9811 | 0 | 0 | 92.3044 | 0.048801 | 985.2771 | 953.1993 | 877.325 | 1032.9905 | 999.3593 | 919.8107 | 0 | 0 | 0 | 0 | 0 | 0 | 1036.6214 | 1002.8719 | 923.0437 | 98.5277 | 0.10783 | 281.5801 | 103.2991 | 203.235 | 295.216 | 0 | 0 | 0 | 0 | 0 | 0 | 103.6621 | 203.9493 | 296.2537 | 0.054806 | 0.10783 | 0.15663
| 629 | Business | Warehouse | Hot Water | Gas | 02-387 | 02-387.06 | Laundry | [02-387]_Business_Hot Water_Ozone Laundry_ADD_Gas_per laundry facility | Conventional washing machines with no ozone generator installed | New Ozone system installed | ENGINEER | 0 | 0 | 0 | 0 | 0 | 0 | 0 | 10 | 0.445 | 0.29785 | 0.42861 | 0.11215 | 0.16139 | 1 | 1 | Additions on Existing | #NUM! | #NUM! | 0 | 0 | 0 | 0 | 0 | 0 | 0 | 0 | 0 | 0 | 0 | 0 | 0 | 0 | 0 | 0 | 0 | 0 | 0 | 0 | 0 | 0 | 0 | 0 | 0 | 0 | 0 | 0 | 0 | 0 | 0 | 0 | 0 | 0 | 0 | 0 | 0 | 0 | per laundry facility | 0.00049987 | 1.0377 | 0.005 | 0 | 0 | 0 | 0 | 0 | 0 | 0 | 0 | 0 | 0 | 0 | 0 | 0 | 0 | 0 | 0 | 0 | 0 | 0 | 0 | 0 | 0 | 0 | 0 | 0 | 0 | 0 | 0 | 0 | 0 | 0 | 0 | 0 | 0 | 0 | 0 | 0 | 0 | 0 | 0 | 0 | 0 | 0 | 0 | 0 | 0 | 0 | 0 | 0 | 0 | 0 | 0 | 0 | 0 | 0 | 0 | 0 | 0 | 0 | 0 | 0 | 0 | 0 | 0 | 0 | 0 | 0 | 0 | 0 |  |  |  |  | 0 |  |  |  |  | 0 |  |  |  |  | 0 | 0 | 0 | 0 | 0 | 0 | 0 | 0 | 0 | 0 | 0 | 0 | 0 | 0 | 0 | 0 | 0 | 0 | 0 | 0 | 0 | 0 | 0 | 0 | 0 | 0 | 0 | 0 | 0 | 0 | 0 | 0 | 0 | 0 | 0 | 0 | 0 | 0 | 0 | 0 | 0 | 0 | 0 | 0 | 0 | 0 | 0 | 0 | 0 | 0 | 0 | 0 | 0 | 0 | 0 | 0 | 0 | 1 | 1 | 1 | 1 | 1 | 1 | 1 | 0 | 0 | 0 | 0 | 0 | 0 | 0 | 0 | 0 | 0 | 0 | 0 | 0 | 0 | 0 | 0 | 0 | 0 | 0 | 0 | 0 | 0 | 0 | 0 | 0 | 0 | 0 | 0 | 0 | 0 | 0 | 0 | 0 | 0 | 0 | 0 | 0 | 0 | 0 | 0 | 0 | 0 | 0 | 0 |  |  |  |  | 0 |  |  |  |  | 0 |  |  |  |  | 0 | 0 | 0 | 0 | 0 | 0 | 0 | 0 | 0 | 0 | 0 | 0 | 0 | 0 | 0 | 0 | 0 | 0 | 0 | 0 | 0 | 0 | 0 | 0 | 0 | 0 | 0 | 0 | 0 | 0 | 0 | 0 | 0 | 0 | 0 | 0 | 0 | 0 | 0 | 0 | 0 | 0 | 0 | 0 | 0 | 0 | 0 | 0 | 0 | 0 | 0 | 0 | 0 | 0 | 0 | 0 | 0 | 0 | 0 | 0 | 0 | 0 | 0 | 0 | 0 | 0 | 0 | 0 | 0 | 0 | 0 | 0 | 0 | 0 | 0 | 0 | 0 | 0 | 0 | 0 | 0 | 0 | 0 | 0 | 0 | 0 | 0 | 0 | 0 | 0 | 0 | 0 | 0 | 0 | 0 | 0 | 0 | 0 | 0 | 0 | 0 |  |  |  |  | 0 |  |  |  |  | 0 |  |  |  |  | 0 | 0 | 0 | 0 | 0 | 0 | 0 | 0 | 0 | 0 | 0 | 0 | 0 | 0 | 0 | 0 | 0 | 0 | 0 | 0 | 0 | 0 | 0 | 0 | 0 | 0 | 0 | 0 | 0 | 0 | 0 | 0 | 0 | 0 | 0 | 0 | 0 | 0 | 0 | 0 | 0 | 0 | 0 | 0 | 0 | 0 | 0 | 0 | 0 | 0 | 0 | 0 | 0 | 0 | 0 | 0 | 0
| 630 | Business | Lodging | Hot Water | Gas | 02-387 | 02-387.07 | Laundry | [02-387]_Business_Hot Water_Ozone Laundry_ADD_Gas_per laundry facility | Conventional washing machines with no ozone generator installed | New Ozone system installed | ENGINEER | 746 | 782.1261 | 0 | 0 | 0.9325 | 1760.0117 | 20309.6992 | 10 | 0.445 | 0.29785 | 0.42861 | 0.11215 | 0.16139 | 1 | 1 | Additions on Existing | 2.4526 | 2.7225 | 7460 | 8251.8683 | 0 | 0 | 8280.8728 | 497.5751 | 53974.2587 | 0 | 0 | 1729.6637 | 825.1868 | 33644.2016 | 90670.886 | 7472.022 | 83198.864 | 12.1347 | 492.8267 | 54813.9019 | 0 | 0 | 1765.9997 | 825.1868 | 33644.2016 | 91542.1167 | 7472.022 | 84070.0947 | 12.2513 | 489.6996 | 55769.4464 | 0 | 0 | 1812.718 | 825.1868 | 33644.2016 | 92541.2524 | 7472.022 | 85069.2304 | 12.385 | per laundry facility | 0.00093936 | 2.6932 | 0.005 | 434.9676 | 456.0316 | 0 | 0 | 457.6345 | 0.24195 | 420.8063 | 441.1845 | 0 | 0 | 0.23407 | 387.3103 | 406.0664 | 0 | 0 | 0.21544 | 434.9676 | 855.774 | 1243.0843 | 456.0316 | 897.216 | 1303.2824 | 0 | 0 | 0 | 0 | 0 | 0 | 457.6345 | 900.3697 | 1307.8633 | 0.24195 | 0.47602 | 0.69147 | 434.9676 | 456.0316 | 0 | 0 | 457.6345 | 0.24195 | 420.8063 | 441.1845 | 0 | 0 | 0.23407 | 387.3103 | 406.0664 | 0 | 0 | 0.21544 | 434.9676 | 0.47602 | 1243.0843 | 456.0316 | 897.216 | 1303.2824 | 0 | 0 | 0 | 0 | 0 | 0 | 457.6345 | 900.3697 | 1307.8633 | 0.24195 | 0.47602 | 0.69147 | 1921.2731 | 23314.1092 | 1921.2731 | 21852.5253 | 3300.9384 | 1862.9786 | 22823.943 | 1862.9786 | 21286.6812 | 3200.7826 | 1719.6131 | 21297.4676 | 1719.6131 | 19758.7264 | 2954.4663 | 0.25713 | 0.24933 | 0.23014 | 0.095 | 0.094528 | 0.094057 | 191.8182 | 201.1073 | 0 | 0 | 201.8141 | 0.1067 | 185.9981 | 195.0053 | 0 | 0 | 195.6908 | 0.10346 | 171.6846 | 179.9987 | 0 | 0 | 180.6314 | 0.0955 | 1918.1819 | 1859.9812 | 1716.8463 | 2011.0726 | 1950.0534 | 1799.987 | 0 | 0 | 0 | 0 | 0 | 0 | 2018.1413 | 1956.9076 | 1806.3138 | 191.8182 | 0.21016 | 549.5009 | 201.1073 | 396.1126 | 576.1113 | 0 | 0 | 0 | 0 | 0 | 0 | 201.8141 | 397.5049 | 578.1363 | 0.1067 | 0.21016 | 0.30566 | 1 | 1 | 1 | 1 | 1 | 1 | 1 | 15232.2744 | 75438.6116 | 5.9526 | 15232.2744 | 76309.8423 | 6.0097 | 15232.2744 | 77308.978 | 6.0753 | 434.9676 | 456.0316 | 0 | 0 | 457.6345 | 0.24195 | 420.8063 | 441.1845 | 0 | 0 | 0.23407 | 387.3103 | 406.0664 | 0 | 0 | 0.21544 | 434.9676 | 0.47602 | 1243.0843 | 456.0316 | 897.216 | 1303.2824 | 0 | 0 | 0 | 0 | 0 | 0 | 457.6345 | 900.3697 | 1307.8633 | 0.24195 | 0.47602 | 0.69147 | 6330.5808 | 37683.103 | 6330.5808 | 35320.7131 | 2110.1936 | 6127.5915 | 36825.2752 | 6127.5915 | 34344.9811 | 2042.5305 | 5643.307 | 34285.0114 | 5643.307 | 31807.9207 | 1881.1023 | 0.4156 | 0.40228 | 0.37048 | 0.15355 | 0.15279 | 0.15203 | 310.0399 | 325.054 | 0 | 0 | 326.1966 | 0.17246 | 300.0985 | 314.6312 | 0 | 0 | 315.7371 | 0.16693 | 276.3807 | 289.7649 | 0 | 0 | 290.7833 | 0.15374 | 3100.3993 | 3000.9854 | 2763.8073 | 3250.5405 | 3146.3123 | 2897.6485 | 0 | 0 | 0 | 0 | 0 | 0 | 3261.9658 | 3157.3713 | 2907.8335 | 310.0399 | 0.33939 | 886.5192 | 325.054 | 639.6853 | 929.4501 | 0 | 0 | 0 | 0 | 0 | 0 | 326.1966 | 641.9337 | 932.7171 | 0.17246 | 0.33939 | 0.49313 | 20309.6992 | 70361.1868 | 4.4644 | 20309.6992 | 71232.4175 | 4.5073 | 20309.6992 | 72231.5532 | 4.5565 | 434.9676 | 456.0316 | 0 | 0 | 457.6345 | 0.24195 | 420.8063 | 441.1845 | 0 | 0 | 0.23407 | 387.3103 | 406.0664 | 0 | 0 | 0.21544 | 434.9676 | 0.47602 | 1243.0843 | 456.0316 | 897.216 | 1303.2824 | 0 | 0 | 0 | 0 | 0 | 0 | 457.6345 | 900.3697 | 1307.8633 | 0.24195 | 0.47602 | 0.69147 | 9473.5249 | 42293.7281 | 9473.5249 | 39642.2937 | 0 | 9165.0939 | 41309.9224 | 9165.0939 | 38527.5737 | 0 | 8435.5559 | 38436.6555 | 8435.5559 | 35659.6086 | 0 | 0.46645 | 0.45127 | 0.41535 | 0.17234 | 0.17148 | 0.17063 | 347.9741 | 364.8253 | 0 | 0 | 366.1076 | 0.19356 | 336.6451 | 352.9476 | 0 | 0 | 354.1882 | 0.18726 | 309.8482 | 324.8531 | 0 | 0 | 325.9949 | 0.17235 | 3479.7411 | 3366.4507 | 3098.4825 | 3648.2525 | 3529.4758 | 3248.5309 | 0 | 0 | 0 | 0 | 0 | 0 | 3661.0758 | 3541.8816 | 3259.9491 | 347.9741 | 0.38082 | 994.4674 | 364.8253 | 717.7728 | 1042.6259 | 0 | 0 | 0 | 0 | 0 | 0 | 366.1076 | 720.2957 | 1046.2906 | 0.19356 | 0.38082 | 0.55317
| 631 | Business | Other Commercial | Hot Water | Gas | 02-387 | 02-387.08 | Laundry | [02-387]_Business_Hot Water_Ozone Laundry_ADD_Gas_per laundry facility | Conventional washing machines with no ozone generator installed | New Ozone system installed | ENGINEER | 0 | 0 | 0 | 0 | 0 | 0 | 0 | 10 | 0.445 | 0.29785 | 0.42861 | 0.11215 | 0.16139 | 1 | 1 | Additions on Existing | #NUM! | #NUM! | 0 | 0 | 0 | 0 | 0 | 0 | 0 | 0 | 0 | 0 | 0 | 0 | 0 | 0 | 0 | 0 | 0 | 0 | 0 | 0 | 0 | 0 | 0 | 0 | 0 | 0 | 0 | 0 | 0 | 0 | 0 | 0 | 0 | 0 | 0 | 0 | 0 | 0 | per laundry facility | 0.00026439 | 1.0047 | 0.005 | 0 | 0 | 0 | 0 | 0 | 0 | 0 | 0 | 0 | 0 | 0 | 0 | 0 | 0 | 0 | 0 | 0 | 0 | 0 | 0 | 0 | 0 | 0 | 0 | 0 | 0 | 0 | 0 | 0 | 0 | 0 | 0 | 0 | 0 | 0 | 0 | 0 | 0 | 0 | 0 | 0 | 0 | 0 | 0 | 0 | 0 | 0 | 0 | 0 | 0 | 0 | 0 | 0 | 0 | 0 | 0 | 0 | 0 | 0 | 0 | 0 | 0 | 0 | 0 | 0 | 0 | 0 | 0 | 0 |  |  |  |  | 0 |  |  |  |  | 0 |  |  |  |  | 0 | 0 | 0 | 0 | 0 | 0 | 0 | 0 | 0 | 0 | 0 | 0 | 0 | 0 | 0 | 0 | 0 | 0 | 0 | 0 | 0 | 0 | 0 | 0 | 0 | 0 | 0 | 0 | 0 | 0 | 0 | 0 | 0 | 0 | 0 | 0 | 0 | 0 | 0 | 0 | 0 | 0 | 0 | 0 | 0 | 0 | 0 | 0 | 0 | 0 | 0 | 0 | 0 | 0 | 0 | 0 | 0 | 1 | 1 | 1 | 1 | 1 | 1 | 1 | 0 | 0 | 0 | 0 | 0 | 0 | 0 | 0 | 0 | 0 | 0 | 0 | 0 | 0 | 0 | 0 | 0 | 0 | 0 | 0 | 0 | 0 | 0 | 0 | 0 | 0 | 0 | 0 | 0 | 0 | 0 | 0 | 0 | 0 | 0 | 0 | 0 | 0 | 0 | 0 | 0 | 0 | 0 | 0 |  |  |  |  | 0 |  |  |  |  | 0 |  |  |  |  | 0 | 0 | 0 | 0 | 0 | 0 | 0 | 0 | 0 | 0 | 0 | 0 | 0 | 0 | 0 | 0 | 0 | 0 | 0 | 0 | 0 | 0 | 0 | 0 | 0 | 0 | 0 | 0 | 0 | 0 | 0 | 0 | 0 | 0 | 0 | 0 | 0 | 0 | 0 | 0 | 0 | 0 | 0 | 0 | 0 | 0 | 0 | 0 | 0 | 0 | 0 | 0 | 0 | 0 | 0 | 0 | 0 | 0 | 0 | 0 | 0 | 0 | 0 | 0 | 0 | 0 | 0 | 0 | 0 | 0 | 0 | 0 | 0 | 0 | 0 | 0 | 0 | 0 | 0 | 0 | 0 | 0 | 0 | 0 | 0 | 0 | 0 | 0 | 0 | 0 | 0 | 0 | 0 | 0 | 0 | 0 | 0 | 0 | 0 | 0 | 0 |  |  |  |  | 0 |  |  |  |  | 0 |  |  |  |  | 0 | 0 | 0 | 0 | 0 | 0 | 0 | 0 | 0 | 0 | 0 | 0 | 0 | 0 | 0 | 0 | 0 | 0 | 0 | 0 | 0 | 0 | 0 | 0 | 0 | 0 | 0 | 0 | 0 | 0 | 0 | 0 | 0 | 0 | 0 | 0 | 0 | 0 | 0 | 0 | 0 | 0 | 0 | 0 | 0 | 0 | 0 | 0 | 0 | 0 | 0 | 0 | 0 | 0 | 0 | 0 | 0
| 632 | Business | Food Sales | Hot Water | Gas | 02-387 | 02-387.09 | Laundry | [02-387]_Business_Hot Water_Ozone Laundry_ADD_Gas_per laundry facility | Conventional washing machines with no ozone generator installed | New Ozone system installed | ENGINEER | 0 | 0 | 0 | 0 | 0 | 0 | 0 | 10 | 0.445 | 0.29785 | 0.42861 | 0.11215 | 0.16139 | 1 | 1 | Additions on Existing | #NUM! | #NUM! | 0 | 0 | 0 | 0 | 0 | 0 | 0 | 0 | 0 | 0 | 0 | 0 | 0 | 0 | 0 | 0 | 0 | 0 | 0 | 0 | 0 | 0 | 0 | 0 | 0 | 0 | 0 | 0 | 0 | 0 | 0 | 0 | 0 | 0 | 0 | 0 | 0 | 0 | per laundry facility | 0 | 0 | 0.005 | 0 | 0 | 0 | 0 | 0 | 0 | 0 | 0 | 0 | 0 | 0 | 0 | 0 | 0 | 0 | 0 | 0 | 0 | 0 | 0 | 0 | 0 | 0 | 0 | 0 | 0 | 0 | 0 | 0 | 0 | 0 | 0 | 0 | 0 | 0 | 0 | 0 | 0 | 0 | 0 | 0 | 0 | 0 | 0 | 0 | 0 | 0 | 0 | 0 | 0 | 0 | 0 | 0 | 0 | 0 | 0 | 0 | 0 | 0 | 0 | 0 | 0 | 0 | 0 | 0 | 0 | 0 | 0 | 0 |  |  |  |  | 0 |  |  |  |  | 0 |  |  |  |  | 0 | 0 | 0 | #NUM! | #NUM! | #NUM! | 0 | 0 | 0 | 0 | 0 | 0 | 0 | 0 | 0 | 0 | 0 | 0 | 0 | 0 | 0 | 0 | 0 | 0 | 0 | 0 | 0 | 0 | 0 | 0 | 0 | 0 | 0 | 0 | 0 | 0 | 0 | 0 | 0 | 0 | 0 | 0 | 0 | 0 | 0 | 0 | 0 | 0 | 0 | 0 | 0 | 0 | 0 | 0 | 0 | 0 | 0 | 1 | 1 | 1 | 1 | 1 | 1 | 1 | 0 | 0 | 0 | 0 | 0 | 0 | 0 | 0 | 0 | 0 | 0 | 0 | 0 | 0 | 0 | 0 | 0 | 0 | 0 | 0 | 0 | 0 | 0 | 0 | 0 | 0 | 0 | 0 | 0 | 0 | 0 | 0 | 0 | 0 | 0 | 0 | 0 | 0 | 0 | 0 | 0 | 0 | 0 | 0 |  |  |  |  | 0 |  |  |  |  | 0 |  |  |  |  | 0 | 0 | 0 | #NUM! | #NUM! | #NUM! | 0 | 0 | 0 | 0 | 0 | 0 | 0 | 0 | 0 | 0 | 0 | 0 | 0 | 0 | 0 | 0 | 0 | 0 | 0 | 0 | 0 | 0 | 0 | 0 | 0 | 0 | 0 | 0 | 0 | 0 | 0 | 0 | 0 | 0 | 0 | 0 | 0 | 0 | 0 | 0 | 0 | 0 | 0 | 0 | 0 | 0 | 0 | 0 | 0 | 0 | 0 | 0 | 0 | 0 | 0 | 0 | 0 | 0 | 0 | 0 | 0 | 0 | 0 | 0 | 0 | 0 | 0 | 0 | 0 | 0 | 0 | 0 | 0 | 0 | 0 | 0 | 0 | 0 | 0 | 0 | 0 | 0 | 0 | 0 | 0 | 0 | 0 | 0 | 0 | 0 | 0 | 0 | 0 | 0 | 0 |  |  |  |  | 0 |  |  |  |  | 0 |  |  |  |  | 0 | 0 | 0 | #NUM! | #NUM! | #NUM! | 0 | 0 | 0 | 0 | 0 | 0 | 0 | 0 | 0 | 0 | 0 | 0 | 0 | 0 | 0 | 0 | 0 | 0 | 0 | 0 | 0 | 0 | 0 | 0 | 0 | 0 | 0 | 0 | 0 | 0 | 0 | 0 | 0 | 0 | 0 | 0 | 0 | 0 | 0 | 0 | 0 | 0 | 0 | 0 | 0 | 0 | 0 | 0 | 0 | 0 | 0
| 633 | Business | Manufacturing/Industrial | Hot Water | Gas | 02-387 | 02-387.10 | Laundry | [02-387]_Business_Hot Water_Ozone Laundry_ADD_Gas_per laundry facility | Conventional washing machines with no ozone generator installed | New Ozone system installed | ENGINEER | 0 | 0 | 0 | 0 | 0 | 0 | 0 | 10 | 0.445 | 0.29785 | 0.42861 | 0.11215 | 0.16139 | 1 | 1 | Additions on Existing | #NUM! | #NUM! | 0 | 0 | 0 | 0 | 0 | 0 | 0 | 0 | 0 | 0 | 0 | 0 | 0 | 0 | 0 | 0 | 0 | 0 | 0 | 0 | 0 | 0 | 0 | 0 | 0 | 0 | 0 | 0 | 0 | 0 | 0 | 0 | 0 | 0 | 0 | 0 | 0 | 0 | per laundry facility | 0 | 0 | 0.005 | 0 | 0 | 0 | 0 | 0 | 0 | 0 | 0 | 0 | 0 | 0 | 0 | 0 | 0 | 0 | 0 | 0 | 0 | 0 | 0 | 0 | 0 | 0 | 0 | 0 | 0 | 0 | 0 | 0 | 0 | 0 | 0 | 0 | 0 | 0 | 0 | 0 | 0 | 0 | 0 | 0 | 0 | 0 | 0 | 0 | 0 | 0 | 0 | 0 | 0 | 0 | 0 | 0 | 0 | 0 | 0 | 0 | 0 | 0 | 0 | 0 | 0 | 0 | 0 | 0 | 0 | 0 | 0 | 0 |  |  |  |  | 0 |  |  |  |  | 0 |  |  |  |  | 0 | 0 | 0 | #NUM! | #NUM! | #NUM! | 0 | 0 | 0 | 0 | 0 | 0 | 0 | 0 | 0 | 0 | 0 | 0 | 0 | 0 | 0 | 0 | 0 | 0 | 0 | 0 | 0 | 0 | 0 | 0 | 0 | 0 | 0 | 0 | 0 | 0 | 0 | 0 | 0 | 0 | 0 | 0 | 0 | 0 | 0 | 0 | 0 | 0 | 0 | 0 | 0 | 0 | 0 | 0 | 0 | 0 | 0 | 1 | 1 | 1 | 1 | 1 | 1 | 1 | 0 | 0 | 0 | 0 | 0 | 0 | 0 | 0 | 0 | 0 | 0 | 0 | 0 | 0 | 0 | 0 | 0 | 0 | 0 | 0 | 0 | 0 | 0 | 0 | 0 | 0 | 0 | 0 | 0 | 0 | 0 | 0 | 0 | 0 | 0 | 0 | 0 | 0 | 0 | 0 | 0 | 0 | 0 | 0 |  |  |  |  | 0 |  |  |  |  | 0 |  |  |  |  | 0 | 0 | 0 | #NUM! | #NUM! | #NUM! | 0 | 0 | 0 | 0 | 0 | 0 | 0 | 0 | 0 | 0 | 0 | 0 | 0 | 0 | 0 | 0 | 0 | 0 | 0 | 0 | 0 | 0 | 0 | 0 | 0 | 0 | 0 | 0 | 0 | 0 | 0 | 0 | 0 | 0 | 0 | 0 | 0 | 0 | 0 | 0 | 0 | 0 | 0 | 0 | 0 | 0 | 0 | 0 | 0 | 0 | 0 | 0 | 0 | 0 | 0 | 0 | 0 | 0 | 0 | 0 | 0 | 0 | 0 | 0 | 0 | 0 | 0 | 0 | 0 | 0 | 0 | 0 | 0 | 0 | 0 | 0 | 0 | 0 | 0 | 0 | 0 | 0 | 0 | 0 | 0 | 0 | 0 | 0 | 0 | 0 | 0 | 0 | 0 | 0 | 0 |  |  |  |  | 0 |  |  |  |  | 0 |  |  |  |  | 0 | 0 | 0 | #NUM! | #NUM! | #NUM! | 0 | 0 | 0 | 0 | 0 | 0 | 0 | 0 | 0 | 0 | 0 | 0 | 0 | 0 | 0 | 0 | 0 | 0 | 0 | 0 | 0 | 0 | 0 | 0 | 0 | 0 | 0 | 0 | 0 | 0 | 0 | 0 | 0 | 0 | 0 | 0 | 0 | 0 | 0 | 0 | 0 | 0 | 0 | 0 | 0 | 0 | 0 | 0 | 0 | 0 | 0
| 634 | Business | Office | Hot Water | Electric | 02-196 | 02-196.01 | Low Flow Fixtures | [02-196]_Business_Hot Water_Low Flow Pre-Rinse Spray Valve_ADD_Electric_per unit | 1.23 gpm | 0.98 gpm | ENGINEER | 816.1196 | 0 | 0 | 0 | 0 | 17.7157 | 54 | 5 | 0.445 | 0.29785 | 0.42861 | 0.11215 | 0.16139 | 1 | 1 | Additions on Existing | 3.4036 | 0.013233 | 4080.5979 | 0 | 0 | 0 | 15.8654 | 297.0626 | 0 | 0 | 0 | 0 | 0 | 183.8528 | 480.9154 | 22.5901 | 458.3253 | 21.2888 | 294.8675 | 0 | 0 | 0 | 0 | 0 | 183.8528 | 478.7203 | 22.5901 | 456.1302 | 21.1916 | 296.3705 | 0 | 0 | 0 | 0 | 0 | 183.8528 | 480.2232 | 22.5901 | 457.6332 | 21.2582 | per unit | 0.018372 | 0 | 0.005 | 0 | 0 | 0 | 0 | 0 | 0 | 0 | 0 | 0 | 0 | 0 | 0 | 0 | 0 | 0 | 0 | 0 | 0 | 0 | 0 | 0 | 0 | 0 | 0 | 0 | 0 | 0 | 0 | 0 | 0 | 0 | 0 | 0 | 0 | 0 | 0 | 0 | 0 | 0 | 0 | 0 | 0 | 0 | 0 | 0 | 0 | 0 | 0 | 0 | 0 | 0 | 0 | 0 | 0 | 0 | 0 | 0 | 0 | 0 | 0 | 0 | 0 | 0 | 0 | 0 | 0 | 0 | 0 | 0 | 0 | 0 | 0 | 0 | 0 | 0 | 0 | 0 | 0 | 0 | 0 | 0 | 0 | 0 | 0 | 0 | 0 | #NUM! | #NUM! | #NUM! | 0 | 0 | 0 | 0 | 0 | 0 | 0 | 0 | 0 | 0 | 0 | 0 | 0 | 0 | 0 | 0 | 0 | 0 | 0 | 0 | 0 | 0 | 0 | 0 | 0 | 0 | 0 | 0 | 0 | 0 | 0 | 0 | 0 | 0 | 0 | 0 | 0 | 0 | 0 | 0 | 0 | 0 | 0 | 0 | 0 | 0 | 0 | 0 | 0 | 0 | 0 | 1 | 1 | 1 | 1 | 1 | 1 | 1 | 40.5 | 440.4154 | 11.8745 | 40.5 | 438.2203 | 11.8203 | 40.5 | 439.7232 | 11.8574 | 0 | 0 | 0 | 0 | 0 | 0 | 0 | 0 | 0 | 0 | 0 | 0 | 0 | 0 | 0 | 0 | 0 | 0 | 0 | 0 | 0 | 0 | 0 | 0 | 0 | 0 | 0 | 0 | 0 | 0 | 0 | 0 | 0 | 0 | 0 | 0 | 0 | 0 | 0 | 0 | 0 | 0 | 0 | 0 | 0 | 0 | 0 | 0 | 0 | 0 | 0 | 0 | #NUM! | #NUM! | #NUM! | 0 | 0 | 0 | 0 | 0 | 0 | 0 | 0 | 0 | 0 | 0 | 0 | 0 | 0 | 0 | 0 | 0 | 0 | 0 | 0 | 0 | 0 | 0 | 0 | 0 | 0 | 0 | 0 | 0 | 0 | 0 | 0 | 0 | 0 | 0 | 0 | 0 | 0 | 0 | 0 | 0 | 0 | 0 | 0 | 0 | 0 | 0 | 0 | 0 | 0 | 0 | 54 | 426.9154 | 8.9058 | 54 | 424.7203 | 8.8652 | 54 | 426.2232 | 8.893 | 0 | 0 | 0 | 0 | 0 | 0 | 0 | 0 | 0 | 0 | 0 | 0 | 0 | 0 | 0 | 0 | 0 | 0 | 0 | 0 | 0 | 0 | 0 | 0 | 0 | 0 | 0 | 0 | 0 | 0 | 0 | 0 | 0 | 0 | 0 | 0 | 0 | 0 | 0 | 0 | 0 | 0 | 0 | 0 | 0 | 0 | 0 | 0 | 0 | 0 | 0 | 0 | #NUM! | #NUM! | #NUM! | 0 | 0 | 0 | 0 | 0 | 0 | 0 | 0 | 0 | 0 | 0 | 0 | 0 | 0 | 0 | 0 | 0 | 0 | 0 | 0 | 0 | 0 | 0 | 0 | 0 | 0 | 0 | 0 | 0 | 0 | 0 | 0 | 0 | 0 | 0 | 0 | 0 | 0 | 0 | 0 | 0 | 0 | 0 | 0 | 0 | 0 | 0 | 0 | 0 | 0 | 0
| 635 | Business | Retail | Hot Water | Electric | 02-196 | 02-196.02 | Low Flow Fixtures | [02-196]_Business_Hot Water_Low Flow Pre-Rinse Spray Valve_ADD_Electric_per unit | 1.23 gpm | 0.98 gpm | ENGINEER | 816.1196 | 0 | 0 | 0 | 0 | 17.7157 | 54 | 5 | 0.445 | 0.29785 | 0.42861 | 0.11215 | 0.16139 | 1 | 1 | Additions on Existing | 3.4036 | 0.013233 | 4080.5979 | 0 | 0 | 0 | 15.8654 | 297.0626 | 0 | 0 | 0 | 0 | 0 | 183.8528 | 480.9154 | 22.5901 | 458.3253 | 21.2888 | 294.8675 | 0 | 0 | 0 | 0 | 0 | 183.8528 | 478.7203 | 22.5901 | 456.1302 | 21.1916 | 296.3705 | 0 | 0 | 0 | 0 | 0 | 183.8528 | 480.2232 | 22.5901 | 457.6332 | 21.2582 | per unit | 0.069199 | 0 | 0.005 | 0 | 0 | 0 | 0 | 0 | 0 | 0 | 0 | 0 | 0 | 0 | 0 | 0 | 0 | 0 | 0 | 0 | 0 | 0 | 0 | 0 | 0 | 0 | 0 | 0 | 0 | 0 | 0 | 0 | 0 | 0 | 0 | 0 | 0 | 0 | 0 | 0 | 0 | 0 | 0 | 0 | 0 | 0 | 0 | 0 | 0 | 0 | 0 | 0 | 0 | 0 | 0 | 0 | 0 | 0 | 0 | 0 | 0 | 0 | 0 | 0 | 0 | 0 | 0 | 0 | 0 | 0 | 0 | 0 | 0 | 0 | 0 | 0 | 0 | 0 | 0 | 0 | 0 | 0 | 0 | 0 | 0 | 0 | 0 | 0 | 0 | #NUM! | #NUM! | #NUM! | 0 | 0 | 0 | 0 | 0 | 0 | 0 | 0 | 0 | 0 | 0 | 0 | 0 | 0 | 0 | 0 | 0 | 0 | 0 | 0 | 0 | 0 | 0 | 0 | 0 | 0 | 0 | 0 | 0 | 0 | 0 | 0 | 0 | 0 | 0 | 0 | 0 | 0 | 0 | 0 | 0 | 0 | 0 | 0 | 0 | 0 | 0 | 0 | 0 | 0 | 0 | 1 | 1 | 1 | 1 | 1 | 1 | 1 | 40.5 | 440.4154 | 11.8745 | 40.5 | 438.2203 | 11.8203 | 40.5 | 439.7232 | 11.8574 | 0 | 0 | 0 | 0 | 0 | 0 | 0 | 0 | 0 | 0 | 0 | 0 | 0 | 0 | 0 | 0 | 0 | 0 | 0 | 0 | 0 | 0 | 0 | 0 | 0 | 0 | 0 | 0 | 0 | 0 | 0 | 0 | 0 | 0 | 0 | 0 | 0 | 0 | 0 | 0 | 0 | 0 | 0 | 0 | 0 | 0 | 0 | 0 | 0 | 0 | 0 | 0 | #NUM! | #NUM! | #NUM! | 0 | 0 | 0 | 0 | 0 | 0 | 0 | 0 | 0 | 0 | 0 | 0 | 0 | 0 | 0 | 0 | 0 | 0 | 0 | 0 | 0 | 0 | 0 | 0 | 0 | 0 | 0 | 0 | 0 | 0 | 0 | 0 | 0 | 0 | 0 | 0 | 0 | 0 | 0 | 0 | 0 | 0 | 0 | 0 | 0 | 0 | 0 | 0 | 0 | 0 | 0 | 54 | 426.9154 | 8.9058 | 54 | 424.7203 | 8.8652 | 54 | 426.2232 | 8.893 | 0 | 0 | 0 | 0 | 0 | 0 | 0 | 0 | 0 | 0 | 0 | 0 | 0 | 0 | 0 | 0 | 0 | 0 | 0 | 0 | 0 | 0 | 0 | 0 | 0 | 0 | 0 | 0 | 0 | 0 | 0 | 0 | 0 | 0 | 0 | 0 | 0 | 0 | 0 | 0 | 0 | 0 | 0 | 0 | 0 | 0 | 0 | 0 | 0 | 0 | 0 | 0 | #NUM! | #NUM! | #NUM! | 0 | 0 | 0 | 0 | 0 | 0 | 0 | 0 | 0 | 0 | 0 | 0 | 0 | 0 | 0 | 0 | 0 | 0 | 0 | 0 | 0 | 0 | 0 | 0 | 0 | 0 | 0 | 0 | 0 | 0 | 0 | 0 | 0 | 0 | 0 | 0 | 0 | 0 | 0 | 0 | 0 | 0 | 0 | 0 | 0 | 0 | 0 | 0 | 0 | 0 | 0
| 636 | Business | Food Service | Hot Water | Electric | 02-196 | 02-196.03 | Low Flow Fixtures | [02-196]_Business_Hot Water_Low Flow Pre-Rinse Spray Valve_ADD_Electric_per unit | 1.23 gpm | 0.98 gpm | ENGINEER | 816.1196 | 0 | 0 | 0 | 0 | 17.7157 | 54 | 5 | 0.445 | 0.29785 | 0.42861 | 0.11215 | 0.16139 | 1 | 1 | Additions on Existing | 3.4036 | 0.013233 | 4080.5979 | 0 | 0 | 0 | 15.8654 | 297.0626 | 0 | 0 | 0 | 0 | 0 | 183.8528 | 540.3279 | 22.5901 | 517.7379 | 23.9188 | 294.8675 | 0 | 0 | 0 | 0 | 0 | 183.8528 | 537.6938 | 22.5901 | 515.1037 | 23.8022 | 296.3705 | 0 | 0 | 0 | 0 | 0 | 183.8528 | 539.4973 | 22.5901 | 516.9073 | 23.8821 | per unit | 0.63788 | 1022.5193 | 0.005 | 226406.3269 | 0 | 0 | 0 | 834.3328 | 0 | 210393.2027 | 0 | 0 | 0 | 0 | 175498.7708 | 0 | 0 | 0 | 0 | 226406.3269 | 436799.5296 | 612298.3003 | 0 | 0 | 0 | 0 | 0 | 0 | 0 | 0 | 0 | 834.3328 | 1609.6554 | 2256.3881 | 0 | 0 | 0 | 226406.3269 | 0 | 0 | 0 | 834.3328 | 0 | 210393.2027 | 0 | 0 | 0 | 0 | 175498.7708 | 0 | 0 | 0 | 0 | 226406.3269 | 0 | 612298.3003 | 0 | 0 | 0 | 0 | 0 | 0 | 0 | 0 | 0 | 834.3328 | 1609.6554 | 2256.3881 | 0 | 0 | 0 | 3669.0867 | 87760.2401 | 3669.0867 | 143580.6741 | 5101.611 | 3406.283 | 81077.0942 | 3406.283 | 132591.1203 | 4736.2006 | 2844.1646 | 67924.497 | 2844.1646 | 111313.9538 | 3954.6139 | 162.4203 | 150.7867 | 125.9033 | 0.15805 | 0.15727 | 0.15648 | 132554.4105 | 0 | 0 | 0 | 488.4779 | 0 | 123060.0057 | 0 | 0 | 0 | 453.49 | 0 | 102752.1521 | 0 | 0 | 0 | 378.6532 | 0 | 662772.0527 | 615300.0285 | 513760.7604 | 0 | 0 | 0 | 0 | 0 | 0 | 0 | 0 | 0 | 2442.3896 | 2267.4498 | 1893.2662 | 132554.4105 | 0 | 358366.5683 | 0 | 0 | 0 | 0 | 0 | 0 | 0 | 0 | 0 | 488.4779 | 941.9679 | 1320.6211 | 0 | 0 | 0 | 1 | 1 | 1 | 1 | 1 | 1 | 1 | 40.5 | 499.8279 | 13.3414 | 40.5 | 497.1938 | 13.2764 | 40.5 | 498.9973 | 13.3209 | 226406.3269 | 0 | 0 | 0 | 834.3328 | 0 | 210393.2027 | 0 | 0 | 0 | 0 | 175498.7708 | 0 | 0 | 0 | 0 | 226406.3269 | 0 | 612298.3003 | 0 | 0 | 0 | 0 | 0 | 0 | 0 | 0 | 0 | 834.3328 | 1609.6554 | 2256.3881 | 0 | 0 | 0 | 8087.1776 | 107894.5172 | 8087.1776 | 176521.4805 | 2695.7259 | 7513.5452 | 99752.7595 | 7513.5452 | 163132.7599 | 2504.5151 | 6268.8079 | 83506.2991 | 6268.8079 | 136849.2479 | 2089.6026 | 199.6834 | 185.5196 | 154.7854 | 0.19431 | 0.19335 | 0.19239 | 162965.531 | 0 | 0 | 0 | 600.5463 | 0 | 151406.2052 | 0 | 0 | 0 | 557.9489 | 0 | 126323.3786 | 0 | 0 | 0 | 465.5159 | 0 | 814827.6552 | 757031.0258 | 631616.8929 | 0 | 0 | 0 | 0 | 0 | 0 | 0 | 0 | 0 | 3002.7316 | 2789.7445 | 2327.5793 | 162965.531 | 0 | 440695.1148 | 0 | 0 | 0 | 0 | 0 | 0 | 0 | 0 | 0 | 600.5463 | 1158.4952 | 1624.0111 | 0 | 0 | 0 | 54 | 486.3279 | 10.0061 | 54 | 483.6938 | 9.9573 | 54 | 485.4973 | 9.9907 | 226406.3269 | 0 | 0 | 0 | 834.3328 | 0 | 210393.2027 | 0 | 0 | 0 | 0 | 175498.7708 | 0 | 0 | 0 | 0 | 226406.3269 | 0 | 612298.3003 | 0 | 0 | 0 | 0 | 0 | 0 | 0 | 0 | 0 | 834.3328 | 1609.6554 | 2256.3881 | 0 | 0 | 0 | 11235.4323 | 112422.5527 | 11235.4323 | 183929.6005 | 0 | 10440.7797 | 103961.901 | 10440.7797 | 170016.2674 | 0 | 8709.1407 | 87010.3361 | 8709.1407 | 142591.6271 | 0 | 208.0636 | 193.3478 | 161.2804 | 0.20247 | 0.20146 | 0.20046 | 169804.7452 | 0 | 0 | 0 | 625.7496 | 0 | 157794.902 | 0 | 0 | 0 | 581.492 | 0 | 131624.0781 | 0 | 0 | 0 | 485.0495 | 0 | 849023.7258 | 788974.51 | 658120.3903 | 0 | 0 | 0 | 0 | 0 | 0 | 0 | 0 | 0 | 3128.7479 | 2907.4598 | 2425.2477 | 169804.7452 | 0 | 459223.7252 | 0 | 0 | 0 | 0 | 0 | 0 | 0 | 0 | 0 | 625.7496 | 1207.2416 | 1692.2911 | 0 | 0 | 0
| 637 | Business | Healthcare/Hospitals | Hot Water | Electric | 02-196 | 02-196.04 | Low Flow Fixtures | [02-196]_Business_Hot Water_Low Flow Pre-Rinse Spray Valve_ADD_Electric_per unit | 1.23 gpm | 0.98 gpm | ENGINEER | 816.1196 | 0 | 0 | 0 | 0 | 17.7157 | 54 | 5 | 0.445 | 0.29785 | 0.42861 | 0.11215 | 0.16139 | 1 | 1 | Additions on Existing | 3.4036 | 0.013233 | 4080.5979 | 0 | 0 | 0 | 15.8654 | 297.0626 | 0 | 0 | 0 | 0 | 0 | 183.8528 | 480.9154 | 18.5678 | 462.3476 | 25.9006 | 294.8675 | 0 | 0 | 0 | 0 | 0 | 183.8528 | 478.7203 | 18.5678 | 460.1525 | 25.7823 | 296.3705 | 0 | 0 | 0 | 0 | 0 | 183.8528 | 480.2232 | 18.5678 | 461.6555 | 25.8633 | per unit | 0.088181 | 239.4993 | 0.005 | 53029.9484 | 0 | 0 | 0 | 195.4213 | 0 | 49279.2796 | 0 | 0 | 0 | 0 | 41106.1426 | 0 | 0 | 0 | 0 | 53029.9484 | 102309.2281 | 143415.3707 | 0 | 0 | 0 | 0 | 0 | 0 | 0 | 0 | 0 | 195.4213 | 377.021 | 528.5018 | 0 | 0 | 0 | 53029.9484 | 0 | 0 | 0 | 195.4213 | 0 | 49279.2796 | 0 | 0 | 0 | 0 | 41106.1426 | 0 | 0 | 0 | 0 | 53029.9484 | 0 | 143415.3707 | 0 | 0 | 0 | 0 | 0 | 0 | 0 | 0 | 0 | 195.4213 | 377.021 | 528.5018 | 0 | 0 | 0 | 633.5708 | 16409.8391 | 633.5708 | 25943.514 | 1209.0221 | 587.89 | 15157.1787 | 587.89 | 23951.0236 | 1121.8508 | 491.1323 | 12702.2915 | 491.1323 | 20113.4474 | 937.2113 | 34.1221 | 31.6619 | 26.4508 | 0.14176 | 0.14106 | 0.14036 | 27847.7065 | 0 | 0 | 0 | 102.6219 | 0 | 25839.8697 | 0 | 0 | 0 | 95.2228 | 0 | 21587.0203 | 0 | 0 | 0 | 79.5506 | 0 | 139238.5326 | 129199.3484 | 107935.1017 | 0 | 0 | 0 | 0 | 0 | 0 | 0 | 0 | 0 | 513.1097 | 476.1141 | 397.753 | 27847.7065 | 0 | 75274.5965 | 0 | 0 | 0 | 0 | 0 | 0 | 0 | 0 | 0 | 102.6219 | 197.8448 | 277.3954 | 0 | 0 | 0 | 1 | 1 | 1 | 1 | 1 | 1 | 1 | 40.5 | 440.4154 | 11.8745 | 40.5 | 438.2203 | 11.8203 | 40.5 | 439.7232 | 11.8574 | 53029.9484 | 0 | 0 | 0 | 195.4213 | 0 | 49279.2796 | 0 | 0 | 0 | 0 | 41106.1426 | 0 | 0 | 0 | 0 | 53029.9484 | 0 | 143415.3707 | 0 | 0 | 0 | 0 | 0 | 0 | 0 | 0 | 0 | 195.4213 | 377.021 | 528.5018 | 0 | 0 | 0 | 1881.5792 | 22342.7258 | 1881.5792 | 35323.2482 | 627.1931 | 1748.0732 | 20662.6703 | 1748.0732 | 32650.6742 | 582.6911 | 1458.514 | 17294.1309 | 1458.514 | 27384.397 | 486.1713 | 46.4587 | 43.1623 | 36.0127 | 0.19302 | 0.19206 | 0.1911 | 37915.8911 | 0 | 0 | 0 | 139.7243 | 0 | 35225.5996 | 0 | 0 | 0 | 129.8103 | 0 | 29390.662 | 0 | 0 | 0 | 108.3079 | 0 | 189579.4555 | 176127.9981 | 146953.3101 | 0 | 0 | 0 | 0 | 0 | 0 | 0 | 0 | 0 | 698.6216 | 649.0515 | 541.5395 | 37915.8911 | 0 | 102532.1527 | 0 | 0 | 0 | 0 | 0 | 0 | 0 | 0 | 0 | 139.7243 | 269.5346 | 377.8425 | 0 | 0 | 0 | 54 | 426.9154 | 8.9058 | 54 | 424.7203 | 8.8652 | 54 | 426.2232 | 8.893 | 53029.9484 | 0 | 0 | 0 | 195.4213 | 0 | 49279.2796 | 0 | 0 | 0 | 0 | 41106.1426 | 0 | 0 | 0 | 0 | 53029.9484 | 0 | 143415.3707 | 0 | 0 | 0 | 0 | 0 | 0 | 0 | 0 | 0 | 195.4213 | 377.021 | 528.5018 | 0 | 0 | 0 | 2631.6155 | 23436.7483 | 2631.6155 | 37052.8684 | 0 | 2445.4882 | 21679.7199 | 2445.4882 | 34257.7924 | 0 | 2039.8956 | 18140.8387 | 2039.8956 | 28725.1167 | 0 | 48.7336 | 45.2868 | 37.7758 | 0.20247 | 0.20146 | 0.20046 | 39772.4613 | 0 | 0 | 0 | 146.566 | 0 | 36959.4597 | 0 | 0 | 0 | 136.1998 | 0 | 30829.607 | 0 | 0 | 0 | 113.6106 | 0 | 198862.3066 | 184797.2985 | 154148.0348 | 0 | 0 | 0 | 0 | 0 | 0 | 0 | 0 | 0 | 732.83 | 680.9988 | 568.0528 | 39772.4613 | 0 | 107561.528 | 0 | 0 | 0 | 0 | 0 | 0 | 0 | 0 | 0 | 146.566 | 282.7658 | 396.3763 | 0 | 0 | 0
| 638 | Business | Campus/Education | Hot Water | Electric | 02-196 | 02-196.05 | Low Flow Fixtures | [02-196]_Business_Hot Water_Low Flow Pre-Rinse Spray Valve_ADD_Electric_per unit | 1.23 gpm | 0.98 gpm | ENGINEER | 816.1196 | 0 | 0 | 0 | 0 | 17.7157 | 54 | 5 | 0.445 | 0.29785 | 0.42861 | 0.11215 | 0.16139 | 1 | 1 | Additions on Existing | 3.4036 | 0.013233 | 4080.5979 | 0 | 0 | 0 | 15.8654 | 297.0626 | 0 | 0 | 0 | 0 | 0 | 183.8528 | 480.9154 | 18.5678 | 462.3476 | 25.9006 | 294.8675 | 0 | 0 | 0 | 0 | 0 | 183.8528 | 478.7203 | 18.5678 | 460.1525 | 25.7823 | 296.3705 | 0 | 0 | 0 | 0 | 0 | 183.8528 | 480.2232 | 18.5678 | 461.6555 | 25.8633 | per unit | 0.49158 | 1116.372 | 0.005 | 247187.202 | 0 | 0 | 0 | 910.9126 | 0 | 229704.3011 | 0 | 0 | 0 | 0 | 191607.0575 | 0 | 0 | 0 | 0 | 247187.202 | 476891.5032 | 668498.5607 | 0 | 0 | 0 | 0 | 0 | 0 | 0 | 0 | 0 | 910.9126 | 1757.3988 | 2463.4924 | 0 | 0 | 0 | 247187.202 | 0 | 0 | 0 | 910.9126 | 0 | 229704.3011 | 0 | 0 | 0 | 0 | 191607.0575 | 0 | 0 | 0 | 0 | 247187.202 | 0 | 668498.5607 | 0 | 0 | 0 | 0 | 0 | 0 | 0 | 0 | 0 | 910.9126 | 1757.3988 | 2463.4924 | 0 | 0 | 0 | 2954.5743 | 76525.1252 | 2954.5743 | 121171.258 | 5638.1153 | 2741.5602 | 70683.8321 | 2741.5602 | 111865.4039 | 5231.6277 | 2290.3303 | 59235.4574 | 2290.3303 | 93941.4597 | 4370.5608 | 159.1239 | 147.6516 | 123.3498 | 0.14183 | 0.14112 | 0.14042 | 129864.1151 | 0 | 0 | 0 | 478.5639 | 0 | 120501.3839 | 0 | 0 | 0 | 444.0612 | 0 | 100668.2162 | 0 | 0 | 0 | 370.9737 | 0 | 649320.5753 | 602506.9196 | 503341.0811 | 0 | 0 | 0 | 0 | 0 | 0 | 0 | 0 | 0 | 2392.8194 | 2220.3058 | 1854.8685 | 129864.1151 | 0 | 351033.7152 | 0 | 0 | 0 | 0 | 0 | 0 | 0 | 0 | 0 | 478.5639 | 922.625 | 1293.5987 | 0 | 0 | 0 | 1 | 1 | 1 | 1 | 1 | 1 | 1 | 40.5 | 440.4154 | 11.8745 | 40.5 | 438.2203 | 11.8203 | 40.5 | 439.7232 | 11.8574 | 247187.202 | 0 | 0 | 0 | 910.9126 | 0 | 229704.3011 | 0 | 0 | 0 | 0 | 191607.0575 | 0 | 0 | 0 | 0 | 247187.202 | 0 | 668498.5607 | 0 | 0 | 0 | 0 | 0 | 0 | 0 | 0 | 0 | 910.9126 | 1757.3988 | 2463.4924 | 0 | 0 | 0 | 8771.2059 | 104153.2844 | 8771.2059 | 164918.1817 | 2923.7353 | 8148.8582 | 96321.5778 | 8148.8582 | 152440.125 | 2716.2861 | 6799.037 | 80618.6549 | 6799.037 | 127853.0538 | 2266.3457 | 216.573 | 201.2064 | 167.8775 | 0.19303 | 0.19207 | 0.19112 | 176749.4543 | 0 | 0 | 0 | 651.3416 | 0 | 164208.4629 | 0 | 0 | 0 | 605.1267 | 0 | 137008.0783 | 0 | 0 | 0 | 504.8902 | 0 | 883747.2714 | 821042.3144 | 685040.3916 | 0 | 0 | 0 | 0 | 0 | 0 | 0 | 0 | 0 | 3256.7081 | 3025.6333 | 2524.4509 | 176749.4543 | 0 | 477965.9955 | 0 | 0 | 0 | 0 | 0 | 0 | 0 | 0 | 0 | 651.3416 | 1256.4683 | 1761.3585 | 0 | 0 | 0 | 54 | 426.9154 | 8.9058 | 54 | 424.7203 | 8.8652 | 54 | 426.2232 | 8.893 | 247187.202 | 0 | 0 | 0 | 910.9126 | 0 | 229704.3011 | 0 | 0 | 0 | 0 | 191607.0575 | 0 | 0 | 0 | 0 | 247187.202 | 0 | 668498.5607 | 0 | 0 | 0 | 0 | 0 | 0 | 0 | 0 | 0 | 910.9126 | 1757.3988 | 2463.4924 | 0 | 0 | 0 | 12266.6849 | 109245.142 | 12266.6849 | 172980.7204 | 0 | 11399.0945 | 101055.1481 | 11399.0945 | 159931.5518 | 0 | 9508.5157 | 84559.4478 | 9508.5157 | 134102.7537 | 0 | 227.1608 | 211.0943 | 176.0836 | 0.20247 | 0.20146 | 0.20046 | 185390.4015 | 0 | 0 | 0 | 683.1845 | 0 | 172278.2259 | 0 | 0 | 0 | 634.8646 | 0 | 143705.2932 | 0 | 0 | 0 | 529.5702 | 0 | 926952.0076 | 861391.1293 | 718526.4658 | 0 | 0 | 0 | 0 | 0 | 0 | 0 | 0 | 0 | 3415.9224 | 3174.3232 | 2647.8509 | 185390.4015 | 0 | 501373.9205 | 0 | 0 | 0 | 0 | 0 | 0 | 0 | 0 | 0 | 683.1845 | 1318.0491 | 1847.6193 | 0 | 0 | 0
| 639 | Business | Warehouse | Hot Water | Electric | 02-196 | 02-196.06 | Low Flow Fixtures | [02-196]_Business_Hot Water_Low Flow Pre-Rinse Spray Valve_ADD_Electric_per unit | 1.23 gpm | 0.98 gpm | ENGINEER | 816.1196 | 0 | 0 | 0 | 0 | 17.7157 | 54 | 5 | 0.445 | 0.29785 | 0.42861 | 0.11215 | 0.16139 | 1 | 1 | Additions on Existing | 3.4036 | 0.013233 | 4080.5979 | 0 | 0 | 0 | 15.8654 | 297.0626 | 0 | 0 | 0 | 0 | 0 | 183.8528 | 480.9154 | 22.5901 | 458.3253 | 21.2888 | 294.8675 | 0 | 0 | 0 | 0 | 0 | 183.8528 | 478.7203 | 22.5901 | 456.1302 | 21.1916 | 296.3705 | 0 | 0 | 0 | 0 | 0 | 183.8528 | 480.2232 | 22.5901 | 457.6332 | 21.2582 | per unit | 0.0027004 | 0 | 0.005 | 0 | 0 | 0 | 0 | 0 | 0 | 0 | 0 | 0 | 0 | 0 | 0 | 0 | 0 | 0 | 0 | 0 | 0 | 0 | 0 | 0 | 0 | 0 | 0 | 0 | 0 | 0 | 0 | 0 | 0 | 0 | 0 | 0 | 0 | 0 | 0 | 0 | 0 | 0 | 0 | 0 | 0 | 0 | 0 | 0 | 0 | 0 | 0 | 0 | 0 | 0 | 0 | 0 | 0 | 0 | 0 | 0 | 0 | 0 | 0 | 0 | 0 | 0 | 0 | 0 | 0 | 0 | 0 | 0 | 0 | 0 | 0 | 0 | 0 | 0 | 0 | 0 | 0 | 0 | 0 | 0 | 0 | 0 | 0 | 0 | 0 | #NUM! | #NUM! | #NUM! | 0 | 0 | 0 | 0 | 0 | 0 | 0 | 0 | 0 | 0 | 0 | 0 | 0 | 0 | 0 | 0 | 0 | 0 | 0 | 0 | 0 | 0 | 0 | 0 | 0 | 0 | 0 | 0 | 0 | 0 | 0 | 0 | 0 | 0 | 0 | 0 | 0 | 0 | 0 | 0 | 0 | 0 | 0 | 0 | 0 | 0 | 0 | 0 | 0 | 0 | 0 | 1 | 1 | 1 | 1 | 1 | 1 | 1 | 40.5 | 440.4154 | 11.8745 | 40.5 | 438.2203 | 11.8203 | 40.5 | 439.7232 | 11.8574 | 0 | 0 | 0 | 0 | 0 | 0 | 0 | 0 | 0 | 0 | 0 | 0 | 0 | 0 | 0 | 0 | 0 | 0 | 0 | 0 | 0 | 0 | 0 | 0 | 0 | 0 | 0 | 0 | 0 | 0 | 0 | 0 | 0 | 0 | 0 | 0 | 0 | 0 | 0 | 0 | 0 | 0 | 0 | 0 | 0 | 0 | 0 | 0 | 0 | 0 | 0 | 0 | #NUM! | #NUM! | #NUM! | 0 | 0 | 0 | 0 | 0 | 0 | 0 | 0 | 0 | 0 | 0 | 0 | 0 | 0 | 0 | 0 | 0 | 0 | 0 | 0 | 0 | 0 | 0 | 0 | 0 | 0 | 0 | 0 | 0 | 0 | 0 | 0 | 0 | 0 | 0 | 0 | 0 | 0 | 0 | 0 | 0 | 0 | 0 | 0 | 0 | 0 | 0 | 0 | 0 | 0 | 0 | 54 | 426.9154 | 8.9058 | 54 | 424.7203 | 8.8652 | 54 | 426.2232 | 8.893 | 0 | 0 | 0 | 0 | 0 | 0 | 0 | 0 | 0 | 0 | 0 | 0 | 0 | 0 | 0 | 0 | 0 | 0 | 0 | 0 | 0 | 0 | 0 | 0 | 0 | 0 | 0 | 0 | 0 | 0 | 0 | 0 | 0 | 0 | 0 | 0 | 0 | 0 | 0 | 0 | 0 | 0 | 0 | 0 | 0 | 0 | 0 | 0 | 0 | 0 | 0 | 0 | #NUM! | #NUM! | #NUM! | 0 | 0 | 0 | 0 | 0 | 0 | 0 | 0 | 0 | 0 | 0 | 0 | 0 | 0 | 0 | 0 | 0 | 0 | 0 | 0 | 0 | 0 | 0 | 0 | 0 | 0 | 0 | 0 | 0 | 0 | 0 | 0 | 0 | 0 | 0 | 0 | 0 | 0 | 0 | 0 | 0 | 0 | 0 | 0 | 0 | 0 | 0 | 0 | 0 | 0 | 0
| 640 | Business | Lodging | Hot Water | Electric | 02-196 | 02-196.07 | Low Flow Fixtures | [02-196]_Business_Hot Water_Low Flow Pre-Rinse Spray Valve_ADD_Electric_per unit | 1.23 gpm | 0.98 gpm | ENGINEER | 816.1196 | 0 | 0 | 0 | 0 | 17.7157 | 54 | 5 | 0.445 | 0.29785 | 0.42861 | 0.11215 | 0.16139 | 1 | 1 | Additions on Existing | 3.4036 | 0.013233 | 4080.5979 | 0 | 0 | 0 | 15.8654 | 297.0626 | 0 | 0 | 0 | 0 | 0 | 183.8528 | 480.9154 | 18.5678 | 462.3476 | 25.9006 | 294.8675 | 0 | 0 | 0 | 0 | 0 | 183.8528 | 478.7203 | 18.5678 | 460.1525 | 25.7823 | 296.3705 | 0 | 0 | 0 | 0 | 0 | 183.8528 | 480.2232 | 18.5678 | 461.6555 | 25.8633 | per unit | 0.15773 | 452.2076 | 0.005 | 100127.8435 | 0 | 0 | 0 | 368.9824 | 0 | 93046.0644 | 0 | 0 | 0 | 0 | 77614.0566 | 0 | 0 | 0 | 0 | 100127.8435 | 193173.908 | 270787.9645 | 0 | 0 | 0 | 0 | 0 | 0 | 0 | 0 | 0 | 368.9824 | 711.8676 | 997.8841 | 0 | 0 | 0 | 100127.8435 | 0 | 0 | 0 | 368.9824 | 0 | 93046.0644 | 0 | 0 | 0 | 0 | 77614.0566 | 0 | 0 | 0 | 0 | 100127.8435 | 0 | 270787.9645 | 0 | 0 | 0 | 0 | 0 | 0 | 0 | 0 | 0 | 368.9824 | 711.8676 | 997.8841 | 0 | 0 | 0 | 1426.4852 | 36946.7644 | 1426.4852 | 58588.4578 | 2722.114 | 1324.3957 | 34146.0173 | 1324.3957 | 54119.6294 | 2527.3 | 1105.7668 | 28598.7577 | 1105.7668 | 45421.6429 | 2110.0978 | 76.8259 | 71.3277 | 59.553 | 0.16905 | 0.1682 | 0.16737 | 62699.1312 | 0 | 0 | 0 | 231.0534 | 0 | 58211.9308 | 0 | 0 | 0 | 214.5175 | 0 | 48602.4089 | 0 | 0 | 0 | 179.1053 | 0 | 313495.6562 | 291059.6539 | 243012.0447 | 0 | 0 | 0 | 0 | 0 | 0 | 0 | 0 | 0 | 1155.2668 | 1072.5876 | 895.5267 | 62699.1312 | 0 | 169513.471 | 0 | 0 | 0 | 0 | 0 | 0 | 0 | 0 | 0 | 231.0534 | 445.5709 | 624.6762 | 0 | 0 | 0 | 1 | 1 | 1 | 1 | 1 | 1 | 1 | 40.5 | 440.4154 | 11.8745 | 40.5 | 438.2203 | 11.8203 | 40.5 | 439.7232 | 11.8574 | 100127.8435 | 0 | 0 | 0 | 368.9824 | 0 | 93046.0644 | 0 | 0 | 0 | 0 | 77614.0566 | 0 | 0 | 0 | 0 | 100127.8435 | 0 | 270787.9645 | 0 | 0 | 0 | 0 | 0 | 0 | 0 | 0 | 0 | 368.9824 | 711.8676 | 997.8841 | 0 | 0 | 0 | 3837.9168 | 45573.1673 | 3837.9168 | 72267.8055 | 1279.3056 | 3565.8383 | 42149.1164 | 3565.8383 | 66804.1177 | 1188.6128 | 2974.9724 | 35275.3301 | 2974.9724 | 56025.631 | 991.6575 | 94.7634 | 88.0454 | 73.4561 | 0.20851 | 0.20748 | 0.20645 | 77338.2471 | 0 | 0 | 0 | 285.0001 | 0 | 71855.5673 | 0 | 0 | 0 | 264.7958 | 0 | 59948.9683 | 0 | 0 | 0 | 220.9187 | 0 | 386691.2353 | 359277.8365 | 299744.8416 | 0 | 0 | 0 | 0 | 0 | 0 | 0 | 0 | 0 | 1425.0007 | 1323.9792 | 1104.5935 | 77338.2471 | 0 | 209142.7827 | 0 | 0 | 0 | 0 | 0 | 0 | 0 | 0 | 0 | 285.0001 | 549.796 | 770.7147 | 0 | 0 | 0 | 54 | 426.9154 | 8.9058 | 54 | 424.7203 | 8.8652 | 54 | 426.2232 | 8.893 | 100127.8435 | 0 | 0 | 0 | 368.9824 | 0 | 93046.0644 | 0 | 0 | 0 | 0 | 77614.0566 | 0 | 0 | 0 | 0 | 100127.8435 | 0 | 270787.9645 | 0 | 0 | 0 | 0 | 0 | 0 | 0 | 0 | 0 | 368.9824 | 711.8676 | 997.8841 | 0 | 0 | 0 | 5300.1091 | 47201.928 | 5300.1091 | 74850.6184 | 0 | 4925.2464 | 43663.2489 | 4925.2464 | 69203.9375 | 0 | 4108.3774 | 36535.8944 | 4108.3774 | 58027.7074 | 0 | 98.1502 | 91.2083 | 76.0811 | 0.21597 | 0.21489 | 0.21382 | 80102.2748 | 0 | 0 | 0 | 295.1859 | 0 | 74436.8515 | 0 | 0 | 0 | 274.3082 | 0 | 62091.2452 | 0 | 0 | 0 | 228.8132 | 0 | 400511.3742 | 372184.2577 | 310456.2262 | 0 | 0 | 0 | 0 | 0 | 0 | 0 | 0 | 0 | 1475.9295 | 1371.5409 | 1144.0661 | 80102.2748 | 0 | 216630.3716 | 0 | 0 | 0 | 0 | 0 | 0 | 0 | 0 | 0 | 295.1859 | 569.4941 | 798.3073 | 0 | 0 | 0
| 641 | Business | Other Commercial | Hot Water | Electric | 02-196 | 02-196.08 | Low Flow Fixtures | [02-196]_Business_Hot Water_Low Flow Pre-Rinse Spray Valve_ADD_Electric_per unit | 1.23 gpm | 0.98 gpm | ENGINEER | 816.1196 | 0 | 0 | 0 | 0 | 17.7157 | 54 | 5 | 0.445 | 0.29785 | 0.42861 | 0.11215 | 0.16139 | 1 | 1 | Additions on Existing | 3.4036 | 0.013233 | 4080.5979 | 0 | 0 | 0 | 15.8654 | 297.0626 | 0 | 0 | 0 | 0 | 0 | 183.8528 | 480.9154 | 22.5901 | 458.3253 | 21.2888 | 294.8675 | 0 | 0 | 0 | 0 | 0 | 183.8528 | 478.7203 | 22.5901 | 456.1302 | 21.1916 | 296.3705 | 0 | 0 | 0 | 0 | 0 | 183.8528 | 480.2232 | 22.5901 | 457.6332 | 21.2582 | per unit | 0.22736 | 0 | 0.005 | 0 | 0 | 0 | 0 | 0 | 0 | 0 | 0 | 0 | 0 | 0 | 0 | 0 | 0 | 0 | 0 | 0 | 0 | 0 | 0 | 0 | 0 | 0 | 0 | 0 | 0 | 0 | 0 | 0 | 0 | 0 | 0 | 0 | 0 | 0 | 0 | 0 | 0 | 0 | 0 | 0 | 0 | 0 | 0 | 0 | 0 | 0 | 0 | 0 | 0 | 0 | 0 | 0 | 0 | 0 | 0 | 0 | 0 | 0 | 0 | 0 | 0 | 0 | 0 | 0 | 0 | 0 | 0 | 0 | 0 | 0 | 0 | 0 | 0 | 0 | 0 | 0 | 0 | 0 | 0 | 0 | 0 | 0 | 0 | 0 | 0 | #NUM! | #NUM! | #NUM! | 0 | 0 | 0 | 0 | 0 | 0 | 0 | 0 | 0 | 0 | 0 | 0 | 0 | 0 | 0 | 0 | 0 | 0 | 0 | 0 | 0 | 0 | 0 | 0 | 0 | 0 | 0 | 0 | 0 | 0 | 0 | 0 | 0 | 0 | 0 | 0 | 0 | 0 | 0 | 0 | 0 | 0 | 0 | 0 | 0 | 0 | 0 | 0 | 0 | 0 | 0 | 1 | 1 | 1 | 1 | 1 | 1 | 1 | 40.5 | 440.4154 | 11.8745 | 40.5 | 438.2203 | 11.8203 | 40.5 | 439.7232 | 11.8574 | 0 | 0 | 0 | 0 | 0 | 0 | 0 | 0 | 0 | 0 | 0 | 0 | 0 | 0 | 0 | 0 | 0 | 0 | 0 | 0 | 0 | 0 | 0 | 0 | 0 | 0 | 0 | 0 | 0 | 0 | 0 | 0 | 0 | 0 | 0 | 0 | 0 | 0 | 0 | 0 | 0 | 0 | 0 | 0 | 0 | 0 | 0 | 0 | 0 | 0 | 0 | 0 | #NUM! | #NUM! | #NUM! | 0 | 0 | 0 | 0 | 0 | 0 | 0 | 0 | 0 | 0 | 0 | 0 | 0 | 0 | 0 | 0 | 0 | 0 | 0 | 0 | 0 | 0 | 0 | 0 | 0 | 0 | 0 | 0 | 0 | 0 | 0 | 0 | 0 | 0 | 0 | 0 | 0 | 0 | 0 | 0 | 0 | 0 | 0 | 0 | 0 | 0 | 0 | 0 | 0 | 0 | 0 | 54 | 426.9154 | 8.9058 | 54 | 424.7203 | 8.8652 | 54 | 426.2232 | 8.893 | 0 | 0 | 0 | 0 | 0 | 0 | 0 | 0 | 0 | 0 | 0 | 0 | 0 | 0 | 0 | 0 | 0 | 0 | 0 | 0 | 0 | 0 | 0 | 0 | 0 | 0 | 0 | 0 | 0 | 0 | 0 | 0 | 0 | 0 | 0 | 0 | 0 | 0 | 0 | 0 | 0 | 0 | 0 | 0 | 0 | 0 | 0 | 0 | 0 | 0 | 0 | 0 | #NUM! | #NUM! | #NUM! | 0 | 0 | 0 | 0 | 0 | 0 | 0 | 0 | 0 | 0 | 0 | 0 | 0 | 0 | 0 | 0 | 0 | 0 | 0 | 0 | 0 | 0 | 0 | 0 | 0 | 0 | 0 | 0 | 0 | 0 | 0 | 0 | 0 | 0 | 0 | 0 | 0 | 0 | 0 | 0 | 0 | 0 | 0 | 0 | 0 | 0 | 0 | 0 | 0 | 0 | 0
| 642 | Business | Food Sales | Hot Water | Electric | 02-196 | 02-196.09 | Low Flow Fixtures | [02-196]_Business_Hot Water_Low Flow Pre-Rinse Spray Valve_ADD_Electric_per unit | 1.23 gpm | 0.98 gpm | ENGINEER | 408.0598 | 0 | 0 | 0 | 0 | 8.8579 | 54 | 5 | 0.445 | 0.29785 | 0.42861 | 0.11215 | 0.16139 | 1 | 1 | Additions on Existing | 6.8073 | 0.026467 | 2040.2989 | 0 | 0 | 0 | 7.9327 | 148.5313 | 0 | 0 | 0 | 0 | 0 | 91.9264 | 240.4577 | 18.5678 | 221.8899 | 12.9503 | 147.4338 | 0 | 0 | 0 | 0 | 0 | 91.9264 | 239.3602 | 18.5678 | 220.7924 | 12.8912 | 148.1852 | 0 | 0 | 0 | 0 | 0 | 91.9264 | 240.1116 | 18.5678 | 221.5439 | 12.9316 | per unit | 0.30137 | 541.2608 | 0.005 | 59923.0057 | 0 | 0 | 0 | 220.823 | 0 | 55684.8091 | 0 | 0 | 0 | 0 | 46449.2931 | 0 | 0 | 0 | 0 | 59923.0057 | 115607.8148 | 162057.108 | 0 | 0 | 0 | 0 | 0 | 0 | 0 | 0 | 0 | 220.823 | 426.0278 | 597.1987 | 0 | 0 | 0 | 59923.0057 | 0 | 0 | 0 | 220.823 | 0 | 55684.8091 | 0 | 0 | 0 | 0 | 46449.2931 | 0 | 0 | 0 | 0 | 59923.0057 | 0 | 162057.108 | 0 | 0 | 0 | 0 | 0 | 0 | 0 | 0 | 0 | 220.823 | 426.0278 | 597.1987 | 0 | 0 | 0 | 1069.9846 | 13856.6 | 1069.9846 | 21964.8269 | 2041.8159 | 991.3883 | 12780.1547 | 991.3883 | 20248.2076 | 1891.8332 | 829.488 | 10726.6407 | 829.488 | 17030.0078 | 1582.8842 | 57.6259 | 53.393 | 44.6736 | 0.10594 | 0.10541 | 0.10488 | 23514.8272 | 0 | 0 | 0 | 86.6548 | 0 | 21787.533 | 0 | 0 | 0 | 80.2895 | 0 | 18229.4833 | 0 | 0 | 0 | 67.1777 | 0 | 117574.1358 | 108937.6648 | 91147.4166 | 0 | 0 | 0 | 0 | 0 | 0 | 0 | 0 | 0 | 433.2739 | 401.4475 | 335.8885 | 23514.8272 | 0 | 63531.8434 | 0 | 0 | 0 | 0 | 0 | 0 | 0 | 0 | 0 | 86.6548 | 166.9443 | 234.122 | 0 | 0 | 0 | 1 | 1 | 1 | 1 | 1 | 1 | 1 | 40.5 | 199.9577 | 5.9372 | 40.5 | 198.8602 | 5.9101 | 40.5 | 199.6116 | 5.9287 | 59923.0057 | 0 | 0 | 0 | 220.823 | 0 | 55684.8091 | 0 | 0 | 0 | 0 | 46449.2931 | 0 | 0 | 0 | 0 | 59923.0057 | 0 | 162057.108 | 0 | 0 | 0 | 0 | 0 | 0 | 0 | 0 | 0 | 220.823 | 426.0278 | 597.1987 | 0 | 0 | 0 | 4055.3397 | 24077.4731 | 4055.3397 | 38166.4716 | 1351.7799 | 3766.6991 | 22261.671 | 3766.6991 | 35270.2255 | 1255.5664 | 3143.5371 | 18637.0315 | 3143.5371 | 29588.8342 | 1047.8457 | 100.1318 | 93.0049 | 77.6182 | 0.18408 | 0.18316 | 0.18225 | 40859.7794 | 0 | 0 | 0 | 150.5729 | 0 | 37951.5666 | 0 | 0 | 0 | 139.8558 | 0 | 31672.8662 | 0 | 0 | 0 | 116.7181 | 0 | 204298.897 | 189757.8329 | 158364.331 | 0 | 0 | 0 | 0 | 0 | 0 | 0 | 0 | 0 | 752.8644 | 699.279 | 583.5904 | 40859.7794 | 0 | 110484.2122 | 0 | 0 | 0 | 0 | 0 | 0 | 0 | 0 | 0 | 150.5729 | 290.4287 | 407.1468 | 0 | 0 | 0 | 54 | 186.4577 | 4.4529 | 54 | 185.3602 | 4.4326 | 54 | 186.1116 | 4.4465 | 59923.0057 | 0 | 0 | 0 | 220.823 | 0 | 55684.8091 | 0 | 0 | 0 | 0 | 46449.2931 | 0 | 0 | 0 | 0 | 59923.0057 | 0 | 162057.108 | 0 | 0 | 0 | 0 | 0 | 0 | 0 | 0 | 0 | 220.823 | 426.0278 | 597.1987 | 0 | 0 | 0 | 5947.368 | 26483.1561 | 5947.368 | 41979.8467 | 0 | 5526.7263 | 24497.7417 | 5526.7263 | 38812.9388 | 0 | 4610.0999 | 20498.8617 | 4610.0999 | 32544.7441 | 0 | 110.1364 | 102.3468 | 85.3722 | 0.20247 | 0.20146 | 0.20046 | 44942.2543 | 0 | 0 | 0 | 165.6173 | 0 | 41763.6068 | 0 | 0 | 0 | 153.9036 | 0 | 34836.9699 | 0 | 0 | 0 | 128.3782 | 0 | 224711.2715 | 208818.0341 | 174184.8493 | 0 | 0 | 0 | 0 | 0 | 0 | 0 | 0 | 0 | 828.0863 | 769.5179 | 641.8908 | 44942.2543 | 0 | 121542.831 | 0 | 0 | 0 | 0 | 0 | 0 | 0 | 0 | 0 | 165.6173 | 319.5209 | 447.899 | 0 | 0 | 0
| 643 | Business | Manufacturing/Industrial | Hot Water | Electric | 02-196 | 02-196.10 | Low Flow Fixtures | [02-196]_Business_Hot Water_Low Flow Pre-Rinse Spray Valve_ADD_Electric_per unit | 1.23 gpm | 0.98 gpm | ENGINEER | 816.1196 | 0 | 0 | 0 | 0 | 17.7157 | 54 | 5 | 0.445 | 0.29785 | 0.42861 | 0.11215 | 0.16139 | 1 | 1 | Additions on Existing | 3.4036 | 0.013233 | 4080.5979 | 0 | 0 | 0 | 15.8654 | 297.0626 | 0 | 0 | 0 | 0 | 0 | 183.8528 | 480.9154 | 18.5678 | 462.3476 | 25.9006 | 294.8675 | 0 | 0 | 0 | 0 | 0 | 183.8528 | 478.7203 | 18.5678 | 460.1525 | 25.7823 | 296.3705 | 0 | 0 | 0 | 0 | 0 | 183.8528 | 480.2232 | 18.5678 | 461.6555 | 25.8633 | per unit | 0.0073244 | 30.3451 | 0.005 | 6719.0207 | 0 | 0 | 0 | 24.7603 | 0 | 6243.802 | 0 | 0 | 0 | 0 | 5208.2461 | 0 | 0 | 0 | 0 | 6719.0207 | 12962.8227 | 18171.0689 | 0 | 0 | 0 | 0 | 0 | 0 | 0 | 0 | 0 | 24.7603 | 47.7695 | 66.9624 | 0 | 0 | 0 | 6719.0207 | 0 | 0 | 0 | 24.7603 | 0 | 6243.802 | 0 | 0 | 0 | 0 | 5208.2461 | 0 | 0 | 0 | 0 | 6719.0207 | 0 | 18171.0689 | 0 | 0 | 0 | 0 | 0 | 0 | 0 | 0 | 0 | 24.7603 | 47.7695 | 66.9624 | 0 | 0 | 0 | 95.6553 | 2477.525 | 95.6553 | 3913.1032 | 182.5358 | 88.8096 | 2289.7192 | 88.8096 | 3614.6596 | 169.4724 | 74.149 | 1917.7363 | 74.149 | 3033.6962 | 141.496 | 5.1517 | 4.783 | 3.9934 | 0.16893 | 0.16808 | 0.16725 | 4204.3916 | 0 | 0 | 0 | 15.4937 | 0 | 3903.5 | 0 | 0 | 0 | 14.3848 | 0 | 3259.1137 | 0 | 0 | 0 | 12.0102 | 0 | 21021.9579 | 19517.4998 | 16295.5686 | 0 | 0 | 0 | 0 | 0 | 0 | 0 | 0 | 0 | 77.4683 | 71.9242 | 60.051 | 4204.3916 | 0 | 11367.0053 | 0 | 0 | 0 | 0 | 0 | 0 | 0 | 0 | 0 | 15.4937 | 29.8785 | 41.8887 | 0 | 0 | 0 | 1 | 1 | 1 | 1 | 1 | 1 | 1 | 40.5 | 440.4154 | 11.8745 | 40.5 | 438.2203 | 11.8203 | 40.5 | 439.7232 | 11.8574 | 6719.0207 | 0 | 0 | 0 | 24.7603 | 0 | 6243.802 | 0 | 0 | 0 | 0 | 5208.2461 | 0 | 0 | 0 | 0 | 6719.0207 | 0 | 18171.0689 | 0 | 0 | 0 | 0 | 0 | 0 | 0 | 0 | 0 | 24.7603 | 47.7695 | 66.9624 | 0 | 0 | 0 | 257.5054 | 3057.736 | 257.5054 | 4829.512 | 85.8351 | 239.2502 | 2827.9986 | 239.2502 | 4464.4129 | 79.7501 | 199.6061 | 2366.8017 | 199.6061 | 3744.0797 | 66.5354 | 6.3582 | 5.9074 | 4.9285 | 0.20849 | 0.20745 | 0.20642 | 5189.0171 | 0 | 0 | 0 | 19.1221 | 0 | 4821.1554 | 0 | 0 | 0 | 17.7665 | 0 | 4022.2819 | 0 | 0 | 0 | 14.8226 | 0 | 25945.0856 | 24105.7772 | 20111.4096 | 0 | 0 | 0 | 0 | 0 | 0 | 0 | 0 | 0 | 95.6106 | 88.8325 | 74.1128 | 5189.0171 | 0 | 14032.4545 | 0 | 0 | 0 | 0 | 0 | 0 | 0 | 0 | 0 | 19.1221 | 36.8886 | 51.7112 | 0 | 0 | 0 | 54 | 426.9154 | 8.9058 | 54 | 424.7203 | 8.8652 | 54 | 426.2232 | 8.893 | 6719.0207 | 0 | 0 | 0 | 24.7603 | 0 | 6243.802 | 0 | 0 | 0 | 0 | 5208.2461 | 0 | 0 | 0 | 0 | 6719.0207 | 0 | 18171.0689 | 0 | 0 | 0 | 0 | 0 | 0 | 0 | 0 | 0 | 24.7603 | 47.7695 | 66.9624 | 0 | 0 | 0 | 355.6607 | 3167.4579 | 355.6607 | 5002.8112 | 0 | 330.5058 | 2929.9969 | 330.5058 | 4625.4324 | 0 | 275.6903 | 2451.7199 | 275.6903 | 3878.4131 | 0 | 6.5863 | 6.1205 | 5.1054 | 0.21597 | 0.21489 | 0.21382 | 5375.2166 | 0 | 0 | 0 | 19.8083 | 0 | 4995.0416 | 0 | 0 | 0 | 18.4073 | 0 | 4166.5969 | 0 | 0 | 0 | 15.3544 | 0 | 26876.0828 | 24975.2081 | 20832.9845 | 0 | 0 | 0 | 0 | 0 | 0 | 0 | 0 | 0 | 99.0414 | 92.0365 | 76.7719 | 5375.2166 | 0 | 14536.8551 | 0 | 0 | 0 | 0 | 0 | 0 | 0 | 0 | 0 | 19.8083 | 38.2156 | 53.5699 | 0 | 0 | 0
| 644 | Business | Office | Hot Water | Gas | 02-341 | 02-341.01 | Low Flow Fixtures | [02-341]_Business_Hot Water_Low Flow Pre-Rinse Spray Valve_ADD_Gas_per unit | 1.23 gpm | 0.98 gpm | ENGINEER | 0 | 3.4138 | 0 | 0 | 0 | 17.7157 | 54 | 5 | 0.445 | 0.29785 | 0.42861 | 0.11215 | 0.16139 | 1 | 1 | Additions on Existing | 2.9986 | #NUM! | 0 | 18.0086 | 0 | 0 | 18.0086 | 0 | 123.4117 | 0 | 0 | 0 | 3.6017 | 183.8528 | 310.8662 | 19.8668 | 290.9993 | 15.6475 | 0 | 124.7294 | 0 | 0 | 0 | 3.6017 | 183.8528 | 312.1839 | 19.8668 | 292.3171 | 15.7138 | 0 | 126.483 | 0 | 0 | 0 | 3.6017 | 183.8528 | 313.9375 | 19.8668 | 294.0707 | 15.8021 | per unit | 0.008685 | 213.3902 | 0.005 | 0 | 197.6385 | 0 | 0 | 197.6385 | 0 | 0 | 183.66 | 0 | 0 | 0 | 0 | 153.1994 | 0 | 0 | 0 | 0 | 0 | 0 | 197.6385 | 381.2985 | 534.4979 | 0 | 0 | 0 | 0 | 0 | 0 | 197.6385 | 381.2985 | 534.4979 | 0 | 0 | 0 | 0 | 197.6385 | 0 | 0 | 197.6385 | 0 | 0 | 183.66 | 0 | 0 | 0 | 0 | 153.1994 | 0 | 0 | 0 | 0 | 0 | 0 | 197.6385 | 381.2985 | 534.4979 | 0 | 0 | 0 | 0 | 0 | 0 | 197.6385 | 381.2985 | 534.4979 | 0 | 0 | 0 | 574.7888 | 8994.0097 | 574.7888 | 8645.2397 | 987.5444 | 534.3978 | 8397.4378 | 534.3978 | 8047.3251 | 918.1487 | 446.1629 | 7050.3101 | 446.1629 | 6734.452 | 766.5523 | 28.9321 | 26.899 | 22.4577 | 0.13491 | 0.13424 | 0.13357 | 0 | 98.7674 | 0 | 0 | 98.7674 | 0 | 0 | 91.8269 | 0 | 0 | 91.8269 | 0 | 0 | 76.6653 | 0 | 0 | 76.6653 | 0 | 0 | 0 | 0 | 493.8371 | 459.1347 | 383.3265 | 0 | 0 | 0 | 0 | 0 | 0 | 493.8371 | 459.1347 | 383.3265 | 0 | 0 | 0 | 98.7674 | 190.5944 | 267.2597 | 0 | 0 | 0 | 0 | 0 | 0 | 98.7674 | 190.5944 | 267.2597 | 0 | 0 | 0 | 1 | 1 | 1 | 1 | 1 | 1 | 1 | 40.5 | 270.3662 | 7.6757 | 40.5 | 271.6839 | 7.7082 | 40.5 | 273.4375 | 7.7515 | 0 | 197.6385 | 0 | 0 | 197.6385 | 0 | 0 | 183.66 | 0 | 0 | 0 | 0 | 153.1994 | 0 | 0 | 0 | 0 | 0 | 0 | 197.6385 | 381.2985 | 534.4979 | 0 | 0 | 0 | 0 | 0 | 0 | 197.6385 | 381.2985 | 534.4979 | 0 | 0 | 0 | 1717.6035 | 13183.8228 | 1717.6035 | 12672.5802 | 572.5345 | 1596.2884 | 12304.5814 | 1596.2884 | 11791.5688 | 532.0961 | 1331.805 | 10323.5432 | 1331.805 | 9861.0423 | 443.935 | 42.41 | 39.4145 | 32.8841 | 0.19775 | 0.19677 | 0.19579 | 0 | 144.7777 | 0 | 0 | 144.7777 | 0 | 0 | 134.552 | 0 | 0 | 134.552 | 0 | 0 | 112.2586 | 0 | 0 | 112.2586 | 0 | 0 | 0 | 0 | 723.8886 | 672.76 | 561.2928 | 0 | 0 | 0 | 0 | 0 | 0 | 723.8886 | 672.76 | 561.2928 | 0 | 0 | 0 | 144.7777 | 279.3297 | 391.5883 | 0 | 0 | 0 | 0 | 0 | 0 | 144.7777 | 279.3297 | 391.5883 | 0 | 0 | 0 | 54 | 256.8662 | 5.7568 | 54 | 258.1839 | 5.7812 | 54 | 259.9375 | 5.8137 | 0 | 197.6385 | 0 | 0 | 197.6385 | 0 | 0 | 183.66 | 0 | 0 | 0 | 0 | 153.1994 | 0 | 0 | 0 | 0 | 0 | 0 | 197.6385 | 381.2985 | 534.4979 | 0 | 0 | 0 | 0 | 0 | 0 | 197.6385 | 381.2985 | 534.4979 | 0 | 0 | 0 | 2501.0446 | 14397.9658 | 2501.0446 | 13839.6412 | 0 | 2324.1523 | 13436.3511 | 2324.1523 | 12876.1519 | 0 | 1938.6837 | 11270.8424 | 1938.6837 | 10765.9019 | 0 | 46.3156 | 43.0399 | 35.9016 | 0.21597 | 0.21489 | 0.21382 | 0 | 158.1108 | 0 | 0 | 158.1108 | 0 | 0 | 146.928 | 0 | 0 | 146.928 | 0 | 0 | 122.5595 | 0 | 0 | 122.5595 | 0 | 0 | 0 | 0 | 790.554 | 734.6402 | 612.7976 | 0 | 0 | 0 | 0 | 0 | 0 | 790.554 | 734.6402 | 612.7976 | 0 | 0 | 0 | 158.1108 | 305.0388 | 427.5984 | 0 | 0 | 0 | 0 | 0 | 0 | 158.1108 | 305.0388 | 427.5984 | 0 | 0 | 0
| 645 | Business | Retail | Hot Water | Gas | 02-341 | 02-341.02 | Low Flow Fixtures | [02-341]_Business_Hot Water_Low Flow Pre-Rinse Spray Valve_ADD_Gas_per unit | 1.23 gpm | 0.98 gpm | ENGINEER | 0 | 3.4138 | 0 | 0 | 0 | 17.7157 | 54 | 5 | 0.445 | 0.29785 | 0.42861 | 0.11215 | 0.16139 | 1 | 1 | Additions on Existing | 2.9986 | #NUM! | 0 | 18.0086 | 0 | 0 | 18.0086 | 0 | 123.4117 | 0 | 0 | 0 | 3.6017 | 183.8528 | 310.8662 | 19.8668 | 290.9993 | 15.6475 | 0 | 124.7294 | 0 | 0 | 0 | 3.6017 | 183.8528 | 312.1839 | 19.8668 | 292.3171 | 15.7138 | 0 | 126.483 | 0 | 0 | 0 | 3.6017 | 183.8528 | 313.9375 | 19.8668 | 294.0707 | 15.8021 | per unit | 0.038453 | 329.5026 | 0.005 | 0 | 305.1799 | 0 | 0 | 305.1799 | 0 | 0 | 283.5954 | 0 | 0 | 0 | 0 | 236.5601 | 0 | 0 | 0 | 0 | 0 | 0 | 305.1799 | 588.7753 | 825.3354 | 0 | 0 | 0 | 0 | 0 | 0 | 305.1799 | 588.7753 | 825.3354 | 0 | 0 | 0 | 0 | 305.1799 | 0 | 0 | 305.1799 | 0 | 0 | 283.5954 | 0 | 0 | 0 | 0 | 236.5601 | 0 | 0 | 0 | 0 | 0 | 0 | 305.1799 | 588.7753 | 825.3354 | 0 | 0 | 0 | 0 | 0 | 0 | 305.1799 | 588.7753 | 825.3354 | 0 | 0 | 0 | 639.7717 | 10010.8296 | 639.7717 | 9633.0781 | 1099.1914 | 594.9734 | 9349.3127 | 594.9734 | 8969.2609 | 1022.2236 | 497.0835 | 7854.9623 | 497.0835 | 7511.2487 | 854.0389 | 32.203 | 29.9481 | 25.0208 | 0.097246 | 0.096762 | 0.096281 | 0 | 109.9336 | 0 | 0 | 109.9336 | 0 | 0 | 102.2358 | 0 | 0 | 102.2358 | 0 | 0 | 85.4151 | 0 | 0 | 85.4151 | 0 | 0 | 0 | 0 | 549.668 | 511.179 | 427.0756 | 0 | 0 | 0 | 0 | 0 | 0 | 549.668 | 511.179 | 427.0756 | 0 | 0 | 0 | 109.9336 | 212.1694 | 297.5845 | 0 | 0 | 0 | 0 | 0 | 0 | 109.9336 | 212.1694 | 297.5845 | 0 | 0 | 0 | 1 | 1 | 1 | 1 | 1 | 1 | 1 | 40.5 | 270.3662 | 7.6757 | 40.5 | 271.6839 | 7.7082 | 40.5 | 273.4375 | 7.7515 | 0 | 305.1799 | 0 | 0 | 305.1799 | 0 | 0 | 283.5954 | 0 | 0 | 0 | 0 | 236.5601 | 0 | 0 | 0 | 0 | 0 | 0 | 305.1799 | 588.7753 | 825.3354 | 0 | 0 | 0 | 0 | 0 | 0 | 305.1799 | 588.7753 | 825.3354 | 0 | 0 | 0 | 2405.6003 | 18464.6848 | 2405.6003 | 17767.9332 | 801.8668 | 2235.7854 | 17233.9808 | 2235.7854 | 16533.4152 | 745.2618 | 1865.4961 | 14460.4733 | 1865.4961 | 13827.7189 | 621.832 | 59.3975 | 55.2046 | 46.0616 | 0.17937 | 0.17848 | 0.17759 | 0 | 202.7693 | 0 | 0 | 202.7693 | 0 | 0 | 188.4556 | 0 | 0 | 188.4556 | 0 | 0 | 157.2437 | 0 | 0 | 157.2437 | 0 | 0 | 0 | 0 | 1013.8467 | 942.2778 | 786.2184 | 0 | 0 | 0 | 0 | 0 | 0 | 1013.8467 | 942.2778 | 786.2184 | 0 | 0 | 0 | 202.7693 | 391.2249 | 548.4686 | 0 | 0 | 0 | 0 | 0 | 0 | 202.7693 | 391.2249 | 548.4686 | 0 | 0 | 0 | 54 | 256.8662 | 5.7568 | 54 | 258.1839 | 5.7812 | 54 | 259.9375 | 5.8137 | 0 | 305.1799 | 0 | 0 | 305.1799 | 0 | 0 | 283.5954 | 0 | 0 | 0 | 0 | 236.5601 | 0 | 0 | 0 | 0 | 0 | 0 | 305.1799 | 588.7753 | 825.3354 | 0 | 0 | 0 | 0 | 0 | 0 | 305.1799 | 588.7753 | 825.3354 | 0 | 0 | 0 | 3620.5718 | 20842.8387 | 3620.5718 | 20056.3491 | 0 | 3364.4983 | 19450.7822 | 3364.4983 | 18660.1031 | 0 | 2806.4848 | 16315.9402 | 2806.4848 | 15601.9951 | 0 | 67.0476 | 62.3055 | 51.9719 | 0.20247 | 0.20146 | 0.20046 | 0 | 228.885 | 0 | 0 | 228.885 | 0 | 0 | 212.6965 | 0 | 0 | 212.6965 | 0 | 0 | 177.4201 | 0 | 0 | 177.4201 | 0 | 0 | 0 | 0 | 1144.4248 | 1063.4827 | 887.1004 | 0 | 0 | 0 | 0 | 0 | 0 | 1144.4248 | 1063.4827 | 887.1004 | 0 | 0 | 0 | 228.885 | 441.5815 | 619.0016 | 0 | 0 | 0 | 0 | 0 | 0 | 228.885 | 441.5815 | 619.0016 | 0 | 0 | 0
| 646 | Business | Food Service | Hot Water | Gas | 02-341 | 02-341.03 | Low Flow Fixtures | [02-341]_Business_Hot Water_Low Flow Pre-Rinse Spray Valve_ADD_Gas_per unit | 1.23 gpm | 0.98 gpm | ENGINEER | 0 | 3.4138 | 0 | 0 | 0 | 17.7157 | 54 | 5 | 0.445 | 0.29785 | 0.42861 | 0.11215 | 0.16139 | 1 | 1 | Additions on Existing | 2.9986 | #NUM! | 0 | 18.0086 | 0 | 0 | 18.0086 | 0 | 123.4117 | 0 | 0 | 0 | 3.6017 | 183.8528 | 336.2688 | 19.8668 | 316.402 | 16.9262 | 0 | 124.7294 | 0 | 0 | 0 | 3.6017 | 183.8528 | 337.8501 | 19.8668 | 317.9833 | 17.0057 | 0 | 126.483 | 0 | 0 | 0 | 3.6017 | 183.8528 | 339.9544 | 19.8668 | 320.0876 | 17.1117 | per unit | 0.43104 | 690.9587 | 0.005 | 0 | 639.9546 | 0 | 0 | 639.9546 | 0 | 0 | 594.6923 | 0 | 0 | 0 | 0 | 496.0606 | 0 | 0 | 0 | 0 | 0 | 0 | 639.9546 | 1234.6469 | 1730.7075 | 0 | 0 | 0 | 0 | 0 | 0 | 639.9546 | 1234.6469 | 1730.7075 | 0 | 0 | 0 | 0 | 639.9546 | 0 | 0 | 639.9546 | 0 | 0 | 594.6923 | 0 | 0 | 0 | 0 | 496.0606 | 0 | 0 | 0 | 0 | 0 | 0 | 639.9546 | 1234.6469 | 1730.7075 | 0 | 0 | 0 | 0 | 0 | 0 | 639.9546 | 1234.6469 | 1730.7075 | 0 | 0 | 0 | 1395.1403 | 23614.3569 | 1395.1403 | 22319.3645 | 2396.9899 | 1297.6012 | 22066.6764 | 1297.6012 | 20786.0909 | 2229.4079 | 1084.1335 | 18551.3303 | 1084.1335 | 17411.4061 | 1862.6492 | 70.2246 | 65.315 | 54.57 | 0.10113 | 0.10062 | 0.10012 | 0 | 239.7305 | 0 | 0 | 239.7305 | 0 | 0 | 222.9701 | 0 | 0 | 222.9701 | 0 | 0 | 186.2894 | 0 | 0 | 186.2894 | 0 | 0 | 0 | 0 | 1198.6526 | 1114.8506 | 931.4471 | 0 | 0 | 0 | 0 | 0 | 0 | 1198.6526 | 1114.8506 | 931.4471 | 0 | 0 | 0 | 239.7305 | 462.7006 | 648.9901 | 0 | 0 | 0 | 0 | 0 | 0 | 239.7305 | 462.7006 | 648.9901 | 0 | 0 | 0 | 1 | 1 | 1 | 1 | 1 | 1 | 1 | 40.5 | 295.7688 | 8.3029 | 40.5 | 297.3501 | 8.342 | 40.5 | 299.4544 | 8.3939 | 0 | 639.9546 | 0 | 0 | 639.9546 | 0 | 0 | 594.6923 | 0 | 0 | 0 | 0 | 496.0606 | 0 | 0 | 0 | 0 | 0 | 0 | 639.9546 | 1234.6469 | 1730.7075 | 0 | 0 | 0 | 0 | 0 | 0 | 639.9546 | 1234.6469 | 1730.7075 | 0 | 0 | 0 | 5080.2866 | 42181.2871 | 5080.2866 | 39868.0991 | 1693.4289 | 4721.6743 | 39388.1067 | 4721.6743 | 37102.3145 | 1573.8914 | 3939.6993 | 33069.5865 | 3939.6993 | 31037.5585 | 1313.2331 | 125.4392 | 116.5845 | 97.2765 | 0.18064 | 0.17974 | 0.17885 | 0 | 428.2201 | 0 | 0 | 428.2201 | 0 | 0 | 397.9925 | 0 | 0 | 397.9925 | 0 | 0 | 332.0794 | 0 | 0 | 332.0794 | 0 | 0 | 0 | 0 | 2141.1005 | 1989.9623 | 1660.3969 | 0 | 0 | 0 | 0 | 0 | 0 | 2141.1005 | 1989.9623 | 1660.3969 | 0 | 0 | 0 | 428.2201 | 826.2126 | 1158.2919 | 0 | 0 | 0 | 0 | 0 | 0 | 428.2201 | 826.2126 | 1158.2919 | 0 | 0 | 0 | 54 | 282.2688 | 6.2272 | 54 | 283.8501 | 6.2565 | 54 | 285.9544 | 6.2955 | 0 | 639.9546 | 0 | 0 | 639.9546 | 0 | 0 | 594.6923 | 0 | 0 | 0 | 0 | 496.0606 | 0 | 0 | 0 | 0 | 0 | 0 | 639.9546 | 1234.6469 | 1730.7075 | 0 | 0 | 0 | 0 | 0 | 0 | 639.9546 | 1234.6469 | 1730.7075 | 0 | 0 | 0 | 7592.2473 | 47278.4492 | 7592.2473 | 44685.7369 | 0 | 7055.2676 | 44141.1695 | 7055.2676 | 41579.545 | 0 | 5885.1273 | 37049.5393 | 5885.1273 | 34772.9551 | 0 | 140.5972 | 130.6531 | 108.9838 | 0.20247 | 0.20146 | 0.20046 | 0 | 479.966 | 0 | 0 | 479.966 | 0 | 0 | 446.0192 | 0 | 0 | 446.0192 | 0 | 0 | 372.0454 | 0 | 0 | 372.0454 | 0 | 0 | 0 | 0 | 2399.8298 | 2230.0961 | 1860.2271 | 0 | 0 | 0 | 0 | 0 | 0 | 2399.8298 | 2230.0961 | 1860.2271 | 0 | 0 | 0 | 479.966 | 925.9852 | 1298.0306 | 0 | 0 | 0 | 0 | 0 | 0 | 479.966 | 925.9852 | 1298.0306 | 0 | 0 | 0
| 647 | Business | Healthcare/Hospitals | Hot Water | Gas | 02-341 | 02-341.04 | Low Flow Fixtures | [02-341]_Business_Hot Water_Low Flow Pre-Rinse Spray Valve_ADD_Gas_per unit | 1.23 gpm | 0.98 gpm | ENGINEER | 0 | 3.4138 | 0 | 0 | 0 | 17.7157 | 54 | 5 | 0.445 | 0.29785 | 0.42861 | 0.11215 | 0.16139 | 1 | 1 | Additions on Existing | 2.9986 | #NUM! | 0 | 18.0086 | 0 | 0 | 18.0086 | 0 | 123.4117 | 0 | 0 | 0 | 3.6017 | 183.8528 | 310.8662 | 22.7628 | 288.1033 | 13.6567 | 0 | 124.7294 | 0 | 0 | 0 | 3.6017 | 183.8528 | 312.1839 | 22.7628 | 289.4211 | 13.7146 | 0 | 126.483 | 0 | 0 | 0 | 3.6017 | 183.8528 | 313.9375 | 22.7628 | 291.1746 | 13.7917 | per unit | 0.048491 | 131.7026 | 0.005 | 0 | 121.9808 | 0 | 0 | 121.9808 | 0 | 0 | 113.3534 | 0 | 0 | 0 | 0 | 94.5533 | 0 | 0 | 0 | 0 | 0 | 0 | 121.9808 | 235.3341 | 329.8875 | 0 | 0 | 0 | 0 | 0 | 0 | 121.9808 | 235.3341 | 329.8875 | 0 | 0 | 0 | 0 | 121.9808 | 0 | 0 | 121.9808 | 0 | 0 | 113.3534 | 0 | 0 | 0 | 0 | 94.5533 | 0 | 0 | 0 | 0 | 0 | 0 | 121.9808 | 235.3341 | 329.8875 | 0 | 0 | 0 | 0 | 0 | 0 | 121.9808 | 235.3341 | 329.8875 | 0 | 0 | 0 | 341.0323 | 4657.3883 | 341.0323 | 4632.5798 | 467.9942 | 317.1108 | 4349.0553 | 317.1108 | 4313.048 | 435.1669 | 264.8613 | 3652.8775 | 264.8613 | 3611.3418 | 363.4656 | 14.982 | 13.9311 | 11.6357 | 0.11319 | 0.11263 | 0.11207 | 0 | 51.145 | 0 | 0 | 51.145 | 0 | 0 | 47.5574 | 0 | 0 | 47.5574 | 0 | 0 | 39.7215 | 0 | 0 | 39.7215 | 0 | 0 | 0 | 0 | 255.7248 | 237.7871 | 198.6076 | 0 | 0 | 0 | 0 | 0 | 0 | 255.7248 | 237.7871 | 198.6076 | 0 | 0 | 0 | 51.145 | 98.7024 | 138.4239 | 0 | 0 | 0 | 0 | 0 | 0 | 51.145 | 98.7024 | 138.4239 | 0 | 0 | 0 | 1 | 1 | 1 | 1 | 1 | 1 | 1 | 40.5 | 270.3662 | 7.6757 | 40.5 | 271.6839 | 7.7082 | 40.5 | 273.4375 | 7.7515 | 0 | 121.9808 | 0 | 0 | 121.9808 | 0 | 0 | 113.3534 | 0 | 0 | 0 | 0 | 94.5533 | 0 | 0 | 0 | 0 | 0 | 0 | 121.9808 | 235.3341 | 329.8875 | 0 | 0 | 0 | 0 | 0 | 0 | 121.9808 | 235.3341 | 329.8875 | 0 | 0 | 0 | 965.2923 | 7409.302 | 965.2923 | 7369.8349 | 321.7641 | 897.1517 | 6915.4649 | 897.1517 | 6858.2095 | 299.0506 | 748.5716 | 5802.585 | 748.5716 | 5736.6057 | 249.5239 | 23.8344 | 22.1519 | 18.4832 | 0.18007 | 0.17918 | 0.17828 | 0 | 81.365 | 0 | 0 | 81.365 | 0 | 0 | 75.6214 | 0 | 0 | 75.6214 | 0 | 0 | 63.0975 | 0 | 0 | 63.0975 | 0 | 0 | 0 | 0 | 406.8251 | 378.107 | 315.4875 | 0 | 0 | 0 | 0 | 0 | 0 | 406.8251 | 378.107 | 315.4875 | 0 | 0 | 0 | 81.365 | 156.9864 | 220.0839 | 0 | 0 | 0 | 0 | 0 | 0 | 81.365 | 156.9864 | 220.0839 | 0 | 0 | 0 | 54 | 256.8662 | 5.7568 | 54 | 258.1839 | 5.7812 | 54 | 259.9375 | 5.8137 | 0 | 121.9808 | 0 | 0 | 121.9808 | 0 | 0 | 113.3534 | 0 | 0 | 0 | 0 | 94.5533 | 0 | 0 | 0 | 0 | 0 | 0 | 121.9808 | 235.3341 | 329.8875 | 0 | 0 | 0 | 0 | 0 | 0 | 121.9808 | 235.3341 | 329.8875 | 0 | 0 | 0 | 1447.1465 | 8330.9051 | 1447.1465 | 8286.5289 | 0 | 1344.7936 | 7774.4986 | 1344.7936 | 7710.1311 | 0 | 1121.755 | 6521.4989 | 1121.755 | 6447.3451 | 0 | 26.799 | 24.9036 | 20.7732 | 0.20247 | 0.20146 | 0.20046 | 0 | 91.4856 | 0 | 0 | 91.4856 | 0 | 0 | 85.015 | 0 | 0 | 85.015 | 0 | 0 | 70.915 | 0 | 0 | 70.915 | 0 | 0 | 0 | 0 | 457.4278 | 425.0752 | 354.575 | 0 | 0 | 0 | 0 | 0 | 0 | 457.4278 | 425.0752 | 354.575 | 0 | 0 | 0 | 91.4856 | 176.5006 | 247.4156 | 0 | 0 | 0 | 0 | 0 | 0 | 91.4856 | 176.5006 | 247.4156 | 0 | 0 | 0
| 648 | Business | Campus/Education | Hot Water | Gas | 02-341 | 02-341.05 | Low Flow Fixtures | [02-341]_Business_Hot Water_Low Flow Pre-Rinse Spray Valve_ADD_Gas_per unit | 1.23 gpm | 0.98 gpm | ENGINEER | 0 | 3.4138 | 0 | 0 | 0 | 17.7157 | 54 | 5 | 0.445 | 0.29785 | 0.42861 | 0.11215 | 0.16139 | 1 | 1 | Additions on Existing | 2.9986 | #NUM! | 0 | 18.0086 | 0 | 0 | 18.0086 | 0 | 123.4117 | 0 | 0 | 0 | 3.6017 | 183.8528 | 310.8662 | 22.7628 | 288.1033 | 13.6567 | 0 | 124.7294 | 0 | 0 | 0 | 3.6017 | 183.8528 | 312.1839 | 22.7628 | 289.4211 | 13.7146 | 0 | 126.483 | 0 | 0 | 0 | 3.6017 | 183.8528 | 313.9375 | 22.7628 | 291.1746 | 13.7917 | per unit | 0.35762 | 812.1537 | 0.005 | 0 | 752.2035 | 0 | 0 | 752.2035 | 0 | 0 | 699.0021 | 0 | 0 | 0 | 0 | 583.0702 | 0 | 0 | 0 | 0 | 0 | 0 | 752.2035 | 1451.2055 | 2034.2757 | 0 | 0 | 0 | 0 | 0 | 0 | 752.2035 | 1451.2055 | 2034.2757 | 0 | 0 | 0 | 0 | 752.2035 | 0 | 0 | 752.2035 | 0 | 0 | 699.0021 | 0 | 0 | 0 | 0 | 583.0702 | 0 | 0 | 0 | 0 | 0 | 0 | 752.2035 | 1451.2055 | 2034.2757 | 0 | 0 | 0 | 0 | 0 | 0 | 752.2035 | 1451.2055 | 2034.2757 | 0 | 0 | 0 | 2083.8363 | 28458.4002 | 2083.8363 | 27816.631 | 2859.6209 | 1937.7095 | 26574.9591 | 1937.7095 | 25897.7156 | 2659.093 | 1618.4259 | 22320.7823 | 1618.4259 | 21682.7631 | 2220.9443 | 91.5455 | 85.126 | 71.0994 | 0.11216 | 0.1116 | 0.11105 | 0 | 312.515 | 0 | 0 | 312.515 | 0 | 0 | 290.6002 | 0 | 0 | 290.6002 | 0 | 0 | 242.7169 | 0 | 0 | 242.7169 | 0 | 0 | 0 | 0 | 1562.575 | 1453.0011 | 1213.5847 | 0 | 0 | 0 | 0 | 0 | 0 | 1562.575 | 1453.0011 | 1213.5847 | 0 | 0 | 0 | 312.515 | 603.1152 | 845.8322 | 0 | 0 | 0 | 0 | 0 | 0 | 312.515 | 603.1152 | 845.8322 | 0 | 0 | 0 | 1 | 1 | 1 | 1 | 1 | 1 | 1 | 40.5 | 270.3662 | 7.6757 | 40.5 | 271.6839 | 7.7082 | 40.5 | 273.4375 | 7.7515 | 0 | 752.2035 | 0 | 0 | 752.2035 | 0 | 0 | 699.0021 | 0 | 0 | 0 | 0 | 583.0702 | 0 | 0 | 0 | 0 | 0 | 0 | 752.2035 | 1451.2055 | 2034.2757 | 0 | 0 | 0 | 0 | 0 | 0 | 752.2035 | 1451.2055 | 2034.2757 | 0 | 0 | 0 | 5940.3808 | 45596.6276 | 5940.3808 | 44568.372 | 1980.1269 | 5521.0159 | 42557.3417 | 5521.0159 | 41472.7988 | 1840.3386 | 4606.6619 | 35708.7369 | 4606.6619 | 34688.0353 | 1535.554 | 146.6761 | 136.3214 | 113.7447 | 0.1797 | 0.17881 | 0.17792 | 0 | 500.7179 | 0 | 0 | 500.7179 | 0 | 0 | 465.3694 | 0 | 0 | 465.3694 | 0 | 0 | 388.298 | 0 | 0 | 388.298 | 0 | 0 | 0 | 0 | 2503.5895 | 2326.847 | 1941.49 | 0 | 0 | 0 | 0 | 0 | 0 | 2503.5895 | 2326.847 | 1941.49 | 0 | 0 | 0 | 500.7179 | 966.0873 | 1354.3853 | 0 | 0 | 0 | 0 | 0 | 0 | 500.7179 | 966.0873 | 1354.3853 | 0 | 0 | 0 | 54 | 256.8662 | 5.7568 | 54 | 258.1839 | 5.7812 | 54 | 259.9375 | 5.8137 | 0 | 752.2035 | 0 | 0 | 752.2035 | 0 | 0 | 699.0021 | 0 | 0 | 0 | 0 | 583.0702 | 0 | 0 | 0 | 0 | 0 | 0 | 752.2035 | 1451.2055 | 2034.2757 | 0 | 0 | 0 | 0 | 0 | 0 | 752.2035 | 1451.2055 | 2034.2757 | 0 | 0 | 0 | 8923.937 | 51373.1499 | 8923.937 | 50214.6271 | 0 | 8292.7704 | 47942.0277 | 8292.7704 | 46720.26 | 0 | 6917.3861 | 40215.3111 | 6917.3861 | 39065.7932 | 0 | 165.2581 | 153.5698 | 128.0997 | 0.20247 | 0.20146 | 0.20046 | 0 | 564.1526 | 0 | 0 | 564.1526 | 0 | 0 | 524.2516 | 0 | 0 | 524.2516 | 0 | 0 | 437.3026 | 0 | 0 | 437.3026 | 0 | 0 | 0 | 0 | 2820.763 | 2621.2578 | 2186.5132 | 0 | 0 | 0 | 0 | 0 | 0 | 2820.763 | 2621.2578 | 2186.5132 | 0 | 0 | 0 | 564.1526 | 1088.4042 | 1525.7068 | 0 | 0 | 0 | 0 | 0 | 0 | 564.1526 | 1088.4042 | 1525.7068 | 0 | 0 | 0
| 649 | Business | Warehouse | Hot Water | Gas | 02-341 | 02-341.06 | Low Flow Fixtures | [02-341]_Business_Hot Water_Low Flow Pre-Rinse Spray Valve_ADD_Gas_per unit | 1.23 gpm | 0.98 gpm | ENGINEER | 0 | 3.4138 | 0 | 0 | 0 | 17.7157 | 54 | 5 | 0.445 | 0.29785 | 0.42861 | 0.11215 | 0.16139 | 1 | 1 | Additions on Existing | 2.9986 | #NUM! | 0 | 18.0086 | 0 | 0 | 18.0086 | 0 | 123.4117 | 0 | 0 | 0 | 3.6017 | 183.8528 | 310.8662 | 22.7628 | 288.1033 | 13.6567 | 0 | 124.7294 | 0 | 0 | 0 | 3.6017 | 183.8528 | 312.1839 | 22.7628 | 289.4211 | 13.7146 | 0 | 126.483 | 0 | 0 | 0 | 3.6017 | 183.8528 | 313.9375 | 22.7628 | 291.1746 | 13.7917 | per unit | 0.0016159 | 3.3545 | 0.005 | 0 | 3.1069 | 0 | 0 | 3.1069 | 0 | 0 | 2.8872 | 0 | 0 | 0 | 0 | 2.4083 | 0 | 0 | 0 | 0 | 0 | 0 | 3.1069 | 5.9941 | 8.4024 | 0 | 0 | 0 | 0 | 0 | 0 | 3.1069 | 5.9941 | 8.4024 | 0 | 0 | 0 | 0 | 3.1069 | 0 | 0 | 3.1069 | 0 | 0 | 2.8872 | 0 | 0 | 0 | 0 | 2.4083 | 0 | 0 | 0 | 0 | 0 | 0 | 3.1069 | 5.9941 | 8.4024 | 0 | 0 | 0 | 0 | 0 | 0 | 3.1069 | 5.9941 | 8.4024 | 0 | 0 | 0 | 11.2702 | 153.9142 | 11.2702 | 150.6075 | 15.466 | 10.4771 | 143.6896 | 10.4771 | 140.1809 | 14.3776 | 8.7461 | 120.6237 | 8.7461 | 117.3043 | 12.0022 | 0.49511 | 0.46027 | 0.38423 | 0.14686 | 0.14613 | 0.1454 | 0 | 1.6902 | 0 | 0 | 1.6902 | 0 | 0 | 1.5713 | 0 | 0 | 1.5713 | 0 | 0 | 1.3117 | 0 | 0 | 1.3117 | 0 | 0 | 0 | 0 | 8.451 | 7.8563 | 6.5583 | 0 | 0 | 0 | 0 | 0 | 0 | 8.451 | 7.8563 | 6.5583 | 0 | 0 | 0 | 1.6902 | 3.2615 | 4.5731 | 0 | 0 | 0 | 0 | 0 | 0 | 1.6902 | 3.2615 | 4.5731 | 0 | 0 | 0 | 1 | 1 | 1 | 1 | 1 | 1 | 1 | 40.5 | 270.3662 | 7.6757 | 40.5 | 271.6839 | 7.7082 | 40.5 | 273.4375 | 7.7515 | 0 | 3.1069 | 0 | 0 | 3.1069 | 0 | 0 | 2.8872 | 0 | 0 | 0 | 0 | 2.4083 | 0 | 0 | 0 | 0 | 0 | 0 | 3.1069 | 5.9941 | 8.4024 | 0 | 0 | 0 | 0 | 0 | 0 | 3.1069 | 5.9941 | 8.4024 | 0 | 0 | 0 | 27.042 | 207.5662 | 27.042 | 203.1068 | 9.014 | 25.132 | 193.7234 | 25.132 | 188.993 | 8.3773 | 20.968 | 162.5346 | 20.968 | 158.062 | 6.9893 | 0.6677 | 0.62054 | 0.51773 | 0.19805 | 0.19707 | 0.19609 | 0 | 2.2794 | 0 | 0 | 2.2794 | 0 | 0 | 2.1184 | 0 | 0 | 2.1184 | 0 | 0 | 1.7674 | 0 | 0 | 1.7674 | 0 | 0 | 0 | 0 | 11.3969 | 10.5919 | 8.837 | 0 | 0 | 0 | 0 | 0 | 0 | 11.3969 | 10.5919 | 8.837 | 0 | 0 | 0 | 2.2794 | 4.3978 | 6.1652 | 0 | 0 | 0 | 0 | 0 | 0 | 2.2794 | 4.3978 | 6.1652 | 0 | 0 | 0 | 54 | 256.8662 | 5.7568 | 54 | 258.1839 | 5.7812 | 54 | 259.9375 | 5.8137 | 0 | 3.1069 | 0 | 0 | 3.1069 | 0 | 0 | 2.8872 | 0 | 0 | 0 | 0 | 2.4083 | 0 | 0 | 0 | 0 | 0 | 0 | 3.1069 | 5.9941 | 8.4024 | 0 | 0 | 0 | 0 | 0 | 0 | 3.1069 | 5.9941 | 8.4024 | 0 | 0 | 0 | 39.317 | 226.3391 | 39.317 | 221.4764 | 0 | 36.5362 | 211.2223 | 36.5362 | 206.0645 | 0 | 30.4765 | 177.18 | 30.4765 | 172.3044 | 0 | 0.72809 | 0.6766 | 0.56438 | 0.21597 | 0.21489 | 0.21382 | 0 | 2.4855 | 0 | 0 | 2.4855 | 0 | 0 | 2.3097 | 0 | 0 | 2.3097 | 0 | 0 | 1.9267 | 0 | 0 | 1.9267 | 0 | 0 | 0 | 0 | 12.4277 | 11.5487 | 9.6333 | 0 | 0 | 0 | 0 | 0 | 0 | 12.4277 | 11.5487 | 9.6333 | 0 | 0 | 0 | 2.4855 | 4.7953 | 6.7219 | 0 | 0 | 0 | 0 | 0 | 0 | 2.4855 | 4.7953 | 6.7219 | 0 | 0 | 0
| 650 | Business | Lodging | Hot Water | Gas | 02-341 | 02-341.07 | Low Flow Fixtures | [02-341]_Business_Hot Water_Low Flow Pre-Rinse Spray Valve_ADD_Gas_per unit | 1.23 gpm | 0.98 gpm | ENGINEER | 0 | 3.4138 | 0 | 0 | 0 | 17.7157 | 54 | 5 | 0.445 | 0.29785 | 0.42861 | 0.11215 | 0.16139 | 1 | 1 | Additions on Existing | 2.9986 | #NUM! | 0 | 18.0086 | 0 | 0 | 18.0086 | 0 | 123.4117 | 0 | 0 | 0 | 3.6017 | 183.8528 | 310.8662 | 19.8668 | 290.9993 | 15.6475 | 0 | 124.7294 | 0 | 0 | 0 | 3.6017 | 183.8528 | 312.1839 | 19.8668 | 292.3171 | 15.7138 | 0 | 126.483 | 0 | 0 | 0 | 3.6017 | 183.8528 | 313.9375 | 19.8668 | 294.0707 | 15.8021 | per unit | 0.084565 | 242.4491 | 0.005 | 0 | 224.5524 | 0 | 0 | 224.5524 | 0 | 0 | 208.6704 | 0 | 0 | 0 | 0 | 174.0617 | 0 | 0 | 0 | 0 | 0 | 0 | 224.5524 | 433.2228 | 607.2845 | 0 | 0 | 0 | 0 | 0 | 0 | 224.5524 | 433.2228 | 607.2845 | 0 | 0 | 0 | 0 | 224.5524 | 0 | 0 | 224.5524 | 0 | 0 | 208.6704 | 0 | 0 | 0 | 0 | 174.0617 | 0 | 0 | 0 | 0 | 0 | 0 | 224.5524 | 433.2228 | 607.2845 | 0 | 0 | 0 | 0 | 0 | 0 | 224.5524 | 433.2228 | 607.2845 | 0 | 0 | 0 | 652.7114 | 10213.3043 | 652.7114 | 9803.0239 | 1121.4232 | 606.8184 | 9535.4428 | 606.8184 | 9124.6142 | 1042.5744 | 506.6499 | 8006.1317 | 506.6499 | 7636.3056 | 870.4749 | 32.8543 | 30.5443 | 25.5023 | 0.13484 | 0.13417 | 0.1335 | 0 | 112.1571 | 0 | 0 | 112.1571 | 0 | 0 | 104.2712 | 0 | 0 | 104.2712 | 0 | 0 | 87.0589 | 0 | 0 | 87.0589 | 0 | 0 | 0 | 0 | 560.7854 | 521.3558 | 435.2947 | 0 | 0 | 0 | 0 | 0 | 0 | 560.7854 | 521.3558 | 435.2947 | 0 | 0 | 0 | 112.1571 | 216.4282 | 303.4872 | 0 | 0 | 0 | 0 | 0 | 0 | 112.1571 | 216.4282 | 303.4872 | 0 | 0 | 0 | 1 | 1 | 1 | 1 | 1 | 1 | 1 | 40.5 | 270.3662 | 7.6757 | 40.5 | 271.6839 | 7.7082 | 40.5 | 273.4375 | 7.7515 | 0 | 224.5524 | 0 | 0 | 224.5524 | 0 | 0 | 208.6704 | 0 | 0 | 0 | 0 | 174.0617 | 0 | 0 | 0 | 0 | 0 | 0 | 224.5524 | 433.2228 | 607.2845 | 0 | 0 | 0 | 0 | 0 | 0 | 224.5524 | 433.2228 | 607.2845 | 0 | 0 | 0 | 1951.2605 | 14977.3057 | 1951.2605 | 14375.6498 | 650.4202 | 1813.4356 | 13978.4052 | 1813.4356 | 13376.1543 | 604.4785 | 1512.9747 | 11727.8881 | 1512.9747 | 11186.1435 | 504.3249 | 48.1793 | 44.7762 | 37.3574 | 0.19773 | 0.19675 | 0.19577 | 0 | 164.4728 | 0 | 0 | 164.4728 | 0 | 0 | 152.8555 | 0 | 0 | 152.8555 | 0 | 0 | 127.5295 | 0 | 0 | 127.5295 | 0 | 0 | 0 | 0 | 822.364 | 764.2773 | 637.6473 | 0 | 0 | 0 | 0 | 0 | 0 | 822.364 | 764.2773 | 637.6473 | 0 | 0 | 0 | 164.4728 | 317.3283 | 444.8577 | 0 | 0 | 0 | 0 | 0 | 0 | 164.4728 | 317.3283 | 444.8577 | 0 | 0 | 0 | 54 | 256.8662 | 5.7568 | 54 | 258.1839 | 5.7812 | 54 | 259.9375 | 5.8137 | 0 | 224.5524 | 0 | 0 | 224.5524 | 0 | 0 | 208.6704 | 0 | 0 | 0 | 0 | 174.0617 | 0 | 0 | 0 | 0 | 0 | 0 | 224.5524 | 433.2228 | 607.2845 | 0 | 0 | 0 | 0 | 0 | 0 | 224.5524 | 433.2228 | 607.2845 | 0 | 0 | 0 | 2841.6303 | 16358.6431 | 2841.6303 | 15701.4973 | 0 | 2640.6493 | 15266.0781 | 2640.6493 | 14608.3487 | 0 | 2202.6886 | 12805.6762 | 2202.6886 | 12214.1455 | 0 | 52.6228 | 48.9009 | 40.7905 | 0.21597 | 0.21489 | 0.21382 | 0 | 179.6419 | 0 | 0 | 179.6419 | 0 | 0 | 166.9363 | 0 | 0 | 166.9363 | 0 | 0 | 139.2494 | 0 | 0 | 139.2494 | 0 | 0 | 0 | 0 | 898.2096 | 834.6816 | 696.2468 | 0 | 0 | 0 | 0 | 0 | 0 | 898.2096 | 834.6816 | 696.2468 | 0 | 0 | 0 | 179.6419 | 346.5782 | 485.8276 | 0 | 0 | 0 | 0 | 0 | 0 | 179.6419 | 346.5782 | 485.8276 | 0 | 0 | 0
| 651 | Business | Other Commercial | Hot Water | Gas | 02-341 | 02-341.08 | Low Flow Fixtures | [02-341]_Business_Hot Water_Low Flow Pre-Rinse Spray Valve_ADD_Gas_per unit | 1.23 gpm | 0.98 gpm | ENGINEER | 0 | 3.4138 | 0 | 0 | 0 | 17.7157 | 54 | 5 | 0.445 | 0.29785 | 0.42861 | 0.11215 | 0.16139 | 1 | 1 | Additions on Existing | 2.9986 | #NUM! | 0 | 18.0086 | 0 | 0 | 18.0086 | 0 | 123.4117 | 0 | 0 | 0 | 3.6017 | 183.8528 | 310.8662 | 19.8668 | 290.9993 | 15.6475 | 0 | 124.7294 | 0 | 0 | 0 | 3.6017 | 183.8528 | 312.1839 | 19.8668 | 292.3171 | 15.7138 | 0 | 126.483 | 0 | 0 | 0 | 3.6017 | 183.8528 | 313.9375 | 19.8668 | 294.0707 | 15.8021 | per unit | 0.10852 | 412.382 | 0.005 | 0 | 381.9415 | 0 | 0 | 381.9415 | 0 | 0 | 354.9277 | 0 | 0 | 0 | 0 | 296.0618 | 0 | 0 | 0 | 0 | 0 | 0 | 381.9415 | 736.8692 | 1032.931 | 0 | 0 | 0 | 0 | 0 | 0 | 381.9415 | 736.8692 | 1032.931 | 0 | 0 | 0 | 0 | 381.9415 | 0 | 0 | 381.9415 | 0 | 0 | 354.9277 | 0 | 0 | 0 | 0 | 296.0618 | 0 | 0 | 0 | 0 | 0 | 0 | 381.9415 | 736.8692 | 1032.931 | 0 | 0 | 0 | 0 | 0 | 0 | 381.9415 | 736.8692 | 1032.931 | 0 | 0 | 0 | 1111.6863 | 17395.1143 | 1111.6863 | 16754.33 | 1909.9876 | 1033.5191 | 16240.545 | 1033.5191 | 15594.9183 | 1775.6886 | 862.909 | 13635.7737 | 862.909 | 13051.333 | 1482.5636 | 55.9569 | 52.0224 | 43.4347 | 0.13502 | 0.13435 | 0.13368 | 0 | 191.0239 | 0 | 0 | 191.0239 | 0 | 0 | 177.5922 | 0 | 0 | 177.5922 | 0 | 0 | 148.2759 | 0 | 0 | 148.2759 | 0 | 0 | 0 | 0 | 955.1194 | 887.9611 | 741.3793 | 0 | 0 | 0 | 0 | 0 | 0 | 955.1194 | 887.9611 | 741.3793 | 0 | 0 | 0 | 191.0239 | 368.6161 | 516.892 | 0 | 0 | 0 | 0 | 0 | 0 | 191.0239 | 368.6161 | 516.892 | 0 | 0 | 0 | 1 | 1 | 1 | 1 | 1 | 1 | 1 | 40.5 | 270.3662 | 7.6757 | 40.5 | 271.6839 | 7.7082 | 40.5 | 273.4375 | 7.7515 | 0 | 381.9415 | 0 | 0 | 381.9415 | 0 | 0 | 354.9277 | 0 | 0 | 0 | 0 | 296.0618 | 0 | 0 | 0 | 0 | 0 | 0 | 381.9415 | 736.8692 | 1032.931 | 0 | 0 | 0 | 0 | 0 | 0 | 381.9415 | 736.8692 | 1032.931 | 0 | 0 | 0 | 3319.8892 | 25482.4997 | 3319.8892 | 24543.8003 | 1106.6297 | 3085.3907 | 23782.9468 | 3085.3907 | 22837.4795 | 1028.4636 | 2574.1911 | 19953.9523 | 2574.1911 | 19098.7092 | 858.0637 | 81.9726 | 76.1825 | 63.5603 | 0.19779 | 0.19681 | 0.19583 | 0 | 279.8353 | 0 | 0 | 279.8353 | 0 | 0 | 260.0692 | 0 | 0 | 260.0692 | 0 | 0 | 216.98 | 0 | 0 | 216.98 | 0 | 0 | 0 | 0 | 1399.1763 | 1300.3462 | 1084.8998 | 0 | 0 | 0 | 0 | 0 | 0 | 1399.1763 | 1300.3462 | 1084.8998 | 0 | 0 | 0 | 279.8353 | 539.9045 | 756.8844 | 0 | 0 | 0 | 0 | 0 | 0 | 279.8353 | 539.9045 | 756.8844 | 0 | 0 | 0 | 54 | 256.8662 | 5.7568 | 54 | 258.1839 | 5.7812 | 54 | 259.9375 | 5.8137 | 0 | 381.9415 | 0 | 0 | 381.9415 | 0 | 0 | 354.9277 | 0 | 0 | 0 | 0 | 296.0618 | 0 | 0 | 0 | 0 | 0 | 0 | 381.9415 | 736.8692 | 1032.931 | 0 | 0 | 0 | 0 | 0 | 0 | 381.9415 | 736.8692 | 1032.931 | 0 | 0 | 0 | 4833.3328 | 27824.4381 | 4833.3328 | 26799.4685 | 0 | 4491.4839 | 25966.0929 | 4491.4839 | 24933.8367 | 0 | 3746.556 | 21781.1918 | 3746.556 | 20847.6317 | 0 | 89.5062 | 83.1756 | 69.3807 | 0.21597 | 0.21489 | 0.21382 | 0 | 305.5532 | 0 | 0 | 305.5532 | 0 | 0 | 283.9422 | 0 | 0 | 283.9422 | 0 | 0 | 236.8494 | 0 | 0 | 236.8494 | 0 | 0 | 0 | 0 | 1527.7659 | 1419.711 | 1184.2471 | 0 | 0 | 0 | 0 | 0 | 0 | 1527.7659 | 1419.711 | 1184.2471 | 0 | 0 | 0 | 305.5532 | 589.4954 | 826.3448 | 0 | 0 | 0 | 0 | 0 | 0 | 305.5532 | 589.4954 | 826.3448 | 0 | 0 | 0
| 652 | Business | Food Sales | Hot Water | Gas | 02-341 | 02-341.09 | Low Flow Fixtures | [02-341]_Business_Hot Water_Low Flow Pre-Rinse Spray Valve_ADD_Gas_per unit | 1.23 gpm | 0.98 gpm | ENGINEER | 0 | 1.7069 | 0 | 0 | 0 | 8.8579 | 54 | 5 | 0.445 | 0.29785 | 0.42861 | 0.11215 | 0.16139 | 1 | 1 | Additions on Existing | 5.9971 | #NUM! | 0 | 9.0043 | 0 | 0 | 9.0043 | 0 | 61.7058 | 0 | 0 | 0 | 1.8009 | 91.9264 | 155.4331 | 19.8668 | 135.5663 | 7.8238 | 0 | 62.3647 | 0 | 0 | 0 | 1.8009 | 91.9264 | 156.092 | 19.8668 | 136.2251 | 7.8569 | 0 | 63.2415 | 0 | 0 | 0 | 1.8009 | 91.9264 | 156.9687 | 19.8668 | 137.1019 | 7.901 | per unit | 0.13467 | 241.8696 | 0.005 | 0 | 112.0078 | 0 | 0 | 112.0078 | 0 | 0 | 104.0858 | 0 | 0 | 0 | 0 | 86.8228 | 0 | 0 | 0 | 0 | 0 | 0 | 112.0078 | 216.0937 | 302.9165 | 0 | 0 | 0 | 0 | 0 | 0 | 112.0078 | 216.0937 | 302.9165 | 0 | 0 | 0 | 0 | 112.0078 | 0 | 0 | 112.0078 | 0 | 0 | 104.0858 | 0 | 0 | 0 | 0 | 86.8228 | 0 | 0 | 0 | 0 | 0 | 0 | 112.0078 | 216.0937 | 302.9165 | 0 | 0 | 0 | 0 | 0 | 0 | 112.0078 | 216.0937 | 302.9165 | 0 | 0 | 0 | 245.9263 | 1924.0665 | 245.9263 | 1843.8206 | 422.5259 | 228.8535 | 1798.0831 | 228.8535 | 1717.8563 | 393.1932 | 191.4323 | 1512.5161 | 191.4323 | 1440.328 | 328.8998 | 12.3787 | 11.5194 | 9.6358 | 0.050925 | 0.050671 | 0.050419 | 0 | 21.1291 | 0 | 0 | 21.1291 | 0 | 0 | 19.6622 | 0 | 0 | 19.6622 | 0 | 0 | 16.4472 | 0 | 0 | 16.4472 | 0 | 0 | 0 | 0 | 105.6454 | 98.3112 | 82.2358 | 0 | 0 | 0 | 0 | 0 | 0 | 105.6454 | 98.3112 | 82.2358 | 0 | 0 | 0 | 21.1291 | 40.7913 | 57.2385 | 0 | 0 | 0 | 0 | 0 | 0 | 21.1291 | 40.7913 | 57.2385 | 0 | 0 | 0 | 1 | 1 | 1 | 1 | 1 | 1 | 1 | 40.5 | 114.9331 | 3.8379 | 40.5 | 115.592 | 3.8541 | 40.5 | 116.4687 | 3.8758 | 0 | 112.0078 | 0 | 0 | 112.0078 | 0 | 0 | 104.0858 | 0 | 0 | 0 | 0 | 86.8228 | 0 | 0 | 0 | 0 | 0 | 0 | 112.0078 | 216.0937 | 302.9165 | 0 | 0 | 0 | 0 | 0 | 0 | 112.0078 | 216.0937 | 302.9165 | 0 | 0 | 0 | 1566.6085 | 6012.4146 | 1566.6085 | 5761.6581 | 522.2028 | 1456.2101 | 5612.4119 | 1456.2101 | 5361.9978 | 485.4034 | 1215.3641 | 4710.4736 | 1215.3641 | 4485.6561 | 405.1214 | 38.6817 | 35.9558 | 30.009 | 0.15913 | 0.15834 | 0.15755 | 0 | 66.0251 | 0 | 0 | 66.0251 | 0 | 0 | 61.3724 | 0 | 0 | 61.3724 | 0 | 0 | 51.2218 | 0 | 0 | 51.2218 | 0 | 0 | 0 | 0 | 330.1257 | 306.8618 | 256.1092 | 0 | 0 | 0 | 0 | 0 | 0 | 330.1257 | 306.8618 | 256.1092 | 0 | 0 | 0 | 66.0251 | 127.3975 | 178.6194 | 0 | 0 | 0 | 0 | 0 | 0 | 66.0251 | 127.3975 | 178.6194 | 0 | 0 | 0 | 54 | 101.4331 | 2.8784 | 54 | 102.092 | 2.8906 | 54 | 102.9687 | 2.9068 | 0 | 112.0078 | 0 | 0 | 112.0078 | 0 | 0 | 104.0858 | 0 | 0 | 0 | 0 | 86.8228 | 0 | 0 | 0 | 0 | 0 | 0 | 112.0078 | 216.0937 | 302.9165 | 0 | 0 | 0 | 0 | 0 | 0 | 112.0078 | 216.0937 | 302.9165 | 0 | 0 | 0 | 2657.661 | 7649.7861 | 2657.661 | 7330.7407 | 0 | 2469.6917 | 7138.8704 | 2469.6917 | 6820.3488 | 0 | 2060.0849 | 5988.3135 | 2060.0849 | 5702.5084 | 0 | 49.2159 | 45.735 | 38.1497 | 0.20247 | 0.20146 | 0.20046 | 0 | 84.0059 | 0 | 0 | 84.0059 | 0 | 0 | 78.0644 | 0 | 0 | 78.0644 | 0 | 0 | 65.1171 | 0 | 0 | 65.1171 | 0 | 0 | 0 | 0 | 420.0294 | 390.3218 | 325.5856 | 0 | 0 | 0 | 0 | 0 | 0 | 420.0294 | 390.3218 | 325.5856 | 0 | 0 | 0 | 84.0059 | 162.0702 | 227.1874 | 0 | 0 | 0 | 0 | 0 | 0 | 84.0059 | 162.0702 | 227.1874 | 0 | 0 | 0
| 653 | Business | Manufacturing/Industrial | Hot Water | Gas | 02-341 | 02-341.10 | Low Flow Fixtures | [02-341]_Business_Hot Water_Low Flow Pre-Rinse Spray Valve_ADD_Gas_per unit | 1.23 gpm | 0.98 gpm | ENGINEER | 0 | 3.4138 | 0 | 0 | 0 | 17.7157 | 54 | 5 | 0.445 | 0.29785 | 0.42861 | 0.11215 | 0.16139 | 1 | 1 | Additions on Existing | 2.9986 | #NUM! | 0 | 18.0086 | 0 | 0 | 18.0086 | 0 | 123.4117 | 0 | 0 | 0 | 3.6017 | 183.8528 | 310.8662 | 22.7628 | 288.1033 | 13.6567 | 0 | 124.7294 | 0 | 0 | 0 | 3.6017 | 183.8528 | 312.1839 | 22.7628 | 289.4211 | 13.7146 | 0 | 126.483 | 0 | 0 | 0 | 3.6017 | 183.8528 | 313.9375 | 22.7628 | 291.1746 | 13.7917 | per unit | 0.0033428 | 13.849 | 0.005 | 0 | 12.8268 | 0 | 0 | 12.8268 | 0 | 0 | 11.9195 | 0 | 0 | 0 | 0 | 9.9427 | 0 | 0 | 0 | 0 | 0 | 0 | 12.8268 | 24.7463 | 34.6889 | 0 | 0 | 0 | 0 | 0 | 0 | 12.8268 | 24.7463 | 34.6889 | 0 | 0 | 0 | 0 | 12.8268 | 0 | 0 | 12.8268 | 0 | 0 | 11.9195 | 0 | 0 | 0 | 0 | 9.9427 | 0 | 0 | 0 | 0 | 0 | 0 | 12.8268 | 24.7463 | 34.6889 | 0 | 0 | 0 | 0 | 0 | 0 | 12.8268 | 24.7463 | 34.6889 | 0 | 0 | 0 | 47.0277 | 642.2453 | 47.0277 | 650.6796 | 64.5355 | 43.7186 | 599.5837 | 43.7186 | 605.6748 | 59.9944 | 36.4948 | 503.3244 | 36.4948 | 506.8863 | 50.0814 | 2.066 | 1.9206 | 1.6033 | 0.14844 | 0.1477 | 0.14696 | 0 | 7.0528 | 0 | 0 | 7.0528 | 0 | 0 | 6.5565 | 0 | 0 | 6.5565 | 0 | 0 | 5.4732 | 0 | 0 | 5.4732 | 0 | 0 | 0 | 0 | 35.264 | 32.7826 | 27.3658 | 0 | 0 | 0 | 0 | 0 | 0 | 35.264 | 32.7826 | 27.3658 | 0 | 0 | 0 | 7.0528 | 13.6093 | 19.0825 | 0 | 0 | 0 | 0 | 0 | 0 | 7.0528 | 13.6093 | 19.0825 | 0 | 0 | 0 | 1 | 1 | 1 | 1 | 1 | 1 | 1 | 40.5 | 270.3662 | 7.6757 | 40.5 | 271.6839 | 7.7082 | 40.5 | 273.4375 | 7.7515 | 0 | 12.8268 | 0 | 0 | 12.8268 | 0 | 0 | 11.9195 | 0 | 0 | 0 | 0 | 9.9427 | 0 | 0 | 0 | 0 | 0 | 0 | 12.8268 | 24.7463 | 34.6889 | 0 | 0 | 0 | 0 | 0 | 0 | 12.8268 | 24.7463 | 34.6889 | 0 | 0 | 0 | 111.9634 | 859.3982 | 111.9634 | 870.6842 | 37.3211 | 104.0554 | 802.0844 | 104.0554 | 810.2327 | 34.6851 | 86.8152 | 672.952 | 86.8152 | 677.7143 | 28.9384 | 2.7645 | 2.5693 | 2.1436 | 0.19863 | 0.19764 | 0.19665 | 0 | 9.4375 | 0 | 0 | 9.4375 | 0 | 0 | 8.7709 | 0 | 0 | 8.7709 | 0 | 0 | 7.3177 | 0 | 0 | 7.3177 | 0 | 0 | 0 | 0 | 47.1873 | 43.8544 | 36.5885 | 0 | 0 | 0 | 0 | 0 | 0 | 47.1873 | 43.8544 | 36.5885 | 0 | 0 | 0 | 9.4375 | 18.2083 | 25.526 | 0 | 0 | 0 | 0 | 0 | 0 | 9.4375 | 18.2083 | 25.526 | 0 | 0 | 0 | 54 | 256.8662 | 5.7568 | 54 | 258.1839 | 5.7812 | 54 | 259.9375 | 5.8137 | 0 | 12.8268 | 0 | 0 | 12.8268 | 0 | 0 | 11.9195 | 0 | 0 | 0 | 0 | 9.9427 | 0 | 0 | 0 | 0 | 0 | 0 | 12.8268 | 24.7463 | 34.6889 | 0 | 0 | 0 | 0 | 0 | 0 | 12.8268 | 24.7463 | 34.6889 | 0 | 0 | 0 | 162.3179 | 934.4288 | 162.3179 | 946.7002 | 0 | 150.8376 | 872.02 | 150.8376 | 880.8788 | 0 | 125.8207 | 731.4783 | 125.8207 | 736.6548 | 0 | 3.0059 | 2.7933 | 2.33 | 0.21597 | 0.21489 | 0.21382 | 0 | 10.2614 | 0 | 0 | 10.2614 | 0 | 0 | 9.5356 | 0 | 0 | 9.5356 | 0 | 0 | 7.9541 | 0 | 0 | 7.9541 | 0 | 0 | 0 | 0 | 51.307 | 47.6782 | 39.7706 | 0 | 0 | 0 | 0 | 0 | 0 | 51.307 | 47.6782 | 39.7706 | 0 | 0 | 0 | 10.2614 | 19.797 | 27.7512 | 0 | 0 | 0 | 0 | 0 | 0 | 10.2614 | 19.797 | 27.7512 | 0 | 0 | 0
| 654 | Business | Office | Hot Water | Electric | 02-275 | 02-275.01 | Hot Water Controls | [02-275]_Business_Hot Water_Recirculation Pump with Demand Controls_ADD_Electric_per unit | Un-controlled pump | Re-circulating pump | DEEMED | 1942.241 | 0 | 0 | 0 | 0 | 0 | 2008 | 15 | 0.445 | 0.29785 | 0.42861 | 0.11215 | 0.16139 | 0.86 | 1 | Additions on Existing | 20.6132 | 0.080144 | 25054.9086 | 0 | 0 | 0 | 97.4135 | 1511.3566 | 0 | 0 | 0 | 0 | 0 | 0 | 1511.3566 | 840.016 | 671.3406 | 1.7992 | 1507.2372 | 0 | 0 | 0 | 0 | 0 | 0 | 1507.2372 | 840.016 | 667.2212 | 1.7943 | 1510.6105 | 0 | 0 | 0 | 0 | 0 | 0 | 1510.6105 | 840.016 | 670.5945 | 1.7983 | per unit | 0.013278 | 326.2378 | 0.005 | 76936.6257 | 0 | 0 | 0 | 283.5201 | 0 | 76314.1845 | 0 | 0 | 0 | 0 | 74828.7574 | 0 | 0 | 0 | 0 | 76936.6257 | 153250.8102 | 228079.5676 | 0 | 0 | 0 | 0 | 0 | 0 | 0 | 0 | 0 | 283.5201 | 564.7465 | 840.4989 | 0 | 0 | 0 | 76936.6257 | 0 | 0 | 0 | 283.5201 | 0 | 76314.1845 | 0 | 0 | 0 | 0 | 74828.7574 | 0 | 0 | 0 | 0 | 76936.6257 | 0 | 228079.5676 | 0 | 0 | 0 | 0 | 0 | 0 | 0 | 0 | 0 | 283.5201 | 564.7465 | 840.4989 | 0 | 0 | 0 | 9560.3639 | 17201.0053 | 9560.3639 | 35214.938 | 13293.0241 | 9544.4579 | 17125.5813 | 9544.4579 | 35374.3548 | 13270.9079 | 9478.2399 | 17044.8293 | 9478.2399 | 35586.6706 | 13178.8363 | 11.3812 | 11.3622 | 11.2834 | 0.034713 | 0.03454 | 0.034368 | 19010.2772 | 0 | 0 | 0 | 70.055 | 0 | 18978.6489 | 0 | 0 | 0 | 69.9385 | 0 | 18846.9779 | 0 | 0 | 0 | 69.4532 | 0 | 285154.1574 | 284679.7335 | 282704.6688 | 0 | 0 | 0 | 0 | 0 | 0 | 0 | 0 | 0 | 1050.8251 | 1049.0768 | 1041.7985 | 19010.2772 | 0 | 56835.904 | 0 | 0 | 0 | 0 | 0 | 0 | 0 | 0 | 0 | 70.055 | 139.9935 | 209.4467 | 0 | 0 | 0 | 1 | 1 | 1 | 1 | 1 | 1 | 1 | 1506 | 5.3566 | 1.0036 | 1506 | 1.2372 | 1.0008 | 1506 | 4.6105 | 1.0031 | 76936.6257 | 0 | 0 | 0 | 283.5201 | 0 | 76314.1845 | 0 | 0 | 0 | 0 | 74828.7574 | 0 | 0 | 0 | 0 | 76936.6257 | 0 | 228079.5676 | 0 | 0 | 0 | 0 | 0 | 0 | 0 | 0 | 0 | 283.5201 | 564.7465 | 840.4989 | 0 | 0 | 0 | 41321.5986 | 41468.5728 | 41321.5986 | 84896.9691 | 13773.8662 | 41054.791 | 41088.517 | 41054.791 | 84871.8509 | 13684.9303 | 40394.6474 | 40518.3122 | 40394.6474 | 84595.2641 | 13464.8825 | 27.438 | 27.2608 | 26.8225 | 0.083686 | 0.083269 | 0.082855 | 45830.4062 | 0 | 0 | 0 | 168.8902 | 0 | 45534.4859 | 0 | 0 | 0 | 167.7997 | 0 | 44802.3107 | 0 | 0 | 0 | 165.1016 | 0 | 687456.0934 | 683017.2884 | 672034.6606 | 0 | 0 | 0 | 0 | 0 | 0 | 0 | 0 | 0 | 2533.353 | 2516.9955 | 2476.5233 | 45830.4062 | 0 | 136167.2028 | 0 | 0 | 0 | 0 | 0 | 0 | 0 | 0 | 0 | 168.8902 | 336.6899 | 501.7915 | 0 | 0 | 0 | 2008 | -496.6434 | 0.75267 | 2008 | -500.7628 | 0.75062 | 2008 | -497.3895 | 0.7523 | 76936.6257 | 0 | 0 | 0 | 283.5201 | 0 | 76314.1845 | 0 | 0 | 0 | 0 | 74828.7574 | 0 | 0 | 0 | 0 | 76936.6257 | 0 | 228079.5676 | 0 | 0 | 0 | 0 | 0 | 0 | 0 | 0 | 0 | 283.5201 | 564.7465 | 840.4989 | 0 | 0 | 0 | 73992.0852 | 55691.4472 | 73992.0852 | 114014.8974 | 0 | 73393.4662 | 55090.3186 | 73393.4662 | 113793.7712 | 0 | 71964.8899 | 54138.9033 | 71964.8899 | 113032.7145 | 0 | 36.8486 | 36.5505 | 35.8391 | 0.11239 | 0.11183 | 0.11127 | 61549.3006 | 0 | 0 | 0 | 226.8161 | 0 | 61051.3476 | 0 | 0 | 0 | 224.9811 | 0 | 59863.0059 | 0 | 0 | 0 | 220.6019 | 0 | 923239.5085 | 915770.2138 | 897945.0892 | 0 | 0 | 0 | 0 | 0 | 0 | 0 | 0 | 0 | 3402.2414 | 3374.7163 | 3309.0287 | 61549.3006 | 0 | 182463.6541 | 0 | 0 | 0 | 0 | 0 | 0 | 0 | 0 | 0 | 226.8161 | 451.7972 | 672.3991 | 0 | 0 | 0
| 655 | Business | Retail | Hot Water | Electric | 02-275 | 02-275.02 | Hot Water Controls | [02-275]_Business_Hot Water_Recirculation Pump with Demand Controls_ADD_Electric_per unit | Un-controlled pump | Re-circulating pump | DEEMED | 1060.4341 | 0 | 0 | 0 | 0 | 0 | 2008 | 15 | 0.445 | 0.29785 | 0.42861 | 0.11215 | 0.16139 | 0.86 | 1 | Additions on Existing | 37.7541 | 0.14679 | 13679.6003 | 0 | 0 | 0 | 53.1863 | 825.1778 | 0 | 0 | 0 | 0 | 0 | 0 | 825.1778 | 840.016 | -14.8382 | 0.98234 | 822.9286 | 0 | 0 | 0 | 0 | 0 | 0 | 822.9286 | 840.016 | -17.0873 | 0.97966 | 824.7704 | 0 | 0 | 0 | 0 | 0 | 0 | 824.7704 | 840.016 | -15.2455 | 0.98185 | per unit | 0.015183 | 130.1026 | 0.005 | 16751.955 | 0 | 0 | 0 | 61.7328 | 0 | 16616.4265 | 0 | 0 | 0 | 0 | 16292.994 | 0 | 0 | 0 | 0 | 16751.955 | 33368.3816 | 49661.3756 | 0 | 0 | 0 | 0 | 0 | 0 | 0 | 0 | 0 | 61.7328 | 122.9662 | 183.0078 | 0 | 0 | 0 | 16751.955 | 0 | 0 | 0 | 61.7328 | 0 | 16616.4265 | 0 | 0 | 0 | 0 | 16292.994 | 0 | 0 | 0 | 0 | 16751.955 | 0 | 49661.3756 | 0 | 0 | 0 | 0 | 0 | 0 | 0 | 0 | 0 | 61.7328 | 122.9662 | 183.0078 | 0 | 0 | 0 | 567.2568 | 557.2367 | 567.2568 | 1142.3656 | 788.7313 | 569.971 | 558.3768 | 569.971 | 1154.9492 | 792.5052 | 574.1036 | 563.6842 | 574.1036 | 1178.4816 | 798.2513 | 0.67529 | 0.67852 | 0.68344 | 0.0051646 | 0.0051389 | 0.0051134 | 615.8491 | 0 | 0 | 0 | 2.2695 | 0 | 618.7958 | 0 | 0 | 0 | 2.2803 | 0 | 623.2824 | 0 | 0 | 0 | 2.2969 | 0 | 9237.737 | 9281.9372 | 9349.2366 | 0 | 0 | 0 | 0 | 0 | 0 | 0 | 0 | 0 | 34.0421 | 34.205 | 34.453 | 615.8491 | 0 | 1857.9274 | 0 | 0 | 0 | 0 | 0 | 0 | 0 | 0 | 0 | 2.2695 | 4.5498 | 6.8467 | 0 | 0 | 0 | 1 | 1 | 1 | 1 | 1 | 1 | 1 | 1506 | -680.8222 | 0.54793 | 1506 | -683.0714 | 0.54643 | 1506 | -681.2296 | 0.54766 | 16751.955 | 0 | 0 | 0 | 61.7328 | 0 | 16616.4265 | 0 | 0 | 0 | 0 | 16292.994 | 0 | 0 | 0 | 0 | 16751.955 | 0 | 49661.3756 | 0 | 0 | 0 | 0 | 0 | 0 | 0 | 0 | 0 | 61.7328 | 122.9662 | 183.0078 | 0 | 0 | 0 | 9772.1363 | 5354.4156 | 9772.1363 | 10976.8432 | 3257.3788 | 9735.6519 | 5319.885 | 9735.6519 | 11003.6746 | 3245.2173 | 9632.6342 | 5275.3731 | 9632.6342 | 11029.1024 | 3210.8781 | 6.4888 | 6.4646 | 6.3962 | 0.049626 | 0.049379 | 0.049134 | 5917.6148 | 0 | 0 | 0 | 21.8071 | 0 | 5895.5214 | 0 | 0 | 0 | 21.7257 | 0 | 5833.1379 | 0 | 0 | 0 | 21.4958 | 0 | 88764.2225 | 88432.8203 | 87497.0692 | 0 | 0 | 0 | 0 | 0 | 0 | 0 | 0 | 0 | 327.1061 | 325.8849 | 322.4365 | 5917.6148 | 0 | 17646.2741 | 0 | 0 | 0 | 0 | 0 | 0 | 0 | 0 | 0 | 21.8071 | 43.5327 | 65.0285 | 0 | 0 | 0 | 2008 | -1182.8222 | 0.41095 | 2008 | -1185.0714 | 0.40983 | 2008 | -1183.2296 | 0.41074 | 16751.955 | 0 | 0 | 0 | 61.7328 | 0 | 16616.4265 | 0 | 0 | 0 | 0 | 16292.994 | 0 | 0 | 0 | 0 | 16751.955 | 0 | 49661.3756 | 0 | 0 | 0 | 0 | 0 | 0 | 0 | 0 | 0 | 61.7328 | 122.9662 | 183.0078 | 0 | 0 | 0 | 27663.5761 | 11368.2115 | 27663.5761 | 23305.4519 | 0 | 27439.7692 | 11245.504 | 27439.7692 | 23260.2521 | 0 | 26905.6643 | 11051.293 | 26905.6643 | 23104.6867 | 0 | 13.7767 | 13.6652 | 13.3992 | 0.10536 | 0.10484 | 0.10432 | 12563.9663 | 0 | 0 | 0 | 46.2996 | 0 | 12462.3199 | 0 | 0 | 0 | 45.9251 | 0 | 12219.7455 | 0 | 0 | 0 | 45.0311 | 0 | 188459.4943 | 186934.7984 | 183296.1825 | 0 | 0 | 0 | 0 | 0 | 0 | 0 | 0 | 0 | 694.4944 | 688.8758 | 675.4671 | 12563.9663 | 0 | 37246.0317 | 0 | 0 | 0 | 0 | 0 | 0 | 0 | 0 | 0 | 46.2996 | 92.2247 | 137.2558 | 0 | 0 | 0
| 656 | Business | Food Service | Hot Water | Electric | 02-275 | 02-275.03 | Hot Water Controls | [02-275]_Business_Hot Water_Recirculation Pump with Demand Controls_ADD_Electric_per unit | Un-controlled pump | Re-circulating pump | DEEMED | 1024.4985 | 0 | 0 | 0 | 0 | 0 | 2008 | 15 | 0.445 | 0.29785 | 0.42861 | 0.11215 | 0.16139 | 0.86 | 1 | Additions on Existing | 39.0784 | 0.15194 | 13216.0307 | 0 | 0 | 0 | 51.3839 | 797.2144 | 0 | 0 | 0 | 0 | 0 | 0 | 956.6573 | 840.016 | 116.6414 | 1.1389 | 795.0415 | 0 | 0 | 0 | 0 | 0 | 0 | 954.0498 | 840.016 | 114.0339 | 1.1358 | 796.8209 | 0 | 0 | 0 | 0 | 0 | 0 | 956.1851 | 840.016 | 116.1691 | 1.1383 | per unit | 0.00073371 | 1.1761 | 0.005 | 146.3071 | 0 | 0 | 0 | 0.53916 | 0 | 145.1234 | 0 | 0 | 0 | 0 | 142.2987 | 0 | 0 | 0 | 0 | 146.3071 | 291.4306 | 433.7292 | 0 | 0 | 0 | 0 | 0 | 0 | 0 | 0 | 0 | 0.53916 | 1.074 | 1.5983 | 0 | 0 | 0 | 146.3071 | 0 | 0 | 0 | 0.53916 | 0 | 145.1234 | 0 | 0 | 0 | 0 | 142.2987 | 0 | 0 | 0 | 0 | 146.3071 | 0 | 433.7292 | 0 | 0 | 0 | 0 | 0 | 0 | 0 | 0 | 0 | 0.53916 | 1.074 | 1.5983 | 0 | 0 | 0 | 6.9997 | 7.9717 | 6.9997 | 16.424 | 9.7326 | 7.0243 | 7.9779 | 7.0243 | 16.584 | 9.7669 | 7.0638 | 8.0407 | 7.0638 | 16.8945 | 9.8218 | 0.0083328 | 0.0083622 | 0.0084092 | 0.0070497 | 0.0070146 | 0.0069797 | 7.3418 | 0 | 0 | 0 | 0.027055 | 0 | 7.3676 | 0 | 0 | 0 | 0.027151 | 0 | 7.4091 | 0 | 0 | 0 | 0.027303 | 0 | 110.1271 | 110.5145 | 111.1359 | 0 | 0 | 0 | 0 | 0 | 0 | 0 | 0 | 0 | 0.40583 | 0.40726 | 0.40955 | 7.3418 | 0 | 22.1185 | 0 | 0 | 0 | 0 | 0 | 0 | 0 | 0 | 0 | 0.027055 | 0.054206 | 0.081509 | 0 | 0 | 0 | 1 | 1 | 1 | 1 | 1 | 1 | 1 | 1506 | -549.3427 | 0.63523 | 1506 | -551.9502 | 0.6335 | 1506 | -549.8149 | 0.63492 | 146.3071 | 0 | 0 | 0 | 0.53916 | 0 | 145.1234 | 0 | 0 | 0 | 0 | 142.2987 | 0 | 0 | 0 | 0 | 146.3071 | 0 | 433.7292 | 0 | 0 | 0 | 0 | 0 | 0 | 0 | 0 | 0 | 0.53916 | 1.074 | 1.5983 | 0 | 0 | 0 | 97.7289 | 62.0804 | 97.7289 | 127.904 | 32.5763 | 97.3176 | 61.6506 | 97.3176 | 128.1555 | 32.4392 | 96.1728 | 61.0617 | 96.1728 | 128.2982 | 32.0576 | 0.064893 | 0.06462 | 0.06386 | 0.0549 | 0.054627 | 0.054355 | 57.1752 | 0 | 0 | 0 | 0.2107 | 0 | 56.9346 | 0 | 0 | 0 | 0.20981 | 0 | 56.2648 | 0 | 0 | 0 | 0.20734 | 0 | 857.6281 | 854.0185 | 843.9722 | 0 | 0 | 0 | 0 | 0 | 0 | 0 | 0 | 0 | 3.1605 | 3.1472 | 3.1101 | 57.1752 | 0 | 170.3746 | 0 | 0 | 0 | 0 | 0 | 0 | 0 | 0 | 0 | 0.2107 | 0.42051 | 0.62785 | 0 | 0 | 0 | 2008 | -1051.3427 | 0.47642 | 2008 | -1053.9502 | 0.47512 | 2008 | -1051.8149 | 0.47619 | 146.3071 | 0 | 0 | 0 | 0.53916 | 0 | 145.1234 | 0 | 0 | 0 | 0 | 142.2987 | 0 | 0 | 0 | 0 | 146.3071 | 0 | 433.7292 | 0 | 0 | 0 | 0 | 0 | 0 | 0 | 0 | 0 | 0.53916 | 1.074 | 1.5983 | 0 | 0 | 0 | 250.081 | 119.1443 | 250.081 | 245.4726 | 0 | 248.0577 | 117.8583 | 248.0577 | 244.9965 | 0 | 243.2294 | 115.8229 | 243.2294 | 243.358 | 0 | 0.12454 | 0.12353 | 0.12113 | 0.10536 | 0.10484 | 0.10432 | 109.7303 | 0 | 0 | 0 | 0.40437 | 0 | 108.8426 | 0 | 0 | 0 | 0.4011 | 0 | 106.724 | 0 | 0 | 0 | 0.39329 | 0 | 1645.955 | 1632.6387 | 1600.86 | 0 | 0 | 0 | 0 | 0 | 0 | 0 | 0 | 0 | 6.0655 | 6.0165 | 5.8993 | 109.7303 | 0 | 325.2969 | 0 | 0 | 0 | 0 | 0 | 0 | 0 | 0 | 0 | 0.40437 | 0.80547 | 1.1988 | 0 | 0 | 0
| 657 | Business | Healthcare/Hospitals | Hot Water | Electric | 02-275 | 02-275.04 | Hot Water Controls | [02-275]_Business_Hot Water_Recirculation Pump with Demand Controls_ADD_Electric_per unit | Un-controlled pump | Re-circulating pump | DEEMED | 2721.3208 | 0 | 0 | 0 | 0 | 0 | 2008 | 15 | 0.445 | 0.29785 | 0.42861 | 0.11215 | 0.16139 | 0.86 | 1 | Additions on Existing | 14.7119 | 0.0572 | 35105.0388 | 0 | 0 | 0 | 136.4884 | 2117.5983 | 0 | 0 | 0 | 0 | 0 | 0 | 2117.5983 | 690.4457 | 1427.1526 | 3.067 | 2111.8265 | 0 | 0 | 0 | 0 | 0 | 0 | 2111.8265 | 690.4457 | 1421.3808 | 3.0586 | 2116.5529 | 0 | 0 | 0 | 0 | 0 | 0 | 2116.5529 | 690.4457 | 1426.1073 | 3.0655 | per unit | 0.041666 | 113.1656 | 0.005 | 37392.9575 | 0 | 0 | 0 | 137.7973 | 0 | 37090.4368 | 0 | 0 | 0 | 0 | 36368.4853 | 0 | 0 | 0 | 0 | 37392.9575 | 74483.3943 | 110851.8796 | 0 | 0 | 0 | 0 | 0 | 0 | 0 | 0 | 0 | 137.7973 | 274.4797 | 408.5016 | 0 | 0 | 0 | 37392.9575 | 0 | 0 | 0 | 137.7973 | 0 | 37090.4368 | 0 | 0 | 0 | 0 | 36368.4853 | 0 | 0 | 0 | 0 | 37392.9575 | 0 | 110851.8796 | 0 | 0 | 0 | 0 | 0 | 0 | 0 | 0 | 0 | 137.7973 | 274.4797 | 408.5016 | 0 | 0 | 0 | 1265.9891 | 3882.7913 | 1265.9891 | 7903.7244 | 2415.8446 | 1267.7643 | 3877.6379 | 1267.7643 | 7963.8873 | 2419.2322 | 1268.4101 | 3888.2959 | 1268.4101 | 8071.7679 | 2420.4645 | 1.8336 | 1.8362 | 1.8371 | 0.016122 | 0.016042 | 0.015962 | 4291.1991 | 0 | 0 | 0 | 15.8136 | 0 | 4297.2164 | 0 | 0 | 0 | 15.8357 | 0 | 4299.4052 | 0 | 0 | 0 | 15.8438 | 0 | 64367.9861 | 64458.2456 | 64491.0782 | 0 | 0 | 0 | 0 | 0 | 0 | 0 | 0 | 0 | 237.2033 | 237.5359 | 237.6569 | 4291.1991 | 0 | 12887.8207 | 0 | 0 | 0 | 0 | 0 | 0 | 0 | 0 | 0 | 15.8136 | 31.6493 | 47.4931 | 0 | 0 | 0 | 1 | 1 | 1 | 1 | 1 | 1 | 1 | 1506 | 611.5983 | 1.4061 | 1506 | 605.8265 | 1.4023 | 1506 | 610.5529 | 1.4054 | 37392.9575 | 0 | 0 | 0 | 137.7973 | 0 | 37090.4368 | 0 | 0 | 0 | 0 | 36368.4853 | 0 | 0 | 0 | 0 | 37392.9575 | 0 | 110851.8796 | 0 | 0 | 0 | 0 | 0 | 0 | 0 | 0 | 0 | 137.7973 | 274.4797 | 408.5016 | 0 | 0 | 0 | 13269.1048 | 18657.7914 | 13269.1048 | 37979.3893 | 4423.0349 | 13185.9076 | 18490.2714 | 13185.9076 | 37975.2935 | 4395.3025 | 12978.954 | 18240.7988 | 12978.954 | 37866.3291 | 4326.318 | 8.8108 | 8.7556 | 8.6182 | 0.07747 | 0.077085 | 0.076702 | 20620.2939 | 0 | 0 | 0 | 75.9881 | 0 | 20491.0048 | 0 | 0 | 0 | 75.5117 | 0 | 20169.3973 | 0 | 0 | 0 | 74.3265 | 0 | 309304.4086 | 307365.0725 | 302540.9593 | 0 | 0 | 0 | 0 | 0 | 0 | 0 | 0 | 0 | 1139.8215 | 1132.6749 | 1114.8975 | 20620.2939 | 0 | 61280.696 | 0 | 0 | 0 | 0 | 0 | 0 | 0 | 0 | 0 | 75.9881 | 151.4998 | 225.8263 | 0 | 0 | 0 | 2008 | 109.5983 | 1.0546 | 2008 | 103.8265 | 1.0517 | 2008 | 108.5529 | 1.0541 | 37392.9575 | 0 | 0 | 0 | 137.7973 | 0 | 37090.4368 | 0 | 0 | 0 | 0 | 36368.4853 | 0 | 0 | 0 | 0 | 37392.9575 | 0 | 110851.8796 | 0 | 0 | 0 | 0 | 0 | 0 | 0 | 0 | 0 | 137.7973 | 274.4797 | 408.5016 | 0 | 0 | 0 | 24062.2696 | 25375.6082 | 24062.2696 | 51654.0294 | 0 | 23867.5984 | 25101.7061 | 23867.5984 | 51553.8489 | 0 | 23403.0245 | 24668.1971 | 23403.0245 | 51209.055 | 0 | 11.9832 | 11.8863 | 11.6549 | 0.10536 | 0.10484 | 0.10432 | 28044.7181 | 0 | 0 | 0 | 103.3479 | 0 | 27817.8276 | 0 | 0 | 0 | 102.5118 | 0 | 27276.364 | 0 | 0 | 0 | 100.5165 | 0 | 420670.7713 | 417267.414 | 409145.4599 | 0 | 0 | 0 | 0 | 0 | 0 | 0 | 0 | 0 | 1550.2191 | 1537.6774 | 1507.747 | 28044.7181 | 0 | 83138.9097 | 0 | 0 | 0 | 0 | 0 | 0 | 0 | 0 | 0 | 103.3479 | 205.8598 | 306.3762 | 0 | 0 | 0
| 658 | Business | Campus/Education | Hot Water | Electric | 02-275 | 02-275.05 | Hot Water Controls | [02-275]_Business_Hot Water_Recirculation Pump with Demand Controls_ADD_Electric_per unit | Un-controlled pump | Re-circulating pump | DEEMED | 2604.6601 | 0 | 0 | 0 | 0 | 0 | 2008 | 15 | 0.445 | 0.29785 | 0.42861 | 0.11215 | 0.16139 | 0.86 | 1 | Additions on Existing | 15.3708 | 0.059762 | 33600.1155 | 0 | 0 | 0 | 130.6372 | 2026.8187 | 0 | 0 | 0 | 0 | 0 | 0 | 2026.8187 | 690.4457 | 1336.373 | 2.9355 | 2021.2943 | 0 | 0 | 0 | 0 | 0 | 0 | 2021.2943 | 690.4457 | 1330.8486 | 2.9275 | 2025.8181 | 0 | 0 | 0 | 0 | 0 | 0 | 2025.8181 | 690.4457 | 1335.3724 | 2.9341 | per unit | 0.09424 | 214.018 | 0.005 | 67685.7416 | 0 | 0 | 0 | 249.4296 | 0 | 67138.1429 | 0 | 0 | 0 | 0 | 65831.3241 | 0 | 0 | 0 | 0 | 67685.7416 | 134823.8845 | 200655.2086 | 0 | 0 | 0 | 0 | 0 | 0 | 0 | 0 | 0 | 249.4296 | 496.8412 | 739.437 | 0 | 0 | 0 | 67685.7416 | 0 | 0 | 0 | 249.4296 | 0 | 67138.1429 | 0 | 0 | 0 | 0 | 65831.3241 | 0 | 0 | 0 | 0 | 67685.7416 | 0 | 200655.2086 | 0 | 0 | 0 | 0 | 0 | 0 | 0 | 0 | 0 | 249.4296 | 496.8412 | 739.437 | 0 | 0 | 0 | 2240.6345 | 6577.4326 | 2240.6345 | 13416.1855 | 4275.7278 | 2244.1103 | 6569.6805 | 2244.1103 | 13520.3211 | 4282.3607 | 2246.1435 | 6590.3496 | 2246.1435 | 13708.9031 | 4286.2406 | 3.2452 | 3.2502 | 3.2532 | 0.015088 | 0.015013 | 0.014938 | 7269.2737 | 0 | 0 | 0 | 26.7881 | 0 | 7280.5505 | 0 | 0 | 0 | 26.8296 | 0 | 7287.1468 | 0 | 0 | 0 | 26.854 | 0 | 109039.1061 | 109208.2574 | 109307.2018 | 0 | 0 | 0 | 0 | 0 | 0 | 0 | 0 | 0 | 401.8214 | 402.4447 | 402.8093 | 7269.2737 | 0 | 21836.971 | 0 | 0 | 0 | 0 | 0 | 0 | 0 | 0 | 0 | 26.7881 | 53.6177 | 80.4717 | 0 | 0 | 0 | 1 | 1 | 1 | 1 | 1 | 1 | 1 | 1506 | 520.8187 | 1.3458 | 1506 | 515.2943 | 1.3422 | 1506 | 519.8181 | 1.3452 | 67685.7416 | 0 | 0 | 0 | 249.4296 | 0 | 67138.1429 | 0 | 0 | 0 | 0 | 65831.3241 | 0 | 0 | 0 | 0 | 67685.7416 | 0 | 200655.2086 | 0 | 0 | 0 | 0 | 0 | 0 | 0 | 0 | 0 | 249.4296 | 496.8412 | 739.437 | 0 | 0 | 0 | 24776.3128 | 33344.6834 | 24776.3128 | 68014.1458 | 8258.7709 | 24622.9426 | 33047.9498 | 24622.9426 | 68012.2719 | 8207.6475 | 24239.9038 | 32606.6638 | 24239.9038 | 67826.6898 | 8079.9679 | 16.4517 | 16.3499 | 16.0956 | 0.076488 | 0.076108 | 0.075729 | 36852.013 | 0 | 0 | 0 | 135.8038 | 0 | 36623.8919 | 0 | 0 | 0 | 134.9632 | 0 | 36054.1642 | 0 | 0 | 0 | 132.8637 | 0 | 552780.1955 | 549358.3785 | 540812.4635 | 0 | 0 | 0 | 0 | 0 | 0 | 0 | 0 | 0 | 2037.0572 | 2024.4474 | 1992.9548 | 36852.013 | 0 | 109530.0692 | 0 | 0 | 0 | 0 | 0 | 0 | 0 | 0 | 0 | 135.8038 | 270.767 | 403.6306 | 0 | 0 | 0 | 2008 | 18.8187 | 1.0094 | 2008 | 13.2943 | 1.0066 | 2008 | 17.8181 | 1.0089 | 67685.7416 | 0 | 0 | 0 | 249.4296 | 0 | 67138.1429 | 0 | 0 | 0 | 0 | 65831.3241 | 0 | 0 | 0 | 0 | 67685.7416 | 0 | 200655.2086 | 0 | 0 | 0 | 0 | 0 | 0 | 0 | 0 | 0 | 249.4296 | 496.8412 | 739.437 | 0 | 0 | 0 | 45506.418 | 45932.897 | 45506.418 | 93690.7007 | 0 | 45138.2569 | 45437.1013 | 45138.2569 | 93508.9922 | 0 | 44259.6577 | 44652.398 | 44259.6577 | 92883.6009 | 0 | 22.6626 | 22.4792 | 22.0417 | 0.10536 | 0.10484 | 0.10432 | 50764.3062 | 0 | 0 | 0 | 187.0722 | 0 | 50353.6072 | 0 | 0 | 0 | 185.5587 | 0 | 49373.4931 | 0 | 0 | 0 | 181.9469 | 0 | 761464.5932 | 755304.1079 | 740602.3961 | 0 | 0 | 0 | 0 | 0 | 0 | 0 | 0 | 0 | 2806.0827 | 2783.3806 | 2729.2031 | 50764.3062 | 0 | 150491.4065 | 0 | 0 | 0 | 0 | 0 | 0 | 0 | 0 | 0 | 187.0722 | 372.6309 | 554.5778 | 0 | 0 | 0
| 659 | Business | Warehouse | Hot Water | Electric | 02-275 | 02-275.06 | Hot Water Controls | [02-275]_Business_Hot Water_Recirculation Pump with Demand Controls_ADD_Electric_per unit | Un-controlled pump | Re-circulating pump | DEEMED | 1070.7339 | 0 | 0 | 0 | 0 | 0 | 2008 | 15 | 0.445 | 0.29785 | 0.42861 | 0.11215 | 0.16139 | 0.86 | 1 | Additions on Existing | 37.3909 | 0.14538 | 13812.467 | 0 | 0 | 0 | 53.7029 | 833.1925 | 0 | 0 | 0 | 0 | 0 | 0 | 833.1925 | 840.016 | -6.8234 | 0.99188 | 830.9216 | 0 | 0 | 0 | 0 | 0 | 0 | 830.9216 | 840.016 | -9.0944 | 0.98917 | 832.7812 | 0 | 0 | 0 | 0 | 0 | 0 | 832.7812 | 840.016 | -7.2347 | 0.99139 | per unit | 0.02594 | 0 | 0.005 | 0 | 0 | 0 | 0 | 0 | 0 | 0 | 0 | 0 | 0 | 0 | 0 | 0 | 0 | 0 | 0 | 0 | 0 | 0 | 0 | 0 | 0 | 0 | 0 | 0 | 0 | 0 | 0 | 0 | 0 | 0 | 0 | 0 | 0 | 0 | 0 | 0 | 0 | 0 | 0 | 0 | 0 | 0 | 0 | 0 | 0 | 0 | 0 | 0 | 0 | 0 | 0 | 0 | 0 | 0 | 0 | 0 | 0 | 0 | 0 | 0 | 0 | 0 | 0 | 0 | 0 | 0 | 0 | 0 | 0 | 0 | 0 | 0 | 0 | 0 | 0 | 0 | 0 | 0 | 0 | 0 | 0 | 0 | 0 | 0 | 0 | #NUM! | #NUM! | #NUM! | 0 | 0 | 0 | 0 | 0 | 0 | 0 | 0 | 0 | 0 | 0 | 0 | 0 | 0 | 0 | 0 | 0 | 0 | 0 | 0 | 0 | 0 | 0 | 0 | 0 | 0 | 0 | 0 | 0 | 0 | 0 | 0 | 0 | 0 | 0 | 0 | 0 | 0 | 0 | 0 | 0 | 0 | 0 | 0 | 0 | 0 | 0 | 0 | 0 | 0 | 0 | 1 | 1 | 1 | 1 | 1 | 1 | 1 | 1506 | -672.8075 | 0.55325 | 1506 | -675.0784 | 0.55174 | 1506 | -673.2188 | 0.55298 | 0 | 0 | 0 | 0 | 0 | 0 | 0 | 0 | 0 | 0 | 0 | 0 | 0 | 0 | 0 | 0 | 0 | 0 | 0 | 0 | 0 | 0 | 0 | 0 | 0 | 0 | 0 | 0 | 0 | 0 | 0 | 0 | 0 | 0 | 0 | 0 | 0 | 0 | 0 | 0 | 0 | 0 | 0 | 0 | 0 | 0 | 0 | 0 | 0 | 0 | 0 | 0 | #NUM! | #NUM! | #NUM! | 0 | 0 | 0 | 0 | 0 | 0 | 0 | 0 | 0 | 0 | 0 | 0 | 0 | 0 | 0 | 0 | 0 | 0 | 0 | 0 | 0 | 0 | 0 | 0 | 0 | 0 | 0 | 0 | 0 | 0 | 0 | 0 | 0 | 0 | 0 | 0 | 0 | 0 | 0 | 0 | 0 | 0 | 0 | 0 | 0 | 0 | 0 | 0 | 0 | 0 | 0 | 2008 | -1174.8075 | 0.41494 | 2008 | -1177.0784 | 0.41381 | 2008 | -1175.2188 | 0.41473 | 0 | 0 | 0 | 0 | 0 | 0 | 0 | 0 | 0 | 0 | 0 | 0 | 0 | 0 | 0 | 0 | 0 | 0 | 0 | 0 | 0 | 0 | 0 | 0 | 0 | 0 | 0 | 0 | 0 | 0 | 0 | 0 | 0 | 0 | 0 | 0 | 0 | 0 | 0 | 0 | 0 | 0 | 0 | 0 | 0 | 0 | 0 | 0 | 0 | 0 | 0 | 0 | #NUM! | #NUM! | #NUM! | 0 | 0 | 0 | 0 | 0 | 0 | 0 | 0 | 0 | 0 | 0 | 0 | 0 | 0 | 0 | 0 | 0 | 0 | 0 | 0 | 0 | 0 | 0 | 0 | 0 | 0 | 0 | 0 | 0 | 0 | 0 | 0 | 0 | 0 | 0 | 0 | 0 | 0 | 0 | 0 | 0 | 0 | 0 | 0 | 0 | 0 | 0 | 0 | 0 | 0 | 0
| 660 | Business | Lodging | Hot Water | Electric | 02-275 | 02-275.07 | Hot Water Controls | [02-275]_Business_Hot Water_Recirculation Pump with Demand Controls_ADD_Electric_per unit | Un-controlled pump | Re-circulating pump | DEEMED | 9131.534 | 0 | 0 | 0 | 0 | 0 | 2008 | 15 | 0.445 | 0.29785 | 0.42861 | 0.11215 | 0.16139 | 0.86 | 1 | Additions on Existing | 4.3843 | 0.017046 | 117796.7884 | 0 | 0 | 0 | 457.9939 | 7105.7115 | 0 | 0 | 0 | 0 | 0 | 0 | 7105.7115 | 690.4457 | 6415.2659 | 10.2915 | 7086.3438 | 0 | 0 | 0 | 0 | 0 | 0 | 7086.3438 | 690.4457 | 6395.8982 | 10.2634 | 7102.2037 | 0 | 0 | 0 | 0 | 0 | 0 | 7102.2037 | 690.4457 | 6411.758 | 10.2864 | per unit | 0.057364 | 164.4638 | 0.005 | 182351.6933 | 0 | 0 | 0 | 671.9865 | 0 | 180876.4114 | 0 | 0 | 0 | 0 | 177355.7197 | 0 | 0 | 0 | 0 | 182351.6933 | 363228.1046 | 540583.8243 | 0 | 0 | 0 | 0 | 0 | 0 | 0 | 0 | 0 | 671.9865 | 1338.5364 | 1992.1122 | 0 | 0 | 0 | 182351.6933 | 0 | 0 | 0 | 671.9865 | 0 | 180876.4114 | 0 | 0 | 0 | 0 | 177355.7197 | 0 | 0 | 0 | 0 | 182351.6933 | 0 | 540583.8243 | 0 | 0 | 0 | 0 | 0 | 0 | 0 | 0 | 0 | 671.9865 | 1338.5364 | 1992.1122 | 0 | 0 | 0 | 8498.0801 | 87457.8696 | 8498.0801 | 178737.2873 | 16216.6021 | 8446.7206 | 86692.3653 | 8446.7206 | 178758.7174 | 16118.5945 | 8318.1189 | 85563.541 | 8318.1189 | 178330.9093 | 15873.1881 | 12.3081 | 12.2337 | 12.0475 | 0.074465 | 0.074095 | 0.073726 | 96657.0447 | 0 | 0 | 0 | 356.1921 | 0 | 96072.8829 | 0 | 0 | 0 | 354.0394 | 0 | 94610.1685 | 0 | 0 | 0 | 348.6491 | 0 | 1449855.67 | 1441093.2432 | 1419152.5273 | 0 | 0 | 0 | 0 | 0 | 0 | 0 | 0 | 0 | 5342.8812 | 5310.5907 | 5229.7367 | 96657.0447 | 0 | 287340.096 | 0 | 0 | 0 | 0 | 0 | 0 | 0 | 0 | 0 | 356.1921 | 710.2315 | 1058.8806 | 0 | 0 | 0 | 1 | 1 | 1 | 1 | 1 | 1 | 1 | 1506 | 5599.7115 | 4.7183 | 1506 | 5580.3438 | 4.7054 | 1506 | 5596.2037 | 4.7159 | 182351.6933 | 0 | 0 | 0 | 671.9865 | 0 | 180876.4114 | 0 | 0 | 0 | 0 | 177355.7197 | 0 | 0 | 0 | 0 | 182351.6933 | 0 | 540583.8243 | 0 | 0 | 0 | 0 | 0 | 0 | 0 | 0 | 0 | 671.9865 | 1338.5364 | 1992.1122 | 0 | 0 | 0 | 26140.3285 | 123337.0741 | 26140.3285 | 252063.4696 | 8713.4428 | 25939.4334 | 122055.6069 | 25939.4334 | 251677.3381 | 8646.4778 | 25456.1775 | 120049.7731 | 25456.1775 | 250206.8632 | 8485.3925 | 17.3575 | 17.2241 | 16.9032 | 0.10501 | 0.10449 | 0.10397 | 136310.1701 | 0 | 0 | 0 | 502.3183 | 0 | 135262.5918 | 0 | 0 | 0 | 498.4579 | 0 | 132742.6276 | 0 | 0 | 0 | 489.1715 | 0 | 2044652.5518 | 2028938.8775 | 1991139.4143 | 0 | 0 | 0 | 0 | 0 | 0 | 0 | 0 | 0 | 7534.7747 | 7476.868 | 7337.5727 | 136310.1701 | 0 | 404315.3896 | 0 | 0 | 0 | 0 | 0 | 0 | 0 | 0 | 0 | 502.3183 | 1000.7762 | 1489.9477 | 0 | 0 | 0 | 2008 | 5097.7115 | 3.5387 | 2008 | 5078.3438 | 3.5291 | 2008 | 5094.2037 | 3.537 | 182351.6933 | 0 | 0 | 0 | 671.9865 | 0 | 180876.4114 | 0 | 0 | 0 | 0 | 177355.7197 | 0 | 0 | 0 | 0 | 182351.6933 | 0 | 540583.8243 | 0 | 0 | 0 | 0 | 0 | 0 | 0 | 0 | 0 | 671.9865 | 1338.5364 | 1992.1122 | 0 | 0 | 0 | 37301.0713 | 131997.3369 | 37301.0713 | 269762.4129 | 0 | 36999.294 | 130572.5691 | 36999.294 | 269239.222 | 0 | 36279.1166 | 128317.5678 | 36279.1166 | 267438.5408 | 0 | 18.5762 | 18.4259 | 18.0673 | 0.11239 | 0.11183 | 0.11127 | 145881.3546 | 0 | 0 | 0 | 537.5892 | 0 | 144701.1291 | 0 | 0 | 0 | 533.2399 | 0 | 141884.5758 | 0 | 0 | 0 | 522.8606 | 0 | 2188220.3192 | 2170516.9365 | 2128268.6364 | 0 | 0 | 0 | 0 | 0 | 0 | 0 | 0 | 0 | 8063.838 | 7998.5991 | 7842.9093 | 145881.3546 | 0 | 432467.0595 | 0 | 0 | 0 | 0 | 0 | 0 | 0 | 0 | 0 | 537.5892 | 1070.8291 | 1593.6898 | 0 | 0 | 0
| 661 | Business | Other Commercial | Hot Water | Electric | 02-275 | 02-275.08 | Hot Water Controls | [02-275]_Business_Hot Water_Recirculation Pump with Demand Controls_ADD_Electric_per unit | Un-controlled pump | Re-circulating pump | DEEMED | 1086.099 | 0 | 0 | 0 | 0 | 0 | 2008 | 15 | 0.445 | 0.29785 | 0.42861 | 0.11215 | 0.16139 | 0.86 | 1 | Additions on Existing | 36.862 | 0.14332 | 14010.6776 | 0 | 0 | 0 | 54.4735 | 845.149 | 0 | 0 | 0 | 0 | 0 | 0 | 845.149 | 840.016 | 5.133 | 1.0061 | 842.8454 | 0 | 0 | 0 | 0 | 0 | 0 | 842.8454 | 840.016 | 2.8294 | 1.0034 | 844.7317 | 0 | 0 | 0 | 0 | 0 | 0 | 844.7317 | 840.016 | 4.7158 | 1.0056 | per unit | 0.0063631 | 24.1797 | 0.005 | 3188.7205 | 0 | 0 | 0 | 11.7508 | 0 | 3162.9227 | 0 | 0 | 0 | 0 | 3101.3576 | 0 | 0 | 0 | 0 | 3188.7205 | 6351.6432 | 9453.0008 | 0 | 0 | 0 | 0 | 0 | 0 | 0 | 0 | 0 | 11.7508 | 23.4065 | 34.8354 | 0 | 0 | 0 | 3188.7205 | 0 | 0 | 0 | 11.7508 | 0 | 3162.9227 | 0 | 0 | 0 | 0 | 3101.3576 | 0 | 0 | 0 | 0 | 3188.7205 | 0 | 9453.0008 | 0 | 0 | 0 | 0 | 0 | 0 | 0 | 0 | 0 | 11.7508 | 23.4065 | 34.8354 | 0 | 0 | 0 | 342.155 | 344.2458 | 342.155 | 709.0948 | 475.7429 | 342.5261 | 343.6798 | 342.5261 | 714.2657 | 476.2588 | 342.3517 | 344.2736 | 342.3517 | 723.2042 | 476.0163 | 0.40732 | 0.40776 | 0.40755 | 0.016762 | 0.016678 | 0.016595 | 380.455 | 0 | 0 | 0 | 1.402 | 0 | 380.8676 | 0 | 0 | 0 | 1.4035 | 0 | 380.6736 | 0 | 0 | 0 | 1.4028 | 0 | 5706.8249 | 5713.014 | 5710.1041 | 0 | 0 | 0 | 0 | 0 | 0 | 0 | 0 | 0 | 21.0303 | 21.0531 | 21.0424 | 380.455 | 0 | 1141.9962 | 0 | 0 | 0 | 0 | 0 | 0 | 0 | 0 | 0 | 1.402 | 2.8056 | 4.2084 | 0 | 0 | 0 | 1 | 1 | 1 | 1 | 1 | 1 | 1 | 1506 | -660.851 | 0.56119 | 1506 | -663.1546 | 0.55966 | 1506 | -661.2683 | 0.56091 | 3188.7205 | 0 | 0 | 0 | 11.7508 | 0 | 3162.9227 | 0 | 0 | 0 | 0 | 3101.3576 | 0 | 0 | 0 | 0 | 3188.7205 | 0 | 9453.0008 | 0 | 0 | 0 | 0 | 0 | 0 | 0 | 0 | 0 | 11.7508 | 23.4065 | 34.8354 | 0 | 0 | 0 | 2515.1678 | 1411.4817 | 2515.1678 | 2907.4409 | 838.3893 | 2501.2389 | 1399.8391 | 2501.2389 | 2909.2689 | 833.7463 | 2466.1638 | 1383.298 | 2466.1638 | 2905.8488 | 822.0546 | 1.6701 | 1.6608 | 1.6376 | 0.068727 | 0.068385 | 0.068044 | 1559.9471 | 0 | 0 | 0 | 5.7486 | 0 | 1551.3082 | 0 | 0 | 0 | 5.7167 | 0 | 1529.5541 | 0 | 0 | 0 | 5.6366 | 0 | 23399.2063 | 23269.6224 | 22943.3109 | 0 | 0 | 0 | 0 | 0 | 0 | 0 | 0 | 0 | 86.2287 | 85.7512 | 84.5487 | 1559.9471 | 0 | 4640.8093 | 0 | 0 | 0 | 0 | 0 | 0 | 0 | 0 | 0 | 5.7486 | 11.4653 | 17.1019 | 0 | 0 | 0 | 2008 | -1162.851 | 0.42089 | 2008 | -1165.1546 | 0.41974 | 2008 | -1163.2683 | 0.42068 | 3188.7205 | 0 | 0 | 0 | 11.7508 | 0 | 3162.9227 | 0 | 0 | 0 | 0 | 3101.3576 | 0 | 0 | 0 | 0 | 3188.7205 | 0 | 9453.0008 | 0 | 0 | 0 | 0 | 0 | 0 | 0 | 0 | 0 | 11.7508 | 23.4065 | 34.8354 | 0 | 0 | 0 | 5484.0608 | 2308.1914 | 5484.0608 | 4754.5286 | 0 | 5439.6931 | 2283.277 | 5439.6931 | 4745.3074 | 0 | 5333.8115 | 2243.8446 | 5333.8115 | 4713.5707 | 0 | 2.7311 | 2.709 | 2.6563 | 0.11239 | 0.11183 | 0.11127 | 2550.9764 | 0 | 0 | 0 | 9.4006 | 0 | 2530.3382 | 0 | 0 | 0 | 9.3246 | 0 | 2481.0861 | 0 | 0 | 0 | 9.1431 | 0 | 38264.6455 | 37955.0726 | 37216.2914 | 0 | 0 | 0 | 0 | 0 | 0 | 0 | 0 | 0 | 141.0095 | 139.8687 | 137.1462 | 2550.9764 | 0 | 7562.4006 | 0 | 0 | 0 | 0 | 0 | 0 | 0 | 0 | 0 | 9.4006 | 18.7252 | 27.8683 | 0 | 0 | 0
| 662 | Business | Food Sales | Hot Water | Electric | 02-275 | 02-275.09 | Hot Water Controls | [02-275]_Business_Hot Water_Recirculation Pump with Demand Controls_ADD_Electric_per unit | Un-controlled pump | Re-circulating pump | DEEMED | 1066.9329 | 0 | 0 | 0 | 0 | 0 | 2008 | 15 | 0.445 | 0.29785 | 0.42861 | 0.11215 | 0.16139 | 0.86 | 1 | Additions on Existing | 37.5241 | 0.14589 | 13763.4343 | 0 | 0 | 0 | 53.5122 | 830.2348 | 0 | 0 | 0 | 0 | 0 | 0 | 830.2348 | 690.4457 | 139.7892 | 1.2025 | 827.9719 | 0 | 0 | 0 | 0 | 0 | 0 | 827.9719 | 690.4457 | 137.5262 | 1.1992 | 829.8249 | 0 | 0 | 0 | 0 | 0 | 0 | 829.8249 | 690.4457 | 139.3793 | 1.2019 | per unit | 0.011066 | 19.8737 | 0.005 | 2574.6121 | 0 | 0 | 0 | 9.4877 | 0 | 2553.7827 | 0 | 0 | 0 | 0 | 2504.0743 | 0 | 0 | 0 | 0 | 2574.6121 | 5128.3948 | 7632.469 | 0 | 0 | 0 | 0 | 0 | 0 | 0 | 0 | 0 | 9.4877 | 18.8987 | 28.1265 | 0 | 0 | 0 | 2574.6121 | 0 | 0 | 0 | 9.4877 | 0 | 2553.7827 | 0 | 0 | 0 | 0 | 2504.0743 | 0 | 0 | 0 | 0 | 2574.6121 | 0 | 7632.469 | 0 | 0 | 0 | 0 | 0 | 0 | 0 | 0 | 0 | 9.4877 | 18.8987 | 28.1265 | 0 | 0 | 0 | 35.9063 | 43.176 | 35.9063 | 88.1945 | 68.5188 | 36.1201 | 43.3147 | 36.1201 | 89.2698 | 68.9267 | 36.4783 | 43.8421 | 36.4783 | 91.3299 | 69.6103 | 0.052005 | 0.052314 | 0.052833 | 0.0026037 | 0.0025908 | 0.0025779 | 47.7174 | 0 | 0 | 0 | 0.17584 | 0 | 48.0015 | 0 | 0 | 0 | 0.17689 | 0 | 48.4776 | 0 | 0 | 0 | 0.17865 | 0 | 715.761 | 720.0225 | 727.1634 | 0 | 0 | 0 | 0 | 0 | 0 | 0 | 0 | 0 | 2.6377 | 2.6534 | 2.6797 | 47.7174 | 0 | 144.1965 | 0 | 0 | 0 | 0 | 0 | 0 | 0 | 0 | 0 | 0.17584 | 0.35273 | 0.53138 | 0 | 0 | 0 | 1 | 1 | 1 | 1 | 1 | 1 | 1 | 1506 | -675.7652 | 0.55128 | 1506 | -678.0281 | 0.54978 | 1506 | -676.1751 | 0.55101 | 2574.6121 | 0 | 0 | 0 | 9.4877 | 0 | 2553.7827 | 0 | 0 | 0 | 0 | 2504.0743 | 0 | 0 | 0 | 0 | 2574.6121 | 0 | 7632.469 | 0 | 0 | 0 | 0 | 0 | 0 | 0 | 0 | 0 | 9.4877 | 18.8987 | 28.1265 | 0 | 0 | 0 | 1495.2374 | 824.3015 | 1495.2374 | 1683.7808 | 498.4125 | 1489.6258 | 818.9697 | 1489.6258 | 1687.8636 | 496.5419 | 1474.1018 | 812.2486 | 1474.1018 | 1692.0377 | 491.3673 | 0.99285 | 0.98913 | 0.97882 | 0.04971 | 0.049462 | 0.049216 | 911.0049 | 0 | 0 | 0 | 3.3572 | 0 | 907.586 | 0 | 0 | 0 | 3.3446 | 0 | 898.1276 | 0 | 0 | 0 | 3.3097 | 0 | 13665.0742 | 13613.7898 | 13471.9145 | 0 | 0 | 0 | 0 | 0 | 0 | 0 | 0 | 0 | 50.3573 | 50.1683 | 49.6455 | 911.0049 | 0 | 2716.7186 | 0 | 0 | 0 | 0 | 0 | 0 | 0 | 0 | 0 | 3.3572 | 6.7017 | 10.0114 | 0 | 0 | 0 | 2008 | -1177.7652 | 0.41346 | 2008 | -1180.0281 | 0.41234 | 2008 | -1178.1751 | 0.41326 | 2574.6121 | 0 | 0 | 0 | 9.4877 | 0 | 2553.7827 | 0 | 0 | 0 | 0 | 2504.0743 | 0 | 0 | 0 | 0 | 2574.6121 | 0 | 7632.469 | 0 | 0 | 0 | 0 | 0 | 0 | 0 | 0 | 0 | 9.4877 | 18.8987 | 28.1265 | 0 | 0 | 0 | 4225.7249 | 1747.1832 | 4225.7249 | 3568.9288 | 0 | 4191.5375 | 1728.3243 | 4191.5375 | 3562.007 | 0 | 4109.9508 | 1698.4759 | 4109.9508 | 3538.1842 | 0 | 2.1044 | 2.0874 | 2.0468 | 0.10536 | 0.10484 | 0.10432 | 1930.9591 | 0 | 0 | 0 | 7.1158 | 0 | 1915.337 | 0 | 0 | 0 | 7.0582 | 0 | 1878.0557 | 0 | 0 | 0 | 6.9208 | 0 | 28964.386 | 28730.0551 | 28170.8353 | 0 | 0 | 0 | 0 | 0 | 0 | 0 | 0 | 0 | 106.737 | 105.8735 | 103.8127 | 1930.9591 | 0 | 5724.3518 | 0 | 0 | 0 | 0 | 0 | 0 | 0 | 0 | 0 | 7.1158 | 14.174 | 21.0949 | 0 | 0 | 0
| 663 | Business | Manufacturing/Industrial | Hot Water | Electric | 02-275 | 02-275.10 | Hot Water Controls | [02-275]_Business_Hot Water_Recirculation Pump with Demand Controls_ADD_Electric_per unit | Un-controlled pump | Re-circulating pump | DEEMED | 1085.8575 | 0 | 0 | 0 | 0 | 0 | 2008 | 15 | 0.445 | 0.29785 | 0.42861 | 0.11215 | 0.16139 | 0.86 | 1 | Additions on Existing | 36.8701 | 0.14335 | 14007.5623 | 0 | 0 | 0 | 54.4614 | 844.961 | 0 | 0 | 0 | 0 | 0 | 0 | 844.961 | 690.4457 | 154.5154 | 1.2238 | 842.658 | 0 | 0 | 0 | 0 | 0 | 0 | 842.658 | 690.4457 | 152.2123 | 1.2205 | 844.5439 | 0 | 0 | 0 | 0 | 0 | 0 | 844.5439 | 690.4457 | 154.0983 | 1.2232 | per unit | 0.06824 | 0 | 0.005 | 0 | 0 | 0 | 0 | 0 | 0 | 0 | 0 | 0 | 0 | 0 | 0 | 0 | 0 | 0 | 0 | 0 | 0 | 0 | 0 | 0 | 0 | 0 | 0 | 0 | 0 | 0 | 0 | 0 | 0 | 0 | 0 | 0 | 0 | 0 | 0 | 0 | 0 | 0 | 0 | 0 | 0 | 0 | 0 | 0 | 0 | 0 | 0 | 0 | 0 | 0 | 0 | 0 | 0 | 0 | 0 | 0 | 0 | 0 | 0 | 0 | 0 | 0 | 0 | 0 | 0 | 0 | 0 | 0 | 0 | 0 | 0 | 0 | 0 | 0 | 0 | 0 | 0 | 0 | 0 | 0 | 0 | 0 | 0 | 0 | 0 | #NUM! | #NUM! | #NUM! | 0 | 0 | 0 | 0 | 0 | 0 | 0 | 0 | 0 | 0 | 0 | 0 | 0 | 0 | 0 | 0 | 0 | 0 | 0 | 0 | 0 | 0 | 0 | 0 | 0 | 0 | 0 | 0 | 0 | 0 | 0 | 0 | 0 | 0 | 0 | 0 | 0 | 0 | 0 | 0 | 0 | 0 | 0 | 0 | 0 | 0 | 0 | 0 | 0 | 0 | 0 | 1 | 1 | 1 | 1 | 1 | 1 | 1 | 1506 | -661.039 | 0.56106 | 1506 | -663.342 | 0.55953 | 1506 | -661.4561 | 0.56079 | 0 | 0 | 0 | 0 | 0 | 0 | 0 | 0 | 0 | 0 | 0 | 0 | 0 | 0 | 0 | 0 | 0 | 0 | 0 | 0 | 0 | 0 | 0 | 0 | 0 | 0 | 0 | 0 | 0 | 0 | 0 | 0 | 0 | 0 | 0 | 0 | 0 | 0 | 0 | 0 | 0 | 0 | 0 | 0 | 0 | 0 | 0 | 0 | 0 | 0 | 0 | 0 | #NUM! | #NUM! | #NUM! | 0 | 0 | 0 | 0 | 0 | 0 | 0 | 0 | 0 | 0 | 0 | 0 | 0 | 0 | 0 | 0 | 0 | 0 | 0 | 0 | 0 | 0 | 0 | 0 | 0 | 0 | 0 | 0 | 0 | 0 | 0 | 0 | 0 | 0 | 0 | 0 | 0 | 0 | 0 | 0 | 0 | 0 | 0 | 0 | 0 | 0 | 0 | 0 | 0 | 0 | 0 | 2008 | -1163.039 | 0.4208 | 2008 | -1165.342 | 0.41965 | 2008 | -1163.4561 | 0.42059 | 0 | 0 | 0 | 0 | 0 | 0 | 0 | 0 | 0 | 0 | 0 | 0 | 0 | 0 | 0 | 0 | 0 | 0 | 0 | 0 | 0 | 0 | 0 | 0 | 0 | 0 | 0 | 0 | 0 | 0 | 0 | 0 | 0 | 0 | 0 | 0 | 0 | 0 | 0 | 0 | 0 | 0 | 0 | 0 | 0 | 0 | 0 | 0 | 0 | 0 | 0 | 0 | #NUM! | #NUM! | #NUM! | 0 | 0 | 0 | 0 | 0 | 0 | 0 | 0 | 0 | 0 | 0 | 0 | 0 | 0 | 0 | 0 | 0 | 0 | 0 | 0 | 0 | 0 | 0 | 0 | 0 | 0 | 0 | 0 | 0 | 0 | 0 | 0 | 0 | 0 | 0 | 0 | 0 | 0 | 0 | 0 | 0 | 0 | 0 | 0 | 0 | 0 | 0 | 0 | 0 | 0 | 0
| 664 | Business | Office | Hot Water | Gas | 02-276 | 02-276.01 | Misc Hot Water | [02-276]_Business_Hot Water_Recirculation Pump with Demand Controls_ADD_Gas_per unit | Un-controlled pump | Re-circulating pump | DEEMED | 0 | 9.037 | 0 | 0 | 0 | 0 | 2008 | 15 | 0.445 | 0.29785 | 0.42861 | 0.11215 | 0.16139 | 0.86 | 1 | Additions on Existing | 14.0402 | #NUM! | 0 | 143.0176 | 0 | 0 | 143.0176 | 0 | 895.8256 | 0 | 0 | 0 | 9.5345 | 0 | 905.3602 | 738.7515 | 166.6087 | 1.2255 | 0 | 908.1134 | 0 | 0 | 0 | 9.5345 | 0 | 917.6479 | 738.7515 | 178.8964 | 1.2422 | 0 | 921.8933 | 0 | 0 | 0 | 9.5345 | 0 | 931.4278 | 738.7515 | 192.6764 | 1.2608 | per unit | 0.0062769 | 154.2233 | 0.005 | 0 | 196.775 | 0 | 0 | 196.775 | 0 | 0 | 195.183 | 0 | 0 | 0 | 0 | 191.3839 | 0 | 0 | 0 | 0 | 0 | 0 | 196.775 | 391.9581 | 583.3419 | 0 | 0 | 0 | 0 | 0 | 0 | 196.775 | 391.9581 | 583.3419 | 0 | 0 | 0 | 0 | 196.775 | 0 | 0 | 196.775 | 0 | 0 | 195.183 | 0 | 0 | 0 | 0 | 191.3839 | 0 | 0 | 0 | 0 | 0 | 0 | 196.775 | 391.9581 | 583.3419 | 0 | 0 | 0 | 0 | 0 | 0 | 196.775 | 391.9581 | 583.3419 | 0 | 0 | 0 | 281.2143 | 344.6358 | 281.2143 | 305.4961 | 483.1542 | 281.9719 | 350.2543 | 281.9719 | 307.769 | 484.4558 | 280.4714 | 353.6222 | 280.4714 | 307.941 | 481.8778 | 0.38066 | 0.38169 | 0.37966 | 0.002456 | 0.0024438 | 0.0024316 | 0 | 3.44 | 0 | 0 | 3.44 | 0 | 0 | 3.4493 | 0 | 0 | 3.4493 | 0 | 0 | 3.4309 | 0 | 0 | 3.4309 | 0 | 0 | 0 | 0 | 51.6004 | 51.7394 | 51.4641 | 0 | 0 | 0 | 0 | 0 | 0 | 51.6004 | 51.7394 | 51.4641 | 0 | 0 | 0 | 3.44 | 6.8893 | 10.3203 | 0 | 0 | 0 | 0 | 0 | 0 | 3.44 | 6.8893 | 10.3203 | 0 | 0 | 0 | 1 | 1 | 1 | 1 | 1 | 1 | 1 | 1506 | -600.6398 | 0.60117 | 1506 | -588.3521 | 0.60933 | 1506 | -574.5722 | 0.61848 | 0 | 196.775 | 0 | 0 | 196.775 | 0 | 0 | 195.183 | 0 | 0 | 0 | 0 | 191.3839 | 0 | 0 | 0 | 0 | 0 | 0 | 196.775 | 391.9581 | 583.3419 | 0 | 0 | 0 | 0 | 0 | 0 | 196.775 | 391.9581 | 583.3419 | 0 | 0 | 0 | 10236.8076 | 6154.0489 | 10236.8076 | 5455.1433 | 3412.2692 | 10187.8169 | 6207.7214 | 10187.8169 | 5454.7343 | 3395.939 | 10036.658 | 6207.4519 | 10036.658 | 5405.5678 | 3345.5527 | 6.7973 | 6.7648 | 6.6644 | 0.043855 | 0.043637 | 0.04342 | 0 | 61.4274 | 0 | 0 | 61.4274 | 0 | 0 | 61.1334 | 0 | 0 | 61.1334 | 0 | 0 | 60.2264 | 0 | 0 | 60.2264 | 0 | 0 | 0 | 0 | 921.4113 | 917.0016 | 903.3959 | 0 | 0 | 0 | 0 | 0 | 0 | 921.4113 | 917.0016 | 903.3959 | 0 | 0 | 0 | 61.4274 | 122.5609 | 182.7873 | 0 | 0 | 0 | 0 | 0 | 0 | 61.4274 | 122.5609 | 182.7873 | 0 | 0 | 0 | 2008 | -1102.6398 | 0.45088 | 2008 | -1090.3521 | 0.457 | 2008 | -1076.5722 | 0.46386 | 0 | 196.775 | 0 | 0 | 196.775 | 0 | 0 | 195.183 | 0 | 0 | 0 | 0 | 191.3839 | 0 | 0 | 0 | 0 | 0 | 0 | 196.775 | 391.9581 | 583.3419 | 0 | 0 | 0 | 0 | 0 | 0 | 196.775 | 391.9581 | 583.3419 | 0 | 0 | 0 | 34978.4814 | 15770.9777 | 34978.4814 | 13979.8925 | 0 | 34695.4946 | 15855.7003 | 34695.4946 | 13932.4281 | 0 | 34020.1598 | 15780.5397 | 34020.1598 | 13741.9955 | 0 | 17.4196 | 17.2786 | 16.9423 | 0.11239 | 0.11183 | 0.11127 | 0 | 157.42 | 0 | 0 | 157.42 | 0 | 0 | 156.1464 | 0 | 0 | 156.1464 | 0 | 0 | 153.1071 | 0 | 0 | 153.1071 | 0 | 0 | 0 | 0 | 2361.3002 | 2342.1965 | 2296.6065 | 0 | 0 | 0 | 0 | 0 | 0 | 2361.3002 | 2342.1965 | 2296.6065 | 0 | 0 | 0 | 157.42 | 313.5664 | 466.6735 | 0 | 0 | 0 | 0 | 0 | 0 | 157.42 | 313.5664 | 466.6735 | 0 | 0 | 0
| 665 | Business | Retail | Hot Water | Gas | 02-276 | 02-276.02 | Misc Hot Water | [02-276]_Business_Hot Water_Recirculation Pump with Demand Controls_ADD_Gas_per unit | Un-controlled pump | Re-circulating pump | DEEMED | 0 | 9.037 | 0 | 0 | 0 | 0 | 2008 | 15 | 0.445 | 0.29785 | 0.42861 | 0.11215 | 0.16139 | 0.86 | 1 | Additions on Existing | 14.0402 | #NUM! | 0 | 143.0176 | 0 | 0 | 143.0176 | 0 | 895.8256 | 0 | 0 | 0 | 9.5345 | 0 | 905.3602 | 738.7515 | 166.6087 | 1.2255 | 0 | 908.1134 | 0 | 0 | 0 | 9.5345 | 0 | 917.6479 | 738.7515 | 178.8964 | 1.2422 | 0 | 921.8933 | 0 | 0 | 0 | 9.5345 | 0 | 931.4278 | 738.7515 | 192.6764 | 1.2608 | per unit | 0.0084369 | 72.296 | 0.005 | 0 | 92.2432 | 0 | 0 | 92.2432 | 0 | 0 | 91.4969 | 0 | 0 | 0 | 0 | 89.7159 | 0 | 0 | 0 | 0 | 0 | 0 | 92.2432 | 183.74 | 273.456 | 0 | 0 | 0 | 0 | 0 | 0 | 92.2432 | 183.74 | 273.456 | 0 | 0 | 0 | 0 | 92.2432 | 0 | 0 | 92.2432 | 0 | 0 | 91.4969 | 0 | 0 | 0 | 0 | 89.7159 | 0 | 0 | 0 | 0 | 0 | 0 | 92.2432 | 183.74 | 273.456 | 0 | 0 | 0 | 0 | 0 | 0 | 92.2432 | 183.74 | 273.456 | 0 | 0 | 0 | 30.0354 | 36.8092 | 30.0354 | 32.721 | 51.6039 | 30.1465 | 37.4467 | 30.1465 | 32.9974 | 51.7946 | 30.0261 | 37.8573 | 30.0261 | 33.0599 | 51.5878 | 0.040657 | 0.040807 | 0.040644 | 0.00055957 | 0.00055679 | 0.00055402 | 0 | 0.36742 | 0 | 0 | 0.36742 | 0 | 0 | 0.36877 | 0 | 0 | 0.36877 | 0 | 0 | 0.3673 | 0 | 0 | 0.3673 | 0 | 0 | 0 | 0 | 5.5112 | 5.5316 | 5.5095 | 0 | 0 | 0 | 0 | 0 | 0 | 5.5112 | 5.5316 | 5.5095 | 0 | 0 | 0 | 0.36742 | 0.73619 | 1.1035 | 0 | 0 | 0 | 0 | 0 | 0 | 0.36742 | 0.73619 | 1.1035 | 0 | 0 | 0 | 1 | 1 | 1 | 1 | 1 | 1 | 1 | 1506 | -600.6398 | 0.60117 | 1506 | -588.3521 | 0.60933 | 1506 | -574.5722 | 0.61848 | 0 | 92.2432 | 0 | 0 | 92.2432 | 0 | 0 | 91.4969 | 0 | 0 | 0 | 0 | 89.7159 | 0 | 0 | 0 | 0 | 0 | 0 | 92.2432 | 183.74 | 273.456 | 0 | 0 | 0 | 0 | 0 | 0 | 92.2432 | 183.74 | 273.456 | 0 | 0 | 0 | 2615.1238 | 1572.1307 | 2615.1238 | 1397.5196 | 871.7079 | 2610.7458 | 1590.8003 | 2610.7458 | 1401.784 | 870.2486 | 2578.3965 | 1594.6814 | 2578.3965 | 1392.5985 | 859.4655 | 1.7365 | 1.7336 | 1.7121 | 0.023899 | 0.023781 | 0.023662 | 0 | 15.6924 | 0 | 0 | 15.6924 | 0 | 0 | 15.6662 | 0 | 0 | 15.6662 | 0 | 0 | 15.472 | 0 | 0 | 15.472 | 0 | 0 | 0 | 0 | 235.3863 | 234.9923 | 232.0805 | 0 | 0 | 0 | 0 | 0 | 0 | 235.3863 | 234.9923 | 232.0805 | 0 | 0 | 0 | 15.6924 | 31.3586 | 46.8306 | 0 | 0 | 0 | 0 | 0 | 0 | 15.6924 | 31.3586 | 46.8306 | 0 | 0 | 0 | 2008 | -1102.6398 | 0.45088 | 2008 | -1090.3521 | 0.457 | 2008 | -1076.5722 | 0.46386 | 0 | 92.2432 | 0 | 0 | 92.2432 | 0 | 0 | 91.4969 | 0 | 0 | 0 | 0 | 89.7159 | 0 | 0 | 0 | 0 | 0 | 0 | 92.2432 | 183.74 | 273.456 | 0 | 0 | 0 | 0 | 0 | 0 | 92.2432 | 183.74 | 273.456 | 0 | 0 | 0 | 15372.2143 | 6930.9713 | 15372.2143 | 6161.1723 | 0 | 15247.8483 | 6968.2049 | 15247.8483 | 6140.254 | 0 | 14951.0547 | 6935.1735 | 14951.0547 | 6056.3272 | 0 | 7.6555 | 7.5935 | 7.4457 | 0.10536 | 0.10484 | 0.10432 | 0 | 69.1824 | 0 | 0 | 69.1824 | 0 | 0 | 68.6227 | 0 | 0 | 68.6227 | 0 | 0 | 67.2869 | 0 | 0 | 67.2869 | 0 | 0 | 0 | 0 | 1037.7355 | 1029.3399 | 1009.3042 | 0 | 0 | 0 | 0 | 0 | 0 | 1037.7355 | 1029.3399 | 1009.3042 | 0 | 0 | 0 | 69.1824 | 137.805 | 205.092 | 0 | 0 | 0 | 0 | 0 | 0 | 69.1824 | 137.805 | 205.092 | 0 | 0 | 0
| 666 | Business | Food Service | Hot Water | Gas | 02-276 | 02-276.03 | Misc Hot Water | [02-276]_Business_Hot Water_Recirculation Pump with Demand Controls_ADD_Gas_per unit | Un-controlled pump | Re-circulating pump | DEEMED | 0 | 3.0123 | 0 | 0 | 0 | 0 | 2008 | 15 | 0.445 | 0.29785 | 0.42861 | 0.11215 | 0.16139 | 0.86 | 1 | Additions on Existing | 42.1207 | #NUM! | 0 | 47.6725 | 0 | 0 | 47.6725 | 0 | 298.6085 | 0 | 0 | 0 | 3.1782 | 0 | 362.1441 | 738.7515 | -376.6074 | 0.49021 | 0 | 302.7045 | 0 | 0 | 0 | 3.1782 | 0 | 367.0591 | 738.7515 | -371.6923 | 0.49686 | 0 | 307.2978 | 0 | 0 | 0 | 3.1782 | 0 | 372.5711 | 738.7515 | -366.1803 | 0.50433 | per unit | 0.0004958 | 0.79477 | 0.005 | 0 | 0.33802 | 0 | 0 | 0.33802 | 0 | 0 | 0.33528 | 0 | 0 | 0 | 0 | 0.32876 | 0 | 0 | 0 | 0 | 0 | 0 | 0.33802 | 0.6733 | 1.0021 | 0 | 0 | 0 | 0 | 0 | 0 | 0.33802 | 0.6733 | 1.0021 | 0 | 0 | 0 | 0 | 0.33802 | 0 | 0 | 0.33802 | 0 | 0 | 0.33528 | 0 | 0 | 0 | 0 | 0.32876 | 0 | 0 | 0 | 0 | 0 | 0 | 0.33802 | 0.6733 | 1.0021 | 0 | 0 | 0 | 0 | 0 | 0 | 0.33802 | 0.6733 | 1.0021 | 0 | 0 | 0 | 0.028621 | 0.01403 | 0.028621 | 0.012078 | 0.049173 | 0.028695 | 0.014257 | 0.028695 | 0.012167 | 0.0493 | 0.028437 | 0.014342 | 0.028437 | 0.012129 | 0.048858 | 3.8742e-05 | 3.8842e-05 | 3.8494e-05 | 4.8504e-05 | 4.8263e-05 | 4.8023e-05 | 0 | 0.0001167 | 0 | 0 | 0.0001167 | 0 | 0 | 0.000117 | 0 | 0 | 0.000117 | 0 | 0 | 0.00011596 | 0 | 0 | 0.00011596 | 0 | 0 | 0 | 0 | 0.0017506 | 0.0017551 | 0.0017393 | 0 | 0 | 0 | 0 | 0 | 0 | 0.0017506 | 0.0017551 | 0.0017393 | 0 | 0 | 0 | 0.0001167 | 0.00023371 | 0.00034966 | 0 | 0 | 0 | 0 | 0 | 0 | 0.0001167 | 0.00023371 | 0.00034966 | 0 | 0 | 0 | 1 | 1 | 1 | 1 | 1 | 1 | 1 | 1506 | -1143.8559 | 0.24047 | 1506 | -1138.9409 | 0.24373 | 1506 | -1133.4289 | 0.24739 | 0 | 0.33802 | 0 | 0 | 0.33802 | 0 | 0 | 0.33528 | 0 | 0 | 0 | 0 | 0.32876 | 0 | 0 | 0 | 0 | 0 | 0 | 0.33802 | 0.6733 | 1.0021 | 0 | 0 | 0 | 0 | 0 | 0 | 0.33802 | 0.6733 | 1.0021 | 0 | 0 | 0 | 5.5874 | 1.3436 | 5.5874 | 1.1567 | 1.8625 | 5.5989 | 1.3646 | 5.5989 | 1.1645 | 1.8663 | 5.5644 | 1.3766 | 5.5644 | 1.1642 | 1.8548 | 0.0037101 | 0.0037177 | 0.0036948 | 0.0046449 | 0.0046218 | 0.0045988 | 0 | 0.011176 | 0 | 0 | 0.011176 | 0 | 0 | 0.011199 | 0 | 0 | 0.011199 | 0 | 0 | 0.01113 | 0 | 0 | 0.01113 | 0 | 0 | 0 | 0 | 0.16764 | 0.16799 | 0.16695 | 0 | 0 | 0 | 0 | 0 | 0 | 0.16764 | 0.16799 | 0.16695 | 0 | 0 | 0 | 0.011176 | 0.022375 | 0.033505 | 0 | 0 | 0 | 0 | 0 | 0 | 0.011176 | 0.022375 | 0.033505 | 0 | 0 | 0 | 2008 | -1645.8559 | 0.18035 | 2008 | -1640.9409 | 0.1828 | 2008 | -1635.4289 | 0.18554 | 0 | 0.33802 | 0 | 0 | 0.33802 | 0 | 0 | 0.33528 | 0 | 0 | 0 | 0 | 0.32876 | 0 | 0 | 0 | 0 | 0 | 0 | 0.33802 | 0.6733 | 1.0021 | 0 | 0 | 0 | 0 | 0 | 0 | 0.33802 | 0.6733 | 1.0021 | 0 | 0 | 0 | 168.9901 | 30.4775 | 168.9901 | 26.2377 | 0 | 167.6229 | 30.6412 | 167.6229 | 26.1486 | 0 | 164.3602 | 30.4959 | 164.3602 | 25.7912 | 0 | 0.084158 | 0.083478 | 0.081853 | 0.10536 | 0.10484 | 0.10432 | 0 | 0.25351 | 0 | 0 | 0.25351 | 0 | 0 | 0.25146 | 0 | 0 | 0.25146 | 0 | 0 | 0.24657 | 0 | 0 | 0.24657 | 0 | 0 | 0 | 0 | 3.8027 | 3.7719 | 3.6985 | 0 | 0 | 0 | 0 | 0 | 0 | 3.8027 | 3.7719 | 3.6985 | 0 | 0 | 0 | 0.25351 | 0.50497 | 0.75154 | 0 | 0 | 0 | 0 | 0 | 0 | 0.25351 | 0.50497 | 0.75154 | 0 | 0 | 0
| 667 | Business | Healthcare/Hospitals | Hot Water | Gas | 02-276 | 02-276.04 | Misc Hot Water | [02-276]_Business_Hot Water_Recirculation Pump with Demand Controls_ADD_Gas_per unit | Un-controlled pump | Re-circulating pump | DEEMED | 0 | 3.0123 | 0 | 0 | 0 | 0 | 2008 | 15 | 0.445 | 0.29785 | 0.42861 | 0.11215 | 0.16139 | 0.86 | 1 | Additions on Existing | 42.1207 | #NUM! | 0 | 47.6725 | 0 | 0 | 47.6725 | 0 | 298.6085 | 0 | 0 | 0 | 3.1782 | 0 | 301.7867 | 846.4407 | -544.654 | 0.35654 | 0 | 302.7045 | 0 | 0 | 0 | 3.1782 | 0 | 305.8826 | 846.4407 | -540.5581 | 0.36138 | 0 | 307.2978 | 0 | 0 | 0 | 3.1782 | 0 | 310.4759 | 846.4407 | -535.9647 | 0.3668 | per unit | 0.022913 | 62.2307 | 0.005 | 0 | 26.4669 | 0 | 0 | 26.4669 | 0 | 0 | 26.2528 | 0 | 0 | 0 | 0 | 25.7418 | 0 | 0 | 0 | 0 | 0 | 0 | 26.4669 | 52.7197 | 78.4615 | 0 | 0 | 0 | 0 | 0 | 0 | 26.4669 | 52.7197 | 78.4615 | 0 | 0 | 0 | 0 | 26.4669 | 0 | 0 | 26.4669 | 0 | 0 | 26.2528 | 0 | 0 | 0 | 0 | 25.7418 | 0 | 0 | 0 | 0 | 0 | 0 | 26.4669 | 52.7197 | 78.4615 | 0 | 0 | 0 | 0 | 0 | 0 | 26.4669 | 52.7197 | 78.4615 | 0 | 0 | 0 | 3.8729 | 1.3808 | 3.8729 | 1.3347 | 5.3147 | 3.8818 | 1.4028 | 3.8818 | 1.3441 | 5.327 | 3.8861 | 1.4254 | 3.8861 | 1.3536 | 5.3328 | 0.0045755 | 0.0045861 | 0.0045911 | 7.3159e-05 | 7.2795e-05 | 7.2433e-05 | 0 | 0.013783 | 0 | 0 | 0.013783 | 0 | 0 | 0.013815 | 0 | 0 | 0.013815 | 0 | 0 | 0.01383 | 0 | 0 | 0.01383 | 0 | 0 | 0 | 0 | 0.20674 | 0.20722 | 0.20745 | 0 | 0 | 0 | 0 | 0 | 0 | 0.20674 | 0.20722 | 0.20745 | 0 | 0 | 0 | 0.013783 | 0.027598 | 0.041427 | 0 | 0 | 0 | 0 | 0 | 0 | 0.013783 | 0.027598 | 0.041427 | 0 | 0 | 0 | 1 | 1 | 1 | 1 | 1 | 1 | 1 | 1506 | -1204.2133 | 0.20039 | 1506 | -1200.1174 | 0.20311 | 1506 | -1195.5241 | 0.20616 | 0 | 26.4669 | 0 | 0 | 26.4669 | 0 | 0 | 26.2528 | 0 | 0 | 0 | 0 | 25.7418 | 0 | 0 | 0 | 0 | 0 | 0 | 26.4669 | 52.7197 | 78.4615 | 0 | 0 | 0 | 0 | 0 | 0 | 26.4669 | 52.7197 | 78.4615 | 0 | 0 | 0 | 379.4934 | 76.0465 | 379.4934 | 73.5078 | 126.4978 | 380.6264 | 77.3088 | 380.6264 | 74.0762 | 126.8755 | 377.3573 | 77.7957 | 377.3573 | 73.8741 | 125.7858 | 0.25199 | 0.25274 | 0.25057 | 0.0040291 | 0.0040091 | 0.0039891 | 0 | 0.75907 | 0 | 0 | 0.75907 | 0 | 0 | 0.76133 | 0 | 0 | 0.76133 | 0 | 0 | 0.7548 | 0 | 0 | 0.7548 | 0 | 0 | 0 | 0 | 11.386 | 11.42 | 11.3219 | 0 | 0 | 0 | 0 | 0 | 0 | 11.386 | 11.42 | 11.3219 | 0 | 0 | 0 | 0.75907 | 1.5204 | 2.2752 | 0 | 0 | 0 | 0 | 0 | 0 | 0.75907 | 1.5204 | 2.2752 | 0 | 0 | 0 | 2008 | -1706.2133 | 0.15029 | 2008 | -1702.1174 | 0.15233 | 2008 | -1697.5241 | 0.15462 | 0 | 26.4669 | 0 | 0 | 26.4669 | 0 | 0 | 26.2528 | 0 | 0 | 0 | 0 | 25.7418 | 0 | 0 | 0 | 0 | 0 | 0 | 26.4669 | 52.7197 | 78.4615 | 0 | 0 | 0 | 0 | 0 | 0 | 26.4669 | 52.7197 | 78.4615 | 0 | 0 | 0 | 13232.0352 | 1988.6715 | 13232.0352 | 1922.2819 | 0 | 13124.9839 | 1999.3548 | 13124.9839 | 1915.7554 | 0 | 12869.511 | 1989.8773 | 12869.511 | 1889.5702 | 0 | 6.5897 | 6.5363 | 6.4091 | 0.10536 | 0.10484 | 0.10432 | 0 | 19.8502 | 0 | 0 | 19.8502 | 0 | 0 | 19.6896 | 0 | 0 | 19.6896 | 0 | 0 | 19.3063 | 0 | 0 | 19.3063 | 0 | 0 | 0 | 0 | 297.7527 | 295.3437 | 289.595 | 0 | 0 | 0 | 0 | 0 | 0 | 297.7527 | 295.3437 | 289.595 | 0 | 0 | 0 | 19.8502 | 39.5398 | 58.8461 | 0 | 0 | 0 | 0 | 0 | 0 | 19.8502 | 39.5398 | 58.8461 | 0 | 0 | 0
| 668 | Business | Campus/Education | Hot Water | Gas | 02-276 | 02-276.05 | Misc Hot Water | [02-276]_Business_Hot Water_Recirculation Pump with Demand Controls_ADD_Gas_per unit | Un-controlled pump | Re-circulating pump | DEEMED | 0 | 15.0616 | 0 | 0 | 0 | 0 | 2008 | 15 | 0.445 | 0.29785 | 0.42861 | 0.11215 | 0.16139 | 0.86 | 1 | Additions on Existing | 8.4241 | #NUM! | 0 | 238.3627 | 0 | 0 | 238.3627 | 0 | 1493.0427 | 0 | 0 | 0 | 15.8908 | 0 | 1508.9336 | 846.4407 | 662.4929 | 1.7827 | 0 | 1513.5223 | 0 | 0 | 0 | 15.8908 | 0 | 1529.4131 | 846.4407 | 682.9724 | 1.8069 | 0 | 1536.4889 | 0 | 0 | 0 | 15.8908 | 0 | 1552.3797 | 846.4407 | 705.939 | 1.834 | per unit | 0.068559 | 155.6968 | 0.005 | 0 | 331.0918 | 0 | 0 | 331.0918 | 0 | 0 | 328.4132 | 0 | 0 | 0 | 0 | 322.0207 | 0 | 0 | 0 | 0 | 0 | 0 | 331.0918 | 659.5049 | 981.5257 | 0 | 0 | 0 | 0 | 0 | 0 | 331.0918 | 659.5049 | 981.5257 | 0 | 0 | 0 | 0 | 331.0918 | 0 | 0 | 331.0918 | 0 | 0 | 328.4132 | 0 | 0 | 0 | 0 | 322.0207 | 0 | 0 | 0 | 0 | 0 | 0 | 331.0918 | 659.5049 | 981.5257 | 0 | 0 | 0 | 0 | 0 | 0 | 331.0918 | 659.5049 | 981.5257 | 0 | 0 | 0 | 466.656 | 831.8987 | 466.656 | 769.7794 | 640.3859 | 467.9676 | 845.5593 | 467.9676 | 775.5969 | 642.1858 | 464.7072 | 852.2771 | 464.7072 | 774.7461 | 637.7115 | 0.55132 | 0.55287 | 0.54901 | 0.0035233 | 0.0035058 | 0.0034884 | 0 | 8.3037 | 0 | 0 | 8.3037 | 0 | 0 | 8.327 | 0 | 0 | 8.327 | 0 | 0 | 8.269 | 0 | 0 | 8.269 | 0 | 0 | 0 | 0 | 124.5555 | 124.9056 | 124.0354 | 0 | 0 | 0 | 0 | 0 | 0 | 124.5555 | 124.9056 | 124.0354 | 0 | 0 | 0 | 8.3037 | 16.6307 | 24.8998 | 0 | 0 | 0 | 0 | 0 | 0 | 8.3037 | 16.6307 | 24.8998 | 0 | 0 | 0 | 1 | 1 | 1 | 1 | 1 | 1 | 1 | 1506 | 2.9336 | 1.0019 | 1506 | 23.4131 | 1.0155 | 1506 | 46.3797 | 1.0308 | 0 | 331.0918 | 0 | 0 | 331.0918 | 0 | 0 | 328.4132 | 0 | 0 | 0 | 0 | 322.0207 | 0 | 0 | 0 | 0 | 0 | 0 | 331.0918 | 659.5049 | 981.5257 | 0 | 0 | 0 | 0 | 0 | 0 | 331.0918 | 659.5049 | 981.5257 | 0 | 0 | 0 | 10085.2202 | 10104.8655 | 10085.2202 | 9350.3174 | 3361.7401 | 10045.664 | 10201.8394 | 10045.664 | 9357.729 | 3348.5547 | 9896.9763 | 10201.7698 | 9896.9763 | 9273.722 | 3298.9921 | 6.6967 | 6.6704 | 6.5717 | 0.042797 | 0.042584 | 0.042372 | 0 | 100.863 | 0 | 0 | 100.863 | 0 | 0 | 100.4674 | 0 | 0 | 100.4674 | 0 | 0 | 98.9804 | 0 | 0 | 98.9804 | 0 | 0 | 0 | 0 | 1512.9449 | 1507.0109 | 1484.7053 | 0 | 0 | 0 | 0 | 0 | 0 | 1512.9449 | 1507.0109 | 1484.7053 | 0 | 0 | 0 | 100.863 | 201.3304 | 300.3107 | 0 | 0 | 0 | 0 | 0 | 0 | 100.863 | 201.3304 | 300.3107 | 0 | 0 | 0 | 2008 | -499.0664 | 0.75146 | 2008 | -478.5869 | 0.76166 | 2008 | -455.6203 | 0.7731 | 0 | 331.0918 | 0 | 0 | 331.0918 | 0 | 0 | 328.4132 | 0 | 0 | 0 | 0 | 322.0207 | 0 | 0 | 0 | 0 | 0 | 0 | 331.0918 | 659.5049 | 981.5257 | 0 | 0 | 0 | 0 | 0 | 0 | 331.0918 | 659.5049 | 981.5257 | 0 | 0 | 0 | 33105.6362 | 24877.5928 | 33105.6362 | 23019.9391 | 0 | 32837.8014 | 25011.2368 | 32837.8014 | 22941.7821 | 0 | 32198.6258 | 24892.6762 | 32198.6258 | 22628.207 | 0 | 16.4869 | 16.3535 | 16.0352 | 0.10536 | 0.10484 | 0.10432 | 0 | 248.3188 | 0 | 0 | 248.3188 | 0 | 0 | 246.3099 | 0 | 0 | 246.3099 | 0 | 0 | 241.5155 | 0 | 0 | 241.5155 | 0 | 0 | 0 | 0 | 3724.7826 | 3694.648 | 3622.733 | 0 | 0 | 0 | 0 | 0 | 0 | 3724.7826 | 3694.648 | 3622.733 | 0 | 0 | 0 | 248.3188 | 494.6287 | 736.1442 | 0 | 0 | 0 | 0 | 0 | 0 | 248.3188 | 494.6287 | 736.1442 | 0 | 0 | 0
| 669 | Business | Warehouse | Hot Water | Gas | 02-276 | 02-276.06 | Misc Hot Water | [02-276]_Business_Hot Water_Recirculation Pump with Demand Controls_ADD_Gas_per unit | Un-controlled pump | Re-circulating pump | DEEMED | 0 | 15.0616 | 0 | 0 | 0 | 0 | 2008 | 15 | 0.445 | 0.29785 | 0.42861 | 0.11215 | 0.16139 | 0.86 | 1 | Additions on Existing | 8.4241 | #NUM! | 0 | 238.3627 | 0 | 0 | 238.3627 | 0 | 1493.0427 | 0 | 0 | 0 | 15.8908 | 0 | 1508.9336 | 846.4407 | 662.4929 | 1.7827 | 0 | 1513.5223 | 0 | 0 | 0 | 15.8908 | 0 | 1529.4131 | 846.4407 | 682.9724 | 1.8069 | 0 | 1536.4889 | 0 | 0 | 0 | 15.8908 | 0 | 1552.3797 | 846.4407 | 705.939 | 1.834 | per unit | 0.015522 | 0 | 0.005 | 0 | 0 | 0 | 0 | 0 | 0 | 0 | 0 | 0 | 0 | 0 | 0 | 0 | 0 | 0 | 0 | 0 | 0 | 0 | 0 | 0 | 0 | 0 | 0 | 0 | 0 | 0 | 0 | 0 | 0 | 0 | 0 | 0 | 0 | 0 | 0 | 0 | 0 | 0 | 0 | 0 | 0 | 0 | 0 | 0 | 0 | 0 | 0 | 0 | 0 | 0 | 0 | 0 | 0 | 0 | 0 | 0 | 0 | 0 | 0 | 0 | 0 | 0 | 0 | 0 | 0 | 0 | 0 | 0 | 0 | 0 | 0 | 0 | 0 | 0 | 0 | 0 | 0 | 0 | 0 | 0 | 0 | 0 | 0 | 0 | 0 | #NUM! | #NUM! | #NUM! | 0 | 0 | 0 | 0 | 0 | 0 | 0 | 0 | 0 | 0 | 0 | 0 | 0 | 0 | 0 | 0 | 0 | 0 | 0 | 0 | 0 | 0 | 0 | 0 | 0 | 0 | 0 | 0 | 0 | 0 | 0 | 0 | 0 | 0 | 0 | 0 | 0 | 0 | 0 | 0 | 0 | 0 | 0 | 0 | 0 | 0 | 0 | 0 | 0 | 0 | 0 | 1 | 1 | 1 | 1 | 1 | 1 | 1 | 1506 | 2.9336 | 1.0019 | 1506 | 23.4131 | 1.0155 | 1506 | 46.3797 | 1.0308 | 0 | 0 | 0 | 0 | 0 | 0 | 0 | 0 | 0 | 0 | 0 | 0 | 0 | 0 | 0 | 0 | 0 | 0 | 0 | 0 | 0 | 0 | 0 | 0 | 0 | 0 | 0 | 0 | 0 | 0 | 0 | 0 | 0 | 0 | 0 | 0 | 0 | 0 | 0 | 0 | 0 | 0 | 0 | 0 | 0 | 0 | 0 | 0 | 0 | 0 | 0 | 0 | #NUM! | #NUM! | #NUM! | 0 | 0 | 0 | 0 | 0 | 0 | 0 | 0 | 0 | 0 | 0 | 0 | 0 | 0 | 0 | 0 | 0 | 0 | 0 | 0 | 0 | 0 | 0 | 0 | 0 | 0 | 0 | 0 | 0 | 0 | 0 | 0 | 0 | 0 | 0 | 0 | 0 | 0 | 0 | 0 | 0 | 0 | 0 | 0 | 0 | 0 | 0 | 0 | 0 | 0 | 0 | 2008 | -499.0664 | 0.75146 | 2008 | -478.5869 | 0.76166 | 2008 | -455.6203 | 0.7731 | 0 | 0 | 0 | 0 | 0 | 0 | 0 | 0 | 0 | 0 | 0 | 0 | 0 | 0 | 0 | 0 | 0 | 0 | 0 | 0 | 0 | 0 | 0 | 0 | 0 | 0 | 0 | 0 | 0 | 0 | 0 | 0 | 0 | 0 | 0 | 0 | 0 | 0 | 0 | 0 | 0 | 0 | 0 | 0 | 0 | 0 | 0 | 0 | 0 | 0 | 0 | 0 | #NUM! | #NUM! | #NUM! | 0 | 0 | 0 | 0 | 0 | 0 | 0 | 0 | 0 | 0 | 0 | 0 | 0 | 0 | 0 | 0 | 0 | 0 | 0 | 0 | 0 | 0 | 0 | 0 | 0 | 0 | 0 | 0 | 0 | 0 | 0 | 0 | 0 | 0 | 0 | 0 | 0 | 0 | 0 | 0 | 0 | 0 | 0 | 0 | 0 | 0 | 0 | 0 | 0 | 0 | 0
| 670 | Business | Lodging | Hot Water | Gas | 02-276 | 02-276.07 | Misc Hot Water | [02-276]_Business_Hot Water_Recirculation Pump with Demand Controls_ADD_Gas_per unit | Un-controlled pump | Re-circulating pump | DEEMED | 0 | 3.0123 | 0 | 0 | 0 | 0 | 2008 | 15 | 0.445 | 0.29785 | 0.42861 | 0.11215 | 0.16139 | 0.86 | 1 | Additions on Existing | 42.1207 | #NUM! | 0 | 47.6725 | 0 | 0 | 47.6725 | 0 | 298.6085 | 0 | 0 | 0 | 3.1782 | 0 | 301.7867 | 738.7515 | -436.9648 | 0.40851 | 0 | 302.7045 | 0 | 0 | 0 | 3.1782 | 0 | 305.8826 | 738.7515 | -432.8688 | 0.41405 | 0 | 307.2978 | 0 | 0 | 0 | 3.1782 | 0 | 310.4759 | 738.7515 | -428.2755 | 0.42027 | per unit | 0.030756 | 88.1765 | 0.005 | 0 | 37.5018 | 0 | 0 | 37.5018 | 0 | 0 | 37.1984 | 0 | 0 | 0 | 0 | 36.4743 | 0 | 0 | 0 | 0 | 0 | 0 | 37.5018 | 74.7001 | 111.1745 | 0 | 0 | 0 | 0 | 0 | 0 | 37.5018 | 74.7001 | 111.1745 | 0 | 0 | 0 | 0 | 37.5018 | 0 | 0 | 37.5018 | 0 | 0 | 37.1984 | 0 | 0 | 0 | 0 | 36.4743 | 0 | 0 | 0 | 0 | 0 | 0 | 37.5018 | 74.7001 | 111.1745 | 0 | 0 | 0 | 0 | 0 | 0 | 37.5018 | 74.7001 | 111.1745 | 0 | 0 | 0 | 10.5088 | 4.2929 | 10.5088 | 3.7911 | 18.0551 | 10.5532 | 4.3696 | 10.5532 | 3.8251 | 18.1314 | 10.4756 | 4.4026 | 10.4756 | 3.8194 | 17.9982 | 0.014225 | 0.014285 | 0.01418 | 0.00016052 | 0.00015972 | 0.00015893 | 0 | 0.04285 | 0 | 0 | 0.04285 | 0 | 0 | 0.043032 | 0 | 0 | 0.043032 | 0 | 0 | 0.042715 | 0 | 0 | 0.042715 | 0 | 0 | 0 | 0 | 0.64276 | 0.64547 | 0.64073 | 0 | 0 | 0 | 0 | 0 | 0 | 0.64276 | 0.64547 | 0.64073 | 0 | 0 | 0 | 0.04285 | 0.085882 | 0.1286 | 0 | 0 | 0 | 0 | 0 | 0 | 0.04285 | 0.085882 | 0.1286 | 0 | 0 | 0 | 1 | 1 | 1 | 1 | 1 | 1 | 1 | 1506 | -1204.2133 | 0.20039 | 1506 | -1200.1174 | 0.20311 | 1506 | -1195.5241 | 0.20616 | 0 | 37.5018 | 0 | 0 | 37.5018 | 0 | 0 | 37.1984 | 0 | 0 | 0 | 0 | 36.4743 | 0 | 0 | 0 | 0 | 0 | 0 | 37.5018 | 74.7001 | 111.1745 | 0 | 0 | 0 | 0 | 0 | 0 | 37.5018 | 74.7001 | 111.1745 | 0 | 0 | 0 | 1653.7738 | 331.399 | 1653.7738 | 292.6559 | 551.2579 | 1650.2607 | 335.1833 | 1650.2607 | 293.4165 | 550.0869 | 1637.4917 | 337.5842 | 1637.4917 | 292.8673 | 545.8306 | 1.0981 | 1.0958 | 1.0873 | 0.012392 | 0.01233 | 0.012269 | 0 | 3.3079 | 0 | 0 | 3.3079 | 0 | 0 | 3.3009 | 0 | 0 | 3.3009 | 0 | 0 | 3.2753 | 0 | 0 | 3.2753 | 0 | 0 | 0 | 0 | 49.6185 | 49.5131 | 49.13 | 0 | 0 | 0 | 0 | 0 | 0 | 49.6185 | 49.5131 | 49.13 | 0 | 0 | 0 | 3.3079 | 6.6088 | 9.8841 | 0 | 0 | 0 | 0 | 0 | 0 | 3.3079 | 6.6088 | 9.8841 | 0 | 0 | 0 | 2008 | -1706.2133 | 0.15029 | 2008 | -1702.1174 | 0.15233 | 2008 | -1697.5241 | 0.15462 | 0 | 37.5018 | 0 | 0 | 37.5018 | 0 | 0 | 37.1984 | 0 | 0 | 0 | 0 | 36.4743 | 0 | 0 | 0 | 0 | 0 | 0 | 37.5018 | 74.7001 | 111.1745 | 0 | 0 | 0 | 0 | 0 | 0 | 37.5018 | 74.7001 | 111.1745 | 0 | 0 | 0 | 19998.8061 | 3005.6644 | 19998.8061 | 2654.2786 | 0 | 19837.0095 | 3021.811 | 19837.0095 | 2645.2668 | 0 | 19450.8895 | 3007.4867 | 19450.8895 | 2609.1105 | 0 | 9.9596 | 9.879 | 9.6867 | 0.11239 | 0.11183 | 0.11127 | 0 | 30.0014 | 0 | 0 | 30.0014 | 0 | 0 | 29.7587 | 0 | 0 | 29.7587 | 0 | 0 | 29.1795 | 0 | 0 | 29.1795 | 0 | 0 | 0 | 0 | 450.0213 | 446.3805 | 437.6918 | 0 | 0 | 0 | 0 | 0 | 0 | 450.0213 | 446.3805 | 437.6918 | 0 | 0 | 0 | 30.0014 | 59.7601 | 88.9396 | 0 | 0 | 0 | 0 | 0 | 0 | 30.0014 | 59.7601 | 88.9396 | 0 | 0 | 0
| 671 | Business | Other Commercial | Hot Water | Gas | 02-276 | 02-276.08 | Misc Hot Water | [02-276]_Business_Hot Water_Recirculation Pump with Demand Controls_ADD_Gas_per unit | Un-controlled pump | Re-circulating pump | DEEMED | 0 | 60.2464 | 0 | 0 | 0 | 0 | 2008 | 15 | 0.445 | 0.29785 | 0.42861 | 0.11215 | 0.16139 | 0.86 | 1 | Additions on Existing | 2.106 | #NUM! | 0 | 953.4506 | 0 | 0 | 953.4506 | 0 | 5972.171 | 0 | 0 | 0 | 63.5634 | 0 | 6035.7343 | 738.7515 | 5296.9829 | 8.1702 | 0 | 6054.089 | 0 | 0 | 0 | 63.5634 | 0 | 6117.6524 | 738.7515 | 5378.9009 | 8.2811 | 0 | 6145.9555 | 0 | 0 | 0 | 63.5634 | 0 | 6209.5189 | 738.7515 | 5470.7674 | 8.4054 | per unit | 0.0030372 | 11.5413 | 0.005 | 0 | 98.1707 | 0 | 0 | 98.1707 | 0 | 0 | 97.3765 | 0 | 0 | 0 | 0 | 95.4811 | 0 | 0 | 0 | 0 | 0 | 0 | 98.1707 | 195.5472 | 291.0283 | 0 | 0 | 0 | 0 | 0 | 0 | 98.1707 | 195.5472 | 291.0283 | 0 | 0 | 0 | 0 | 98.1707 | 0 | 0 | 98.1707 | 0 | 0 | 97.3765 | 0 | 0 | 0 | 0 | 95.4811 | 0 | 0 | 0 | 0 | 0 | 0 | 98.1707 | 195.5472 | 291.0283 | 0 | 0 | 0 | 0 | 0 | 0 | 98.1707 | 195.5472 | 291.0283 | 0 | 0 | 0 | 401.6756 | 3281.7631 | 401.6756 | 2924.3274 | 690.1187 | 399.8473 | 3311.1632 | 399.8473 | 2924.7956 | 686.9774 | 393.8652 | 3310.6041 | 393.8652 | 2898.0692 | 676.6997 | 0.54372 | 0.54125 | 0.53315 | 0.046877 | 0.046644 | 0.046412 | 0 | 32.7573 | 0 | 0 | 32.7573 | 0 | 0 | 32.6082 | 0 | 0 | 32.6082 | 0 | 0 | 32.1204 | 0 | 0 | 32.1204 | 0 | 0 | 0 | 0 | 491.36 | 489.1235 | 481.8058 | 0 | 0 | 0 | 0 | 0 | 0 | 491.36 | 489.1235 | 481.8058 | 0 | 0 | 0 | 32.7573 | 65.3656 | 97.4859 | 0 | 0 | 0 | 0 | 0 | 0 | 32.7573 | 65.3656 | 97.4859 | 0 | 0 | 0 | 1 | 1 | 1 | 1 | 1 | 1 | 1 | 1506 | 4529.7343 | 4.0078 | 1506 | 4611.6524 | 4.0622 | 1506 | 4703.5189 | 4.1232 | 0 | 98.1707 | 0 | 0 | 98.1707 | 0 | 0 | 97.3765 | 0 | 0 | 0 | 0 | 95.4811 | 0 | 0 | 0 | 0 | 0 | 0 | 98.1707 | 195.5472 | 291.0283 | 0 | 0 | 0 | 0 | 0 | 0 | 98.1707 | 195.5472 | 291.0283 | 0 | 0 | 0 | 1645.392 | 6594.3885 | 1645.392 | 5876.1556 | 548.464 | 1633.3688 | 6635.0483 | 1633.3688 | 5860.8286 | 544.4563 | 1603.1225 | 6609.9731 | 1603.1225 | 5786.3033 | 534.3742 | 1.0926 | 1.0846 | 1.0645 | 0.094194 | 0.093726 | 0.093259 | 0 | 65.8227 | 0 | 0 | 65.8227 | 0 | 0 | 65.3417 | 0 | 0 | 65.3417 | 0 | 0 | 64.1318 | 0 | 0 | 64.1318 | 0 | 0 | 0 | 0 | 987.3408 | 980.1262 | 961.9764 | 0 | 0 | 0 | 0 | 0 | 0 | 987.3408 | 980.1262 | 961.9764 | 0 | 0 | 0 | 65.8227 | 131.1645 | 195.2962 | 0 | 0 | 0 | 0 | 0 | 0 | 65.8227 | 131.1645 | 195.2962 | 0 | 0 | 0 | 2008 | 4027.7343 | 3.0058 | 2008 | 4109.6524 | 3.0466 | 2008 | 4201.5189 | 3.0924 | 0 | 98.1707 | 0 | 0 | 98.1707 | 0 | 0 | 97.3765 | 0 | 0 | 0 | 0 | 95.4811 | 0 | 0 | 0 | 0 | 0 | 0 | 98.1707 | 195.5472 | 291.0283 | 0 | 0 | 0 | 0 | 0 | 0 | 98.1707 | 195.5472 | 291.0283 | 0 | 0 | 0 | 2617.6057 | 7868.114 | 2617.6057 | 7011.1524 | 0 | 2596.4285 | 7910.3819 | 2596.4285 | 6987.3482 | 0 | 2545.89 | 7872.8844 | 2545.89 | 6891.843 | 0 | 1.3036 | 1.293 | 1.2679 | 0.11239 | 0.11183 | 0.11127 | 0 | 78.5366 | 0 | 0 | 78.5366 | 0 | 0 | 77.9012 | 0 | 0 | 77.9012 | 0 | 0 | 76.3849 | 0 | 0 | 76.3849 | 0 | 0 | 0 | 0 | 1178.0486 | 1168.5179 | 1145.7731 | 0 | 0 | 0 | 0 | 0 | 0 | 1178.0486 | 1168.5179 | 1145.7731 | 0 | 0 | 0 | 78.5366 | 156.4378 | 232.8226 | 0 | 0 | 0 | 0 | 0 | 0 | 78.5366 | 156.4378 | 232.8226 | 0 | 0 | 0
| 672 | Business | Food Sales | Hot Water | Gas | 02-276 | 02-276.09 | Misc Hot Water | [02-276]_Business_Hot Water_Recirculation Pump with Demand Controls_ADD_Gas_per unit | Un-controlled pump | Re-circulating pump | DEEMED | 0 | 3.0123 | 0 | 0 | 0 | 0 | 2008 | 15 | 0.445 | 0.29785 | 0.42861 | 0.11215 | 0.16139 | 0.86 | 1 | Additions on Existing | 42.1207 | #NUM! | 0 | 47.6725 | 0 | 0 | 47.6725 | 0 | 298.6085 | 0 | 0 | 0 | 3.1782 | 0 | 301.7867 | 738.7515 | -436.9648 | 0.40851 | 0 | 302.7045 | 0 | 0 | 0 | 3.1782 | 0 | 305.8826 | 738.7515 | -432.8688 | 0.41405 | 0 | 307.2978 | 0 | 0 | 0 | 3.1782 | 0 | 310.4759 | 738.7515 | -428.2755 | 0.42027 | per unit | 0.0049448 | 8.8808 | 0.005 | 0 | 3.777 | 0 | 0 | 3.777 | 0 | 0 | 3.7465 | 0 | 0 | 0 | 0 | 3.6736 | 0 | 0 | 0 | 0 | 0 | 0 | 3.777 | 7.5235 | 11.1971 | 0 | 0 | 0 | 0 | 0 | 0 | 3.777 | 7.5235 | 11.1971 | 0 | 0 | 0 | 0 | 3.777 | 0 | 0 | 3.777 | 0 | 0 | 3.7465 | 0 | 0 | 0 | 0 | 3.6736 | 0 | 0 | 0 | 0 | 0 | 0 | 3.777 | 7.5235 | 11.1971 | 0 | 0 | 0 | 0 | 0 | 0 | 3.777 | 7.5235 | 11.1971 | 0 | 0 | 0 | 0.20788 | 0.084919 | 0.20788 | 0.074679 | 0.35715 | 0.20882 | 0.086461 | 0.20882 | 0.075372 | 0.35877 | 0.20734 | 0.087141 | 0.20734 | 0.075283 | 0.35624 | 0.00028139 | 0.00028266 | 0.00028067 | 3.1527e-05 | 3.137e-05 | 3.1214e-05 | 0 | 0.00084763 | 0 | 0 | 0.00084763 | 0 | 0 | 0.00085147 | 0 | 0 | 0.00085147 | 0 | 0 | 0.00084546 | 0 | 0 | 0.00084546 | 0 | 0 | 0 | 0 | 0.012714 | 0.012772 | 0.012682 | 0 | 0 | 0 | 0 | 0 | 0 | 0.012714 | 0.012772 | 0.012682 | 0 | 0 | 0 | 0.00084763 | 0.0016991 | 0.0025446 | 0 | 0 | 0 | 0 | 0 | 0 | 0.00084763 | 0.0016991 | 0.0025446 | 0 | 0 | 0 | 1 | 1 | 1 | 1 | 1 | 1 | 1 | 1506 | -1204.2133 | 0.20039 | 1506 | -1200.1174 | 0.20311 | 1506 | -1195.5241 | 0.20616 | 0 | 3.777 | 0 | 0 | 3.777 | 0 | 0 | 3.7465 | 0 | 0 | 0 | 0 | 3.6736 | 0 | 0 | 0 | 0 | 0 | 0 | 3.777 | 7.5235 | 11.1971 | 0 | 0 | 0 | 0 | 0 | 0 | 3.777 | 7.5235 | 11.1971 | 0 | 0 | 0 | 44.118 | 8.8408 | 44.118 | 7.7747 | 14.706 | 44.1282 | 8.9628 | 44.1282 | 7.8133 | 14.7094 | 43.8115 | 9.0322 | 43.8115 | 7.8031 | 14.6038 | 0.029295 | 0.029302 | 0.029091 | 0.0032822 | 0.0032659 | 0.0032497 | 0 | 0.088246 | 0 | 0 | 0.088246 | 0 | 0 | 0.088266 | 0 | 0 | 0.088266 | 0 | 0 | 0.087632 | 0 | 0 | 0.087632 | 0 | 0 | 0 | 0 | 1.3237 | 1.324 | 1.3145 | 0 | 0 | 0 | 0 | 0 | 0 | 1.3237 | 1.324 | 1.3145 | 0 | 0 | 0 | 0.088246 | 0.17651 | 0.26414 | 0 | 0 | 0 | 0 | 0 | 0 | 0.088246 | 0.17651 | 0.26414 | 0 | 0 | 0 | 2008 | -1706.2133 | 0.15029 | 2008 | -1702.1174 | 0.15233 | 2008 | -1697.5241 | 0.15462 | 0 | 3.777 | 0 | 0 | 3.777 | 0 | 0 | 3.7465 | 0 | 0 | 0 | 0 | 3.6736 | 0 | 0 | 0 | 0 | 0 | 0 | 3.777 | 7.5235 | 11.1971 | 0 | 0 | 0 | 0 | 0 | 0 | 3.777 | 7.5235 | 11.1971 | 0 | 0 | 0 | 1888.3218 | 283.8 | 1888.3218 | 249.5771 | 0 | 1873.0447 | 285.3246 | 1873.0447 | 248.7298 | 0 | 1836.5865 | 283.9721 | 1836.5865 | 245.3301 | 0 | 0.9404 | 0.93279 | 0.91463 | 0.10536 | 0.10484 | 0.10432 | 0 | 2.8328 | 0 | 0 | 2.8328 | 0 | 0 | 2.8099 | 0 | 0 | 2.8099 | 0 | 0 | 2.7552 | 0 | 0 | 2.7552 | 0 | 0 | 0 | 0 | 42.4918 | 42.148 | 41.3276 | 0 | 0 | 0 | 0 | 0 | 0 | 42.4918 | 42.148 | 41.3276 | 0 | 0 | 0 | 2.8328 | 5.6427 | 8.3978 | 0 | 0 | 0 | 0 | 0 | 0 | 2.8328 | 5.6427 | 8.3978 | 0 | 0 | 0
| 673 | Business | Manufacturing/Industrial | Hot Water | Gas | 02-276 | 02-276.10 | Misc Hot Water | [02-276]_Business_Hot Water_Recirculation Pump with Demand Controls_ADD_Gas_per unit | Un-controlled pump | Re-circulating pump | DEEMED | 0 | 3.0123 | 0 | 0 | 0 | 0 | 2008 | 15 | 0.445 | 0.29785 | 0.42861 | 0.11215 | 0.16139 | 0.86 | 1 | Additions on Existing | 42.1207 | #NUM! | 0 | 47.6725 | 0 | 0 | 47.6725 | 0 | 298.6085 | 0 | 0 | 0 | 3.1782 | 0 | 301.7867 | 846.4407 | -544.654 | 0.35654 | 0 | 302.7045 | 0 | 0 | 0 | 3.1782 | 0 | 305.8826 | 846.4407 | -540.5581 | 0.36138 | 0 | 307.2978 | 0 | 0 | 0 | 3.1782 | 0 | 310.4759 | 846.4407 | -535.9647 | 0.3668 | per unit | 0.031144 | 0 | 0.005 | 0 | 0 | 0 | 0 | 0 | 0 | 0 | 0 | 0 | 0 | 0 | 0 | 0 | 0 | 0 | 0 | 0 | 0 | 0 | 0 | 0 | 0 | 0 | 0 | 0 | 0 | 0 | 0 | 0 | 0 | 0 | 0 | 0 | 0 | 0 | 0 | 0 | 0 | 0 | 0 | 0 | 0 | 0 | 0 | 0 | 0 | 0 | 0 | 0 | 0 | 0 | 0 | 0 | 0 | 0 | 0 | 0 | 0 | 0 | 0 | 0 | 0 | 0 | 0 | 0 | 0 | 0 | 0 | 0 | 0 | 0 | 0 | 0 | 0 | 0 | 0 | 0 | 0 | 0 | 0 | 0 | 0 | 0 | 0 | 0 | 0 | #NUM! | #NUM! | #NUM! | 0 | 0 | 0 | 0 | 0 | 0 | 0 | 0 | 0 | 0 | 0 | 0 | 0 | 0 | 0 | 0 | 0 | 0 | 0 | 0 | 0 | 0 | 0 | 0 | 0 | 0 | 0 | 0 | 0 | 0 | 0 | 0 | 0 | 0 | 0 | 0 | 0 | 0 | 0 | 0 | 0 | 0 | 0 | 0 | 0 | 0 | 0 | 0 | 0 | 0 | 0 | 1 | 1 | 1 | 1 | 1 | 1 | 1 | 1506 | -1204.2133 | 0.20039 | 1506 | -1200.1174 | 0.20311 | 1506 | -1195.5241 | 0.20616 | 0 | 0 | 0 | 0 | 0 | 0 | 0 | 0 | 0 | 0 | 0 | 0 | 0 | 0 | 0 | 0 | 0 | 0 | 0 | 0 | 0 | 0 | 0 | 0 | 0 | 0 | 0 | 0 | 0 | 0 | 0 | 0 | 0 | 0 | 0 | 0 | 0 | 0 | 0 | 0 | 0 | 0 | 0 | 0 | 0 | 0 | 0 | 0 | 0 | 0 | 0 | 0 | #NUM! | #NUM! | #NUM! | 0 | 0 | 0 | 0 | 0 | 0 | 0 | 0 | 0 | 0 | 0 | 0 | 0 | 0 | 0 | 0 | 0 | 0 | 0 | 0 | 0 | 0 | 0 | 0 | 0 | 0 | 0 | 0 | 0 | 0 | 0 | 0 | 0 | 0 | 0 | 0 | 0 | 0 | 0 | 0 | 0 | 0 | 0 | 0 | 0 | 0 | 0 | 0 | 0 | 0 | 0 | 2008 | -1706.2133 | 0.15029 | 2008 | -1702.1174 | 0.15233 | 2008 | -1697.5241 | 0.15462 | 0 | 0 | 0 | 0 | 0 | 0 | 0 | 0 | 0 | 0 | 0 | 0 | 0 | 0 | 0 | 0 | 0 | 0 | 0 | 0 | 0 | 0 | 0 | 0 | 0 | 0 | 0 | 0 | 0 | 0 | 0 | 0 | 0 | 0 | 0 | 0 | 0 | 0 | 0 | 0 | 0 | 0 | 0 | 0 | 0 | 0 | 0 | 0 | 0 | 0 | 0 | 0 | #NUM! | #NUM! | #NUM! | 0 | 0 | 0 | 0 | 0 | 0 | 0 | 0 | 0 | 0 | 0 | 0 | 0 | 0 | 0 | 0 | 0 | 0 | 0 | 0 | 0 | 0 | 0 | 0 | 0 | 0 | 0 | 0 | 0 | 0 | 0 | 0 | 0 | 0 | 0 | 0 | 0 | 0 | 0 | 0 | 0 | 0 | 0 | 0 | 0 | 0 | 0 | 0 | 0 | 0 | 0
| 674 | Business | Office | Hot Water | Electric | 02-451 | 02-451.01 | Water Heaters | [02-451]_Business_Hot Water_Salon Sprayer_O&M Only_ADD_Electric_per unit | Standard salon nozzle | Efficient salon nozzle | ENGINEER | 370.1918 | 0 | 0 | 0 | 0.17798 | 118.1048 | 105 | 5 | 0.445 | 0.29785 | 0.42861 | 0.11215 | 0.16139 | 1 | 1 | Additions on Existing | 14.5904 | 0.056727 | 1850.9592 | 0 | 0 | 0 | 7.1965 | 134.7476 | 0 | 0 | 0 | 167.7804 | 0 | 1225.6851 | 1528.213 | 43.9251 | 1484.2879 | 34.7913 | 133.7519 | 0 | 0 | 0 | 167.7886 | 0 | 1225.6851 | 1527.2256 | 43.9251 | 1483.3005 | 34.7688 | 134.4336 | 0 | 0 | 0 | 170.9208 | 0 | 1225.6851 | 1531.0395 | 43.9251 | 1487.1144 | 34.8557 | per unit | 0.08934 | 0 | 0.005 | 0 | 0 | 0 | 0 | 0 | 0 | 0 | 0 | 0 | 0 | 0 | 0 | 0 | 0 | 0 | 0 | 0 | 0 | 0 | 0 | 0 | 0 | 0 | 0 | 0 | 0 | 0 | 0 | 0 | 0 | 0 | 0 | 0 | 0 | 0 | 0 | 0 | 0 | 0 | 0 | 0 | 0 | 0 | 0 | 0 | 0 | 0 | 0 | 0 | 0 | 0 | 0 | 0 | 0 | 0 | 0 | 0 | 0 | 0 | 0 | 0 | 0 | 0 | 0 | 0 | 0 | 0 | 0 | 0 | 0 | 0 | 0 | 0 | 0 | 0 | 0 | 0 | 0 | 0 | 0 | 0 | 0 | 0 | 0 | 0 | 0 | #NUM! | #NUM! | #NUM! | 0 | 0 | 0 | 0 | 0 | 0 | 0 | 0 | 0 | 0 | 0 | 0 | 0 | 0 | 0 | 0 | 0 | 0 | 0 | 0 | 0 | 0 | 0 | 0 | 0 | 0 | 0 | 0 | 0 | 0 | 0 | 0 | 0 | 0 | 0 | 0 | 0 | 0 | 0 | 0 | 0 | 0 | 0 | 0 | 0 | 0 | 0 | 0 | 0 | 0 | 0 | 1 | 1 | 1 | 1 | 1 | 1 | 1 | 78.75 | 1449.463 | 19.4059 | 78.75 | 1448.4756 | 19.3933 | 78.75 | 1452.2895 | 19.4418 | 0 | 0 | 0 | 0 | 0 | 0 | 0 | 0 | 0 | 0 | 0 | 0 | 0 | 0 | 0 | 0 | 0 | 0 | 0 | 0 | 0 | 0 | 0 | 0 | 0 | 0 | 0 | 0 | 0 | 0 | 0 | 0 | 0 | 0 | 0 | 0 | 0 | 0 | 0 | 0 | 0 | 0 | 0 | 0 | 0 | 0 | 0 | 0 | 0 | 0 | 0 | 0 | #NUM! | #NUM! | #NUM! | 0 | 0 | 0 | 0 | 0 | 0 | 0 | 0 | 0 | 0 | 0 | 0 | 0 | 0 | 0 | 0 | 0 | 0 | 0 | 0 | 0 | 0 | 0 | 0 | 0 | 0 | 0 | 0 | 0 | 0 | 0 | 0 | 0 | 0 | 0 | 0 | 0 | 0 | 0 | 0 | 0 | 0 | 0 | 0 | 0 | 0 | 0 | 0 | 0 | 0 | 0 | 105 | 1423.213 | 14.5544 | 105 | 1422.2256 | 14.545 | 105 | 1426.0395 | 14.5813 | 0 | 0 | 0 | 0 | 0 | 0 | 0 | 0 | 0 | 0 | 0 | 0 | 0 | 0 | 0 | 0 | 0 | 0 | 0 | 0 | 0 | 0 | 0 | 0 | 0 | 0 | 0 | 0 | 0 | 0 | 0 | 0 | 0 | 0 | 0 | 0 | 0 | 0 | 0 | 0 | 0 | 0 | 0 | 0 | 0 | 0 | 0 | 0 | 0 | 0 | 0 | 0 | #NUM! | #NUM! | #NUM! | 0 | 0 | 0 | 0 | 0 | 0 | 0 | 0 | 0 | 0 | 0 | 0 | 0 | 0 | 0 | 0 | 0 | 0 | 0 | 0 | 0 | 0 | 0 | 0 | 0 | 0 | 0 | 0 | 0 | 0 | 0 | 0 | 0 | 0 | 0 | 0 | 0 | 0 | 0 | 0 | 0 | 0 | 0 | 0 | 0 | 0 | 0 | 0 | 0 | 0 | 0
| 675 | Business | Retail | Hot Water | Electric | 02-451 | 02-451.02 | Water Heaters | [02-451]_Business_Hot Water_Salon Sprayer_O&M Only_ADD_Electric_per unit | Standard salon nozzle | Efficient salon nozzle | ENGINEER | 370.1918 | 0 | 0 | 0 | 0.17798 | 118.1048 | 105 | 5 | 0.445 | 0.29785 | 0.42861 | 0.11215 | 0.16139 | 1 | 1 | Additions on Existing | 14.5904 | 0.056727 | 1850.9592 | 0 | 0 | 0 | 7.1965 | 134.7476 | 0 | 0 | 0 | 167.7804 | 0 | 1225.6851 | 1528.213 | 43.9251 | 1484.2879 | 34.7913 | 133.7519 | 0 | 0 | 0 | 167.7886 | 0 | 1225.6851 | 1527.2256 | 43.9251 | 1483.3005 | 34.7688 | 134.4336 | 0 | 0 | 0 | 170.9208 | 0 | 1225.6851 | 1531.0395 | 43.9251 | 1487.1144 | 34.8557 | per unit | 0.084923 | 727.7086 | 0.005 | 73088.2506 | 0 | 0 | 0 | 269.3384 | 15.6367 | 67918.9108 | 0 | 0 | 0 | 14.5307 | 56654.3272 | 0 | 0 | 0 | 12.1208 | 73088.2506 | 141007.1613 | 197661.4886 | 0 | 0 | 0 | 0 | 0 | 0 | 0 | 0 | 0 | 269.3384 | 519.6273 | 728.4048 | 15.6367 | 30.1674 | 42.2882 | 73088.2506 | 0 | 0 | 0 | 269.3384 | 15.6367 | 67918.9108 | 0 | 0 | 0 | 14.5307 | 56654.3272 | 0 | 0 | 0 | 12.1208 | 73088.2506 | 30.1674 | 197661.4886 | 0 | 0 | 0 | 0 | 0 | 0 | 0 | 0 | 0 | 269.3384 | 519.6273 | 728.4048 | 15.6367 | 30.1674 | 42.2882 | 5017.1251 | 174552.3496 | 5017.1251 | 184284.9116 | 6975.9651 | 4661.866 | 162087.6193 | 4661.866 | 171159.4945 | 6482.0018 | 3891.2159 | 135630.8882 | 3891.2159 | 143342.8593 | 5410.4663 | 114.2199 | 106.1321 | 88.5874 | 0.15618 | 0.1554 | 0.15463 | 42283.2773 | 0 | 0 | 0 | 155.8186 | 9.0462 | 39289.2278 | 0 | 0 | 0 | 144.7852 | 8.4056 | 32794.351 | 0 | 0 | 0 | 120.8509 | 7.0161 | 211416.3863 | 196446.1392 | 163971.7552 | 0 | 0 | 0 | 0 | 0 | 0 | 0 | 0 | 0 | 779.0932 | 723.9261 | 604.2544 | 42283.2773 | 17.4518 | 114366.8562 | 0 | 0 | 0 | 0 | 0 | 0 | 0 | 0 | 0 | 155.8186 | 300.6039 | 421.4547 | 9.0462 | 17.4518 | 24.4679 | 1 | 1 | 1 | 1 | 1 | 1 | 1 | 78.75 | 1449.463 | 19.4059 | 78.75 | 1448.4756 | 19.3933 | 78.75 | 1452.2895 | 19.4418 | 73088.2506 | 0 | 0 | 0 | 269.3384 | 15.6367 | 67918.9108 | 0 | 0 | 0 | 14.5307 | 56654.3272 | 0 | 0 | 0 | 12.1208 | 73088.2506 | 30.1674 | 197661.4886 | 0 | 0 | 0 | 0 | 0 | 0 | 0 | 0 | 0 | 269.3384 | 519.6273 | 728.4048 | 15.6367 | 30.1674 | 42.2882 | 11161.1789 | 216592.4966 | 11161.1789 | 228669.1022 | 3720.393 | 10371.5708 | 201139.4077 | 10371.5708 | 212396.9708 | 3457.1903 | 8652.6786 | 168223.403 | 8652.6786 | 177788.5843 | 2884.2262 | 141.7293 | 131.7025 | 109.8753 | 0.19379 | 0.19283 | 0.19187 | 52467.0141 | 0 | 0 | 0 | 193.3468 | 11.2249 | 48755.1859 | 0 | 0 | 0 | 179.6683 | 10.4308 | 40674.9333 | 0 | 0 | 0 | 149.8917 | 8.7021 | 262335.0704 | 243775.9297 | 203374.6666 | 0 | 0 | 0 | 0 | 0 | 0 | 0 | 0 | 0 | 966.7342 | 898.3417 | 749.4585 | 52467.0141 | 21.6557 | 141897.1333 | 0 | 0 | 0 | 0 | 0 | 0 | 0 | 0 | 0 | 193.3468 | 373.0152 | 522.9069 | 11.2249 | 21.6557 | 30.3578 | 105 | 1423.213 | 14.5544 | 105 | 1422.2256 | 14.545 | 105 | 1426.0395 | 14.5813 | 73088.2506 | 0 | 0 | 0 | 269.3384 | 15.6367 | 67918.9108 | 0 | 0 | 0 | 14.5307 | 56654.3272 | 0 | 0 | 0 | 12.1208 | 73088.2506 | 30.1674 | 197661.4886 | 0 | 0 | 0 | 0 | 0 | 0 | 0 | 0 | 0 | 269.3384 | 519.6273 | 728.4048 | 15.6367 | 30.1674 | 42.2882 | 15547.8838 | 226290.2741 | 15547.8838 | 238907.6013 | 0 | 14448.2229 | 210149.4829 | 14448.2229 | 221911.3305 | 0 | 12051.9357 | 175733.2394 | 12051.9357 | 185725.4299 | 0 | 148.0751 | 137.6021 | 114.7803 | 0.20247 | 0.20146 | 0.20046 | 54816.1879 | 0 | 0 | 0 | 202.0038 | 11.7275 | 50939.1831 | 0 | 0 | 0 | 187.7166 | 10.898 | 42490.7454 | 0 | 0 | 0 | 156.5832 | 9.0906 | 274080.9396 | 254695.9154 | 212453.7271 | 0 | 0 | 0 | 0 | 0 | 0 | 0 | 0 | 0 | 1010.0191 | 938.5831 | 782.9159 | 54816.1879 | 22.6255 | 148246.1164 | 0 | 0 | 0 | 0 | 0 | 0 | 0 | 0 | 0 | 202.0038 | 389.7204 | 546.3036 | 11.7275 | 22.6255 | 31.7161
| 676 | Business | Food Service | Hot Water | Electric | 02-451 | 02-451.03 | Water Heaters | [02-451]_Business_Hot Water_Salon Sprayer_O&M Only_ADD_Electric_per unit | Standard salon nozzle | Efficient salon nozzle | ENGINEER | 370.1918 | 0 | 0 | 0 | 0.17798 | 118.1048 | 105 | 5 | 0.445 | 0.29785 | 0.42861 | 0.11215 | 0.16139 | 1 | 1 | Additions on Existing | 14.5904 | 0.056727 | 1850.9592 | 0 | 0 | 0 | 7.1965 | 134.7476 | 0 | 0 | 0 | 167.7804 | 0 | 1225.6851 | 1588.7186 | 43.9251 | 1544.7935 | 36.1688 | 133.7519 | 0 | 0 | 0 | 167.7886 | 0 | 1225.6851 | 1587.5337 | 43.9251 | 1543.6086 | 36.1418 | 134.4336 | 0 | 0 | 0 | 170.9208 | 0 | 1225.6851 | 1592.1104 | 43.9251 | 1548.1853 | 36.246 | per unit | 0.07747 | 0 | 0.005 | 0 | 0 | 0 | 0 | 0 | 0 | 0 | 0 | 0 | 0 | 0 | 0 | 0 | 0 | 0 | 0 | 0 | 0 | 0 | 0 | 0 | 0 | 0 | 0 | 0 | 0 | 0 | 0 | 0 | 0 | 0 | 0 | 0 | 0 | 0 | 0 | 0 | 0 | 0 | 0 | 0 | 0 | 0 | 0 | 0 | 0 | 0 | 0 | 0 | 0 | 0 | 0 | 0 | 0 | 0 | 0 | 0 | 0 | 0 | 0 | 0 | 0 | 0 | 0 | 0 | 0 | 0 | 0 | 0 | 0 | 0 | 0 | 0 | 0 | 0 | 0 | 0 | 0 | 0 | 0 | 0 | 0 | 0 | 0 | 0 | 0 | #NUM! | #NUM! | #NUM! | 0 | 0 | 0 | 0 | 0 | 0 | 0 | 0 | 0 | 0 | 0 | 0 | 0 | 0 | 0 | 0 | 0 | 0 | 0 | 0 | 0 | 0 | 0 | 0 | 0 | 0 | 0 | 0 | 0 | 0 | 0 | 0 | 0 | 0 | 0 | 0 | 0 | 0 | 0 | 0 | 0 | 0 | 0 | 0 | 0 | 0 | 0 | 0 | 0 | 0 | 0 | 1 | 1 | 1 | 1 | 1 | 1 | 1 | 78.75 | 1509.9686 | 20.1742 | 78.75 | 1508.7837 | 20.1592 | 78.75 | 1513.3604 | 20.2173 | 0 | 0 | 0 | 0 | 0 | 0 | 0 | 0 | 0 | 0 | 0 | 0 | 0 | 0 | 0 | 0 | 0 | 0 | 0 | 0 | 0 | 0 | 0 | 0 | 0 | 0 | 0 | 0 | 0 | 0 | 0 | 0 | 0 | 0 | 0 | 0 | 0 | 0 | 0 | 0 | 0 | 0 | 0 | 0 | 0 | 0 | 0 | 0 | 0 | 0 | 0 | 0 | #NUM! | #NUM! | #NUM! | 0 | 0 | 0 | 0 | 0 | 0 | 0 | 0 | 0 | 0 | 0 | 0 | 0 | 0 | 0 | 0 | 0 | 0 | 0 | 0 | 0 | 0 | 0 | 0 | 0 | 0 | 0 | 0 | 0 | 0 | 0 | 0 | 0 | 0 | 0 | 0 | 0 | 0 | 0 | 0 | 0 | 0 | 0 | 0 | 0 | 0 | 0 | 0 | 0 | 0 | 0 | 105 | 1483.7186 | 15.1307 | 105 | 1482.5337 | 15.1194 | 105 | 1487.1104 | 15.163 | 0 | 0 | 0 | 0 | 0 | 0 | 0 | 0 | 0 | 0 | 0 | 0 | 0 | 0 | 0 | 0 | 0 | 0 | 0 | 0 | 0 | 0 | 0 | 0 | 0 | 0 | 0 | 0 | 0 | 0 | 0 | 0 | 0 | 0 | 0 | 0 | 0 | 0 | 0 | 0 | 0 | 0 | 0 | 0 | 0 | 0 | 0 | 0 | 0 | 0 | 0 | 0 | #NUM! | #NUM! | #NUM! | 0 | 0 | 0 | 0 | 0 | 0 | 0 | 0 | 0 | 0 | 0 | 0 | 0 | 0 | 0 | 0 | 0 | 0 | 0 | 0 | 0 | 0 | 0 | 0 | 0 | 0 | 0 | 0 | 0 | 0 | 0 | 0 | 0 | 0 | 0 | 0 | 0 | 0 | 0 | 0 | 0 | 0 | 0 | 0 | 0 | 0 | 0 | 0 | 0 | 0 | 0
| 677 | Business | Healthcare/Hospitals | Hot Water | Electric | 02-451 | 02-451.04 | Water Heaters | [02-451]_Business_Hot Water_Salon Sprayer_O&M Only_ADD_Electric_per unit | Standard salon nozzle | Efficient salon nozzle | ENGINEER | 370.1918 | 0 | 0 | 0 | 0.17798 | 118.1048 | 105 | 5 | 0.445 | 0.29785 | 0.42861 | 0.11215 | 0.16139 | 1 | 1 | Additions on Existing | 14.5904 | 0.056727 | 1850.9592 | 0 | 0 | 0 | 7.1965 | 134.7476 | 0 | 0 | 0 | 167.7804 | 0 | 1225.6851 | 1528.213 | 36.104 | 1492.1091 | 42.3281 | 133.7519 | 0 | 0 | 0 | 167.7886 | 0 | 1225.6851 | 1527.2256 | 36.104 | 1491.1216 | 42.3008 | 134.4336 | 0 | 0 | 0 | 170.9208 | 0 | 1225.6851 | 1531.0395 | 36.104 | 1494.9356 | 42.4064 | per unit | 0.085884 | 0 | 0.005 | 0 | 0 | 0 | 0 | 0 | 0 | 0 | 0 | 0 | 0 | 0 | 0 | 0 | 0 | 0 | 0 | 0 | 0 | 0 | 0 | 0 | 0 | 0 | 0 | 0 | 0 | 0 | 0 | 0 | 0 | 0 | 0 | 0 | 0 | 0 | 0 | 0 | 0 | 0 | 0 | 0 | 0 | 0 | 0 | 0 | 0 | 0 | 0 | 0 | 0 | 0 | 0 | 0 | 0 | 0 | 0 | 0 | 0 | 0 | 0 | 0 | 0 | 0 | 0 | 0 | 0 | 0 | 0 | 0 | 0 | 0 | 0 | 0 | 0 | 0 | 0 | 0 | 0 | 0 | 0 | 0 | 0 | 0 | 0 | 0 | 0 | #NUM! | #NUM! | #NUM! | 0 | 0 | 0 | 0 | 0 | 0 | 0 | 0 | 0 | 0 | 0 | 0 | 0 | 0 | 0 | 0 | 0 | 0 | 0 | 0 | 0 | 0 | 0 | 0 | 0 | 0 | 0 | 0 | 0 | 0 | 0 | 0 | 0 | 0 | 0 | 0 | 0 | 0 | 0 | 0 | 0 | 0 | 0 | 0 | 0 | 0 | 0 | 0 | 0 | 0 | 0 | 1 | 1 | 1 | 1 | 1 | 1 | 1 | 78.75 | 1449.463 | 19.4059 | 78.75 | 1448.4756 | 19.3933 | 78.75 | 1452.2895 | 19.4418 | 0 | 0 | 0 | 0 | 0 | 0 | 0 | 0 | 0 | 0 | 0 | 0 | 0 | 0 | 0 | 0 | 0 | 0 | 0 | 0 | 0 | 0 | 0 | 0 | 0 | 0 | 0 | 0 | 0 | 0 | 0 | 0 | 0 | 0 | 0 | 0 | 0 | 0 | 0 | 0 | 0 | 0 | 0 | 0 | 0 | 0 | 0 | 0 | 0 | 0 | 0 | 0 | #NUM! | #NUM! | #NUM! | 0 | 0 | 0 | 0 | 0 | 0 | 0 | 0 | 0 | 0 | 0 | 0 | 0 | 0 | 0 | 0 | 0 | 0 | 0 | 0 | 0 | 0 | 0 | 0 | 0 | 0 | 0 | 0 | 0 | 0 | 0 | 0 | 0 | 0 | 0 | 0 | 0 | 0 | 0 | 0 | 0 | 0 | 0 | 0 | 0 | 0 | 0 | 0 | 0 | 0 | 0 | 105 | 1423.213 | 14.5544 | 105 | 1422.2256 | 14.545 | 105 | 1426.0395 | 14.5813 | 0 | 0 | 0 | 0 | 0 | 0 | 0 | 0 | 0 | 0 | 0 | 0 | 0 | 0 | 0 | 0 | 0 | 0 | 0 | 0 | 0 | 0 | 0 | 0 | 0 | 0 | 0 | 0 | 0 | 0 | 0 | 0 | 0 | 0 | 0 | 0 | 0 | 0 | 0 | 0 | 0 | 0 | 0 | 0 | 0 | 0 | 0 | 0 | 0 | 0 | 0 | 0 | #NUM! | #NUM! | #NUM! | 0 | 0 | 0 | 0 | 0 | 0 | 0 | 0 | 0 | 0 | 0 | 0 | 0 | 0 | 0 | 0 | 0 | 0 | 0 | 0 | 0 | 0 | 0 | 0 | 0 | 0 | 0 | 0 | 0 | 0 | 0 | 0 | 0 | 0 | 0 | 0 | 0 | 0 | 0 | 0 | 0 | 0 | 0 | 0 | 0 | 0 | 0 | 0 | 0 | 0 | 0
| 678 | Business | Campus/Education | Hot Water | Electric | 02-451 | 02-451.05 | Water Heaters | [02-451]_Business_Hot Water_Salon Sprayer_O&M Only_ADD_Electric_per unit | Standard salon nozzle | Efficient salon nozzle | ENGINEER | 370.1918 | 0 | 0 | 0 | 0.17798 | 118.1048 | 105 | 5 | 0.445 | 0.29785 | 0.42861 | 0.11215 | 0.16139 | 1 | 1 | Additions on Existing | 14.5904 | 0.056727 | 1850.9592 | 0 | 0 | 0 | 7.1965 | 134.7476 | 0 | 0 | 0 | 167.7804 | 0 | 1225.6851 | 1528.213 | 36.104 | 1492.1091 | 42.3281 | 133.7519 | 0 | 0 | 0 | 167.7886 | 0 | 1225.6851 | 1527.2256 | 36.104 | 1491.1216 | 42.3008 | 134.4336 | 0 | 0 | 0 | 170.9208 | 0 | 1225.6851 | 1531.0395 | 36.104 | 1494.9356 | 42.4064 | per unit | 0.081044 | 0 | 0.005 | 0 | 0 | 0 | 0 | 0 | 0 | 0 | 0 | 0 | 0 | 0 | 0 | 0 | 0 | 0 | 0 | 0 | 0 | 0 | 0 | 0 | 0 | 0 | 0 | 0 | 0 | 0 | 0 | 0 | 0 | 0 | 0 | 0 | 0 | 0 | 0 | 0 | 0 | 0 | 0 | 0 | 0 | 0 | 0 | 0 | 0 | 0 | 0 | 0 | 0 | 0 | 0 | 0 | 0 | 0 | 0 | 0 | 0 | 0 | 0 | 0 | 0 | 0 | 0 | 0 | 0 | 0 | 0 | 0 | 0 | 0 | 0 | 0 | 0 | 0 | 0 | 0 | 0 | 0 | 0 | 0 | 0 | 0 | 0 | 0 | 0 | #NUM! | #NUM! | #NUM! | 0 | 0 | 0 | 0 | 0 | 0 | 0 | 0 | 0 | 0 | 0 | 0 | 0 | 0 | 0 | 0 | 0 | 0 | 0 | 0 | 0 | 0 | 0 | 0 | 0 | 0 | 0 | 0 | 0 | 0 | 0 | 0 | 0 | 0 | 0 | 0 | 0 | 0 | 0 | 0 | 0 | 0 | 0 | 0 | 0 | 0 | 0 | 0 | 0 | 0 | 0 | 1 | 1 | 1 | 1 | 1 | 1 | 1 | 78.75 | 1449.463 | 19.4059 | 78.75 | 1448.4756 | 19.3933 | 78.75 | 1452.2895 | 19.4418 | 0 | 0 | 0 | 0 | 0 | 0 | 0 | 0 | 0 | 0 | 0 | 0 | 0 | 0 | 0 | 0 | 0 | 0 | 0 | 0 | 0 | 0 | 0 | 0 | 0 | 0 | 0 | 0 | 0 | 0 | 0 | 0 | 0 | 0 | 0 | 0 | 0 | 0 | 0 | 0 | 0 | 0 | 0 | 0 | 0 | 0 | 0 | 0 | 0 | 0 | 0 | 0 | #NUM! | #NUM! | #NUM! | 0 | 0 | 0 | 0 | 0 | 0 | 0 | 0 | 0 | 0 | 0 | 0 | 0 | 0 | 0 | 0 | 0 | 0 | 0 | 0 | 0 | 0 | 0 | 0 | 0 | 0 | 0 | 0 | 0 | 0 | 0 | 0 | 0 | 0 | 0 | 0 | 0 | 0 | 0 | 0 | 0 | 0 | 0 | 0 | 0 | 0 | 0 | 0 | 0 | 0 | 0 | 105 | 1423.213 | 14.5544 | 105 | 1422.2256 | 14.545 | 105 | 1426.0395 | 14.5813 | 0 | 0 | 0 | 0 | 0 | 0 | 0 | 0 | 0 | 0 | 0 | 0 | 0 | 0 | 0 | 0 | 0 | 0 | 0 | 0 | 0 | 0 | 0 | 0 | 0 | 0 | 0 | 0 | 0 | 0 | 0 | 0 | 0 | 0 | 0 | 0 | 0 | 0 | 0 | 0 | 0 | 0 | 0 | 0 | 0 | 0 | 0 | 0 | 0 | 0 | 0 | 0 | #NUM! | #NUM! | #NUM! | 0 | 0 | 0 | 0 | 0 | 0 | 0 | 0 | 0 | 0 | 0 | 0 | 0 | 0 | 0 | 0 | 0 | 0 | 0 | 0 | 0 | 0 | 0 | 0 | 0 | 0 | 0 | 0 | 0 | 0 | 0 | 0 | 0 | 0 | 0 | 0 | 0 | 0 | 0 | 0 | 0 | 0 | 0 | 0 | 0 | 0 | 0 | 0 | 0 | 0 | 0
| 679 | Business | Warehouse | Hot Water | Electric | 02-451 | 02-451.06 | Water Heaters | [02-451]_Business_Hot Water_Salon Sprayer_O&M Only_ADD_Electric_per unit | Standard salon nozzle | Efficient salon nozzle | ENGINEER | 370.1918 | 0 | 0 | 0 | 0.17798 | 118.1048 | 105 | 5 | 0.445 | 0.29785 | 0.42861 | 0.11215 | 0.16139 | 1 | 1 | Additions on Existing | 14.5904 | 0.056727 | 1850.9592 | 0 | 0 | 0 | 7.1965 | 134.7476 | 0 | 0 | 0 | 167.7804 | 0 | 1225.6851 | 1528.213 | 43.9251 | 1484.2879 | 34.7913 | 133.7519 | 0 | 0 | 0 | 167.7886 | 0 | 1225.6851 | 1527.2256 | 43.9251 | 1483.3005 | 34.7688 | 134.4336 | 0 | 0 | 0 | 170.9208 | 0 | 1225.6851 | 1531.0395 | 43.9251 | 1487.1144 | 34.8557 | per unit | 0.08706 | 0 | 0.005 | 0 | 0 | 0 | 0 | 0 | 0 | 0 | 0 | 0 | 0 | 0 | 0 | 0 | 0 | 0 | 0 | 0 | 0 | 0 | 0 | 0 | 0 | 0 | 0 | 0 | 0 | 0 | 0 | 0 | 0 | 0 | 0 | 0 | 0 | 0 | 0 | 0 | 0 | 0 | 0 | 0 | 0 | 0 | 0 | 0 | 0 | 0 | 0 | 0 | 0 | 0 | 0 | 0 | 0 | 0 | 0 | 0 | 0 | 0 | 0 | 0 | 0 | 0 | 0 | 0 | 0 | 0 | 0 | 0 | 0 | 0 | 0 | 0 | 0 | 0 | 0 | 0 | 0 | 0 | 0 | 0 | 0 | 0 | 0 | 0 | 0 | #NUM! | #NUM! | #NUM! | 0 | 0 | 0 | 0 | 0 | 0 | 0 | 0 | 0 | 0 | 0 | 0 | 0 | 0 | 0 | 0 | 0 | 0 | 0 | 0 | 0 | 0 | 0 | 0 | 0 | 0 | 0 | 0 | 0 | 0 | 0 | 0 | 0 | 0 | 0 | 0 | 0 | 0 | 0 | 0 | 0 | 0 | 0 | 0 | 0 | 0 | 0 | 0 | 0 | 0 | 0 | 1 | 1 | 1 | 1 | 1 | 1 | 1 | 78.75 | 1449.463 | 19.4059 | 78.75 | 1448.4756 | 19.3933 | 78.75 | 1452.2895 | 19.4418 | 0 | 0 | 0 | 0 | 0 | 0 | 0 | 0 | 0 | 0 | 0 | 0 | 0 | 0 | 0 | 0 | 0 | 0 | 0 | 0 | 0 | 0 | 0 | 0 | 0 | 0 | 0 | 0 | 0 | 0 | 0 | 0 | 0 | 0 | 0 | 0 | 0 | 0 | 0 | 0 | 0 | 0 | 0 | 0 | 0 | 0 | 0 | 0 | 0 | 0 | 0 | 0 | #NUM! | #NUM! | #NUM! | 0 | 0 | 0 | 0 | 0 | 0 | 0 | 0 | 0 | 0 | 0 | 0 | 0 | 0 | 0 | 0 | 0 | 0 | 0 | 0 | 0 | 0 | 0 | 0 | 0 | 0 | 0 | 0 | 0 | 0 | 0 | 0 | 0 | 0 | 0 | 0 | 0 | 0 | 0 | 0 | 0 | 0 | 0 | 0 | 0 | 0 | 0 | 0 | 0 | 0 | 0 | 105 | 1423.213 | 14.5544 | 105 | 1422.2256 | 14.545 | 105 | 1426.0395 | 14.5813 | 0 | 0 | 0 | 0 | 0 | 0 | 0 | 0 | 0 | 0 | 0 | 0 | 0 | 0 | 0 | 0 | 0 | 0 | 0 | 0 | 0 | 0 | 0 | 0 | 0 | 0 | 0 | 0 | 0 | 0 | 0 | 0 | 0 | 0 | 0 | 0 | 0 | 0 | 0 | 0 | 0 | 0 | 0 | 0 | 0 | 0 | 0 | 0 | 0 | 0 | 0 | 0 | #NUM! | #NUM! | #NUM! | 0 | 0 | 0 | 0 | 0 | 0 | 0 | 0 | 0 | 0 | 0 | 0 | 0 | 0 | 0 | 0 | 0 | 0 | 0 | 0 | 0 | 0 | 0 | 0 | 0 | 0 | 0 | 0 | 0 | 0 | 0 | 0 | 0 | 0 | 0 | 0 | 0 | 0 | 0 | 0 | 0 | 0 | 0 | 0 | 0 | 0 | 0 | 0 | 0 | 0 | 0
| 680 | Business | Lodging | Hot Water | Electric | 02-451 | 02-451.07 | Water Heaters | [02-451]_Business_Hot Water_Salon Sprayer_O&M Only_ADD_Electric_per unit | Standard salon nozzle | Efficient salon nozzle | ENGINEER | 370.1918 | 0 | 0 | 0 | 0.17798 | 118.1048 | 105 | 5 | 0.445 | 0.29785 | 0.42861 | 0.11215 | 0.16139 | 1 | 1 | Additions on Existing | 14.5904 | 0.056727 | 1850.9592 | 0 | 0 | 0 | 7.1965 | 134.7476 | 0 | 0 | 0 | 167.7804 | 0 | 1225.6851 | 1528.213 | 36.104 | 1492.1091 | 42.3281 | 133.7519 | 0 | 0 | 0 | 167.7886 | 0 | 1225.6851 | 1527.2256 | 36.104 | 1491.1216 | 42.3008 | 134.4336 | 0 | 0 | 0 | 170.9208 | 0 | 1225.6851 | 1531.0395 | 36.104 | 1494.9356 | 42.4064 | per unit | 0.090213 | 0 | 0.005 | 0 | 0 | 0 | 0 | 0 | 0 | 0 | 0 | 0 | 0 | 0 | 0 | 0 | 0 | 0 | 0 | 0 | 0 | 0 | 0 | 0 | 0 | 0 | 0 | 0 | 0 | 0 | 0 | 0 | 0 | 0 | 0 | 0 | 0 | 0 | 0 | 0 | 0 | 0 | 0 | 0 | 0 | 0 | 0 | 0 | 0 | 0 | 0 | 0 | 0 | 0 | 0 | 0 | 0 | 0 | 0 | 0 | 0 | 0 | 0 | 0 | 0 | 0 | 0 | 0 | 0 | 0 | 0 | 0 | 0 | 0 | 0 | 0 | 0 | 0 | 0 | 0 | 0 | 0 | 0 | 0 | 0 | 0 | 0 | 0 | 0 | #NUM! | #NUM! | #NUM! | 0 | 0 | 0 | 0 | 0 | 0 | 0 | 0 | 0 | 0 | 0 | 0 | 0 | 0 | 0 | 0 | 0 | 0 | 0 | 0 | 0 | 0 | 0 | 0 | 0 | 0 | 0 | 0 | 0 | 0 | 0 | 0 | 0 | 0 | 0 | 0 | 0 | 0 | 0 | 0 | 0 | 0 | 0 | 0 | 0 | 0 | 0 | 0 | 0 | 0 | 0 | 1 | 1 | 1 | 1 | 1 | 1 | 1 | 78.75 | 1449.463 | 19.4059 | 78.75 | 1448.4756 | 19.3933 | 78.75 | 1452.2895 | 19.4418 | 0 | 0 | 0 | 0 | 0 | 0 | 0 | 0 | 0 | 0 | 0 | 0 | 0 | 0 | 0 | 0 | 0 | 0 | 0 | 0 | 0 | 0 | 0 | 0 | 0 | 0 | 0 | 0 | 0 | 0 | 0 | 0 | 0 | 0 | 0 | 0 | 0 | 0 | 0 | 0 | 0 | 0 | 0 | 0 | 0 | 0 | 0 | 0 | 0 | 0 | 0 | 0 | #NUM! | #NUM! | #NUM! | 0 | 0 | 0 | 0 | 0 | 0 | 0 | 0 | 0 | 0 | 0 | 0 | 0 | 0 | 0 | 0 | 0 | 0 | 0 | 0 | 0 | 0 | 0 | 0 | 0 | 0 | 0 | 0 | 0 | 0 | 0 | 0 | 0 | 0 | 0 | 0 | 0 | 0 | 0 | 0 | 0 | 0 | 0 | 0 | 0 | 0 | 0 | 0 | 0 | 0 | 0 | 105 | 1423.213 | 14.5544 | 105 | 1422.2256 | 14.545 | 105 | 1426.0395 | 14.5813 | 0 | 0 | 0 | 0 | 0 | 0 | 0 | 0 | 0 | 0 | 0 | 0 | 0 | 0 | 0 | 0 | 0 | 0 | 0 | 0 | 0 | 0 | 0 | 0 | 0 | 0 | 0 | 0 | 0 | 0 | 0 | 0 | 0 | 0 | 0 | 0 | 0 | 0 | 0 | 0 | 0 | 0 | 0 | 0 | 0 | 0 | 0 | 0 | 0 | 0 | 0 | 0 | #NUM! | #NUM! | #NUM! | 0 | 0 | 0 | 0 | 0 | 0 | 0 | 0 | 0 | 0 | 0 | 0 | 0 | 0 | 0 | 0 | 0 | 0 | 0 | 0 | 0 | 0 | 0 | 0 | 0 | 0 | 0 | 0 | 0 | 0 | 0 | 0 | 0 | 0 | 0 | 0 | 0 | 0 | 0 | 0 | 0 | 0 | 0 | 0 | 0 | 0 | 0 | 0 | 0 | 0 | 0
| 681 | Business | Other Commercial | Hot Water | Electric | 02-451 | 02-451.08 | Water Heaters | [02-451]_Business_Hot Water_Salon Sprayer_O&M Only_ADD_Electric_per unit | Standard salon nozzle | Efficient salon nozzle | ENGINEER | 370.1918 | 0 | 0 | 0 | 0.17798 | 118.1048 | 105 | 5 | 0.445 | 0.29785 | 0.42861 | 0.11215 | 0.16139 | 1 | 1 | Additions on Existing | 14.5904 | 0.056727 | 1850.9592 | 0 | 0 | 0 | 7.1965 | 134.7476 | 0 | 0 | 0 | 167.7804 | 0 | 1225.6851 | 1528.213 | 43.9251 | 1484.2879 | 34.7913 | 133.7519 | 0 | 0 | 0 | 167.7886 | 0 | 1225.6851 | 1527.2256 | 43.9251 | 1483.3005 | 34.7688 | 134.4336 | 0 | 0 | 0 | 170.9208 | 0 | 1225.6851 | 1531.0395 | 43.9251 | 1487.1144 | 34.8557 | per unit | 0.092078 | 0 | 0.005 | 0 | 0 | 0 | 0 | 0 | 0 | 0 | 0 | 0 | 0 | 0 | 0 | 0 | 0 | 0 | 0 | 0 | 0 | 0 | 0 | 0 | 0 | 0 | 0 | 0 | 0 | 0 | 0 | 0 | 0 | 0 | 0 | 0 | 0 | 0 | 0 | 0 | 0 | 0 | 0 | 0 | 0 | 0 | 0 | 0 | 0 | 0 | 0 | 0 | 0 | 0 | 0 | 0 | 0 | 0 | 0 | 0 | 0 | 0 | 0 | 0 | 0 | 0 | 0 | 0 | 0 | 0 | 0 | 0 | 0 | 0 | 0 | 0 | 0 | 0 | 0 | 0 | 0 | 0 | 0 | 0 | 0 | 0 | 0 | 0 | 0 | #NUM! | #NUM! | #NUM! | 0 | 0 | 0 | 0 | 0 | 0 | 0 | 0 | 0 | 0 | 0 | 0 | 0 | 0 | 0 | 0 | 0 | 0 | 0 | 0 | 0 | 0 | 0 | 0 | 0 | 0 | 0 | 0 | 0 | 0 | 0 | 0 | 0 | 0 | 0 | 0 | 0 | 0 | 0 | 0 | 0 | 0 | 0 | 0 | 0 | 0 | 0 | 0 | 0 | 0 | 0 | 1 | 1 | 1 | 1 | 1 | 1 | 1 | 78.75 | 1449.463 | 19.4059 | 78.75 | 1448.4756 | 19.3933 | 78.75 | 1452.2895 | 19.4418 | 0 | 0 | 0 | 0 | 0 | 0 | 0 | 0 | 0 | 0 | 0 | 0 | 0 | 0 | 0 | 0 | 0 | 0 | 0 | 0 | 0 | 0 | 0 | 0 | 0 | 0 | 0 | 0 | 0 | 0 | 0 | 0 | 0 | 0 | 0 | 0 | 0 | 0 | 0 | 0 | 0 | 0 | 0 | 0 | 0 | 0 | 0 | 0 | 0 | 0 | 0 | 0 | #NUM! | #NUM! | #NUM! | 0 | 0 | 0 | 0 | 0 | 0 | 0 | 0 | 0 | 0 | 0 | 0 | 0 | 0 | 0 | 0 | 0 | 0 | 0 | 0 | 0 | 0 | 0 | 0 | 0 | 0 | 0 | 0 | 0 | 0 | 0 | 0 | 0 | 0 | 0 | 0 | 0 | 0 | 0 | 0 | 0 | 0 | 0 | 0 | 0 | 0 | 0 | 0 | 0 | 0 | 0 | 105 | 1423.213 | 14.5544 | 105 | 1422.2256 | 14.545 | 105 | 1426.0395 | 14.5813 | 0 | 0 | 0 | 0 | 0 | 0 | 0 | 0 | 0 | 0 | 0 | 0 | 0 | 0 | 0 | 0 | 0 | 0 | 0 | 0 | 0 | 0 | 0 | 0 | 0 | 0 | 0 | 0 | 0 | 0 | 0 | 0 | 0 | 0 | 0 | 0 | 0 | 0 | 0 | 0 | 0 | 0 | 0 | 0 | 0 | 0 | 0 | 0 | 0 | 0 | 0 | 0 | #NUM! | #NUM! | #NUM! | 0 | 0 | 0 | 0 | 0 | 0 | 0 | 0 | 0 | 0 | 0 | 0 | 0 | 0 | 0 | 0 | 0 | 0 | 0 | 0 | 0 | 0 | 0 | 0 | 0 | 0 | 0 | 0 | 0 | 0 | 0 | 0 | 0 | 0 | 0 | 0 | 0 | 0 | 0 | 0 | 0 | 0 | 0 | 0 | 0 | 0 | 0 | 0 | 0 | 0 | 0
| 682 | Business | Food Sales | Hot Water | Electric | 02-451 | 02-451.09 | Water Heaters | [02-451]_Business_Hot Water_Salon Sprayer_O&M Only_ADD_Electric_per unit | Standard salon nozzle | Efficient salon nozzle | ENGINEER | 370.1918 | 0 | 0 | 0 | 0.17798 | 118.1048 | 105 | 5 | 0.445 | 0.29785 | 0.42861 | 0.11215 | 0.16139 | 1 | 1 | Additions on Existing | 14.5904 | 0.056727 | 1850.9592 | 0 | 0 | 0 | 7.1965 | 134.7476 | 0 | 0 | 0 | 167.7804 | 0 | 1225.6851 | 1528.213 | 36.104 | 1492.1091 | 42.3281 | 133.7519 | 0 | 0 | 0 | 167.7886 | 0 | 1225.6851 | 1527.2256 | 36.104 | 1491.1216 | 42.3008 | 134.4336 | 0 | 0 | 0 | 170.9208 | 0 | 1225.6851 | 1531.0395 | 36.104 | 1494.9356 | 42.4064 | per unit | 0.086271 | 0 | 0.005 | 0 | 0 | 0 | 0 | 0 | 0 | 0 | 0 | 0 | 0 | 0 | 0 | 0 | 0 | 0 | 0 | 0 | 0 | 0 | 0 | 0 | 0 | 0 | 0 | 0 | 0 | 0 | 0 | 0 | 0 | 0 | 0 | 0 | 0 | 0 | 0 | 0 | 0 | 0 | 0 | 0 | 0 | 0 | 0 | 0 | 0 | 0 | 0 | 0 | 0 | 0 | 0 | 0 | 0 | 0 | 0 | 0 | 0 | 0 | 0 | 0 | 0 | 0 | 0 | 0 | 0 | 0 | 0 | 0 | 0 | 0 | 0 | 0 | 0 | 0 | 0 | 0 | 0 | 0 | 0 | 0 | 0 | 0 | 0 | 0 | 0 | #NUM! | #NUM! | #NUM! | 0 | 0 | 0 | 0 | 0 | 0 | 0 | 0 | 0 | 0 | 0 | 0 | 0 | 0 | 0 | 0 | 0 | 0 | 0 | 0 | 0 | 0 | 0 | 0 | 0 | 0 | 0 | 0 | 0 | 0 | 0 | 0 | 0 | 0 | 0 | 0 | 0 | 0 | 0 | 0 | 0 | 0 | 0 | 0 | 0 | 0 | 0 | 0 | 0 | 0 | 0 | 1 | 1 | 1 | 1 | 1 | 1 | 1 | 78.75 | 1449.463 | 19.4059 | 78.75 | 1448.4756 | 19.3933 | 78.75 | 1452.2895 | 19.4418 | 0 | 0 | 0 | 0 | 0 | 0 | 0 | 0 | 0 | 0 | 0 | 0 | 0 | 0 | 0 | 0 | 0 | 0 | 0 | 0 | 0 | 0 | 0 | 0 | 0 | 0 | 0 | 0 | 0 | 0 | 0 | 0 | 0 | 0 | 0 | 0 | 0 | 0 | 0 | 0 | 0 | 0 | 0 | 0 | 0 | 0 | 0 | 0 | 0 | 0 | 0 | 0 | #NUM! | #NUM! | #NUM! | 0 | 0 | 0 | 0 | 0 | 0 | 0 | 0 | 0 | 0 | 0 | 0 | 0 | 0 | 0 | 0 | 0 | 0 | 0 | 0 | 0 | 0 | 0 | 0 | 0 | 0 | 0 | 0 | 0 | 0 | 0 | 0 | 0 | 0 | 0 | 0 | 0 | 0 | 0 | 0 | 0 | 0 | 0 | 0 | 0 | 0 | 0 | 0 | 0 | 0 | 0 | 105 | 1423.213 | 14.5544 | 105 | 1422.2256 | 14.545 | 105 | 1426.0395 | 14.5813 | 0 | 0 | 0 | 0 | 0 | 0 | 0 | 0 | 0 | 0 | 0 | 0 | 0 | 0 | 0 | 0 | 0 | 0 | 0 | 0 | 0 | 0 | 0 | 0 | 0 | 0 | 0 | 0 | 0 | 0 | 0 | 0 | 0 | 0 | 0 | 0 | 0 | 0 | 0 | 0 | 0 | 0 | 0 | 0 | 0 | 0 | 0 | 0 | 0 | 0 | 0 | 0 | #NUM! | #NUM! | #NUM! | 0 | 0 | 0 | 0 | 0 | 0 | 0 | 0 | 0 | 0 | 0 | 0 | 0 | 0 | 0 | 0 | 0 | 0 | 0 | 0 | 0 | 0 | 0 | 0 | 0 | 0 | 0 | 0 | 0 | 0 | 0 | 0 | 0 | 0 | 0 | 0 | 0 | 0 | 0 | 0 | 0 | 0 | 0 | 0 | 0 | 0 | 0 | 0 | 0 | 0 | 0
| 683 | Business | Manufacturing/Industrial | Hot Water | Electric | 02-451 | 02-451.10 | Water Heaters | [02-451]_Business_Hot Water_Salon Sprayer_O&M Only_ADD_Electric_per unit | Standard salon nozzle | Efficient salon nozzle | ENGINEER | 370.1918 | 0 | 0 | 0 | 0.17798 | 118.1048 | 105 | 5 | 0.445 | 0.29785 | 0.42861 | 0.11215 | 0.16139 | 1 | 1 | Additions on Existing | 14.5904 | 0.056727 | 1850.9592 | 0 | 0 | 0 | 7.1965 | 134.7476 | 0 | 0 | 0 | 167.7804 | 0 | 1225.6851 | 1528.213 | 36.104 | 1492.1091 | 42.3281 | 133.7519 | 0 | 0 | 0 | 167.7886 | 0 | 1225.6851 | 1527.2256 | 36.104 | 1491.1216 | 42.3008 | 134.4336 | 0 | 0 | 0 | 170.9208 | 0 | 1225.6851 | 1531.0395 | 36.104 | 1494.9356 | 42.4064 | per unit | 0.090197 | 0 | 0.005 | 0 | 0 | 0 | 0 | 0 | 0 | 0 | 0 | 0 | 0 | 0 | 0 | 0 | 0 | 0 | 0 | 0 | 0 | 0 | 0 | 0 | 0 | 0 | 0 | 0 | 0 | 0 | 0 | 0 | 0 | 0 | 0 | 0 | 0 | 0 | 0 | 0 | 0 | 0 | 0 | 0 | 0 | 0 | 0 | 0 | 0 | 0 | 0 | 0 | 0 | 0 | 0 | 0 | 0 | 0 | 0 | 0 | 0 | 0 | 0 | 0 | 0 | 0 | 0 | 0 | 0 | 0 | 0 | 0 | 0 | 0 | 0 | 0 | 0 | 0 | 0 | 0 | 0 | 0 | 0 | 0 | 0 | 0 | 0 | 0 | 0 | #NUM! | #NUM! | #NUM! | 0 | 0 | 0 | 0 | 0 | 0 | 0 | 0 | 0 | 0 | 0 | 0 | 0 | 0 | 0 | 0 | 0 | 0 | 0 | 0 | 0 | 0 | 0 | 0 | 0 | 0 | 0 | 0 | 0 | 0 | 0 | 0 | 0 | 0 | 0 | 0 | 0 | 0 | 0 | 0 | 0 | 0 | 0 | 0 | 0 | 0 | 0 | 0 | 0 | 0 | 0 | 1 | 1 | 1 | 1 | 1 | 1 | 1 | 78.75 | 1449.463 | 19.4059 | 78.75 | 1448.4756 | 19.3933 | 78.75 | 1452.2895 | 19.4418 | 0 | 0 | 0 | 0 | 0 | 0 | 0 | 0 | 0 | 0 | 0 | 0 | 0 | 0 | 0 | 0 | 0 | 0 | 0 | 0 | 0 | 0 | 0 | 0 | 0 | 0 | 0 | 0 | 0 | 0 | 0 | 0 | 0 | 0 | 0 | 0 | 0 | 0 | 0 | 0 | 0 | 0 | 0 | 0 | 0 | 0 | 0 | 0 | 0 | 0 | 0 | 0 | #NUM! | #NUM! | #NUM! | 0 | 0 | 0 | 0 | 0 | 0 | 0 | 0 | 0 | 0 | 0 | 0 | 0 | 0 | 0 | 0 | 0 | 0 | 0 | 0 | 0 | 0 | 0 | 0 | 0 | 0 | 0 | 0 | 0 | 0 | 0 | 0 | 0 | 0 | 0 | 0 | 0 | 0 | 0 | 0 | 0 | 0 | 0 | 0 | 0 | 0 | 0 | 0 | 0 | 0 | 0 | 105 | 1423.213 | 14.5544 | 105 | 1422.2256 | 14.545 | 105 | 1426.0395 | 14.5813 | 0 | 0 | 0 | 0 | 0 | 0 | 0 | 0 | 0 | 0 | 0 | 0 | 0 | 0 | 0 | 0 | 0 | 0 | 0 | 0 | 0 | 0 | 0 | 0 | 0 | 0 | 0 | 0 | 0 | 0 | 0 | 0 | 0 | 0 | 0 | 0 | 0 | 0 | 0 | 0 | 0 | 0 | 0 | 0 | 0 | 0 | 0 | 0 | 0 | 0 | 0 | 0 | #NUM! | #NUM! | #NUM! | 0 | 0 | 0 | 0 | 0 | 0 | 0 | 0 | 0 | 0 | 0 | 0 | 0 | 0 | 0 | 0 | 0 | 0 | 0 | 0 | 0 | 0 | 0 | 0 | 0 | 0 | 0 | 0 | 0 | 0 | 0 | 0 | 0 | 0 | 0 | 0 | 0 | 0 | 0 | 0 | 0 | 0 | 0 | 0 | 0 | 0 | 0 | 0 | 0 | 0 | 0
| 684 | Business | Office | Hot Water | Gas | 02-478 | 02-478.01 | Water Heaters | [02-478]_Business_Hot Water_Salon Sprayer_O&M Only_ADD_Gas_per unit | Standard salon nozzle | Efficient salon nozzle | ENGINEER | 0 | 1.8007 | 0 | 0 | 0 | 118.1048 | 105 | 5 | 0.445 | 0.29785 | 0.42861 | 0.11215 | 0.16139 | 1 | 1 | Additions on Existing | 11.0538 | #NUM! | 0 | 9.499 | 0 | 0 | 9.499 | 0 | 65.0963 | 0 | 0 | 0 | 1.8998 | 1225.6851 | 1292.6811 | 38.6299 | 1254.0512 | 33.4632 | 0 | 65.7914 | 0 | 0 | 0 | 1.8998 | 1225.6851 | 1293.3762 | 38.6299 | 1254.7463 | 33.4812 | 0 | 66.7163 | 0 | 0 | 0 | 1.8998 | 1225.6851 | 1294.3012 | 38.6299 | 1255.6712 | 33.5051 | per unit | 0.03445 | 0 | 0.005 | 0 | 0 | 0 | 0 | 0 | 0 | 0 | 0 | 0 | 0 | 0 | 0 | 0 | 0 | 0 | 0 | 0 | 0 | 0 | 0 | 0 | 0 | 0 | 0 | 0 | 0 | 0 | 0 | 0 | 0 | 0 | 0 | 0 | 0 | 0 | 0 | 0 | 0 | 0 | 0 | 0 | 0 | 0 | 0 | 0 | 0 | 0 | 0 | 0 | 0 | 0 | 0 | 0 | 0 | 0 | 0 | 0 | 0 | 0 | 0 | 0 | 0 | 0 | 0 | 0 | 0 | 0 | 0 | 0 | 0 | 0 | 0 | 0 | 0 | 0 | 0 | 0 | 0 | 0 | 0 | 0 | 0 | 0 | 0 | 0 | 0 | #NUM! | #NUM! | #NUM! | 0 | 0 | 0 | 0 | 0 | 0 | 0 | 0 | 0 | 0 | 0 | 0 | 0 | 0 | 0 | 0 | 0 | 0 | 0 | 0 | 0 | 0 | 0 | 0 | 0 | 0 | 0 | 0 | 0 | 0 | 0 | 0 | 0 | 0 | 0 | 0 | 0 | 0 | 0 | 0 | 0 | 0 | 0 | 0 | 0 | 0 | 0 | 0 | 0 | 0 | 0 | 1 | 1 | 1 | 1 | 1 | 1 | 1 | 78.75 | 1213.9311 | 16.415 | 78.75 | 1214.6262 | 16.4238 | 78.75 | 1215.5512 | 16.4356 | 0 | 0 | 0 | 0 | 0 | 0 | 0 | 0 | 0 | 0 | 0 | 0 | 0 | 0 | 0 | 0 | 0 | 0 | 0 | 0 | 0 | 0 | 0 | 0 | 0 | 0 | 0 | 0 | 0 | 0 | 0 | 0 | 0 | 0 | 0 | 0 | 0 | 0 | 0 | 0 | 0 | 0 | 0 | 0 | 0 | 0 | 0 | 0 | 0 | 0 | 0 | 0 | #NUM! | #NUM! | #NUM! | 0 | 0 | 0 | 0 | 0 | 0 | 0 | 0 | 0 | 0 | 0 | 0 | 0 | 0 | 0 | 0 | 0 | 0 | 0 | 0 | 0 | 0 | 0 | 0 | 0 | 0 | 0 | 0 | 0 | 0 | 0 | 0 | 0 | 0 | 0 | 0 | 0 | 0 | 0 | 0 | 0 | 0 | 0 | 0 | 0 | 0 | 0 | 0 | 0 | 0 | 0 | 105 | 1187.6811 | 12.3112 | 105 | 1188.3762 | 12.3179 | 105 | 1189.3012 | 12.3267 | 0 | 0 | 0 | 0 | 0 | 0 | 0 | 0 | 0 | 0 | 0 | 0 | 0 | 0 | 0 | 0 | 0 | 0 | 0 | 0 | 0 | 0 | 0 | 0 | 0 | 0 | 0 | 0 | 0 | 0 | 0 | 0 | 0 | 0 | 0 | 0 | 0 | 0 | 0 | 0 | 0 | 0 | 0 | 0 | 0 | 0 | 0 | 0 | 0 | 0 | 0 | 0 | #NUM! | #NUM! | #NUM! | 0 | 0 | 0 | 0 | 0 | 0 | 0 | 0 | 0 | 0 | 0 | 0 | 0 | 0 | 0 | 0 | 0 | 0 | 0 | 0 | 0 | 0 | 0 | 0 | 0 | 0 | 0 | 0 | 0 | 0 | 0 | 0 | 0 | 0 | 0 | 0 | 0 | 0 | 0 | 0 | 0 | 0 | 0 | 0 | 0 | 0 | 0 | 0 | 0 | 0 | 0
| 685 | Business | Retail | Hot Water | Gas | 02-478 | 02-478.02 | Water Heaters | [02-478]_Business_Hot Water_Salon Sprayer_O&M Only_ADD_Gas_per unit | Standard salon nozzle | Efficient salon nozzle | ENGINEER | 0 | 1.8007 | 0 | 0 | 0 | 118.1048 | 105 | 5 | 0.445 | 0.29785 | 0.42861 | 0.11215 | 0.16139 | 1 | 1 | Additions on Existing | 11.0538 | #NUM! | 0 | 9.499 | 0 | 0 | 9.499 | 0 | 65.0963 | 0 | 0 | 0 | 1.8998 | 1225.6851 | 1292.6811 | 38.6299 | 1254.0512 | 33.4632 | 0 | 65.7914 | 0 | 0 | 0 | 1.8998 | 1225.6851 | 1293.3762 | 38.6299 | 1254.7463 | 33.4812 | 0 | 66.7163 | 0 | 0 | 0 | 1.8998 | 1225.6851 | 1294.3012 | 38.6299 | 1255.6712 | 33.5051 | per unit | 0.039763 | 340.7295 | 0.005 | 0 | 166.4588 | 0 | 0 | 166.4588 | 0 | 0 | 154.6856 | 0 | 0 | 0 | 0 | 129.0305 | 0 | 0 | 0 | 0 | 0 | 0 | 166.4588 | 321.1444 | 450.1748 | 0 | 0 | 0 | 0 | 0 | 0 | 166.4588 | 321.1444 | 450.1748 | 0 | 0 | 0 | 0 | 166.4588 | 0 | 0 | 166.4588 | 0 | 0 | 154.6856 | 0 | 0 | 0 | 0 | 129.0305 | 0 | 0 | 0 | 0 | 0 | 0 | 166.4588 | 321.1444 | 450.1748 | 0 | 0 | 0 | 0 | 0 | 0 | 166.4588 | 321.1444 | 450.1748 | 0 | 0 | 0 | 1856.2365 | 62115.6111 | 1856.2365 | 61818.2948 | 3189.1989 | 1725.0036 | 57755.1779 | 1725.0036 | 57456.2685 | 2963.7278 | 1439.0406 | 48215.2522 | 1439.0406 | 47945.3261 | 2472.4149 | 48.0518 | 44.6546 | 37.252 | 0.14032 | 0.13963 | 0.13893 | 0 | 86.5253 | 0 | 0 | 86.5253 | 0 | 0 | 80.4081 | 0 | 0 | 80.4081 | 0 | 0 | 67.0784 | 0 | 0 | 67.0784 | 0 | 0 | 0 | 0 | 432.6264 | 402.0405 | 335.3921 | 0 | 0 | 0 | 0 | 0 | 0 | 432.6264 | 402.0405 | 335.3921 | 0 | 0 | 0 | 86.5253 | 166.9334 | 234.0118 | 0 | 0 | 0 | 0 | 0 | 0 | 86.5253 | 166.9334 | 234.0118 | 0 | 0 | 0 | 1 | 1 | 1 | 1 | 1 | 1 | 1 | 78.75 | 1213.9311 | 16.415 | 78.75 | 1214.6262 | 16.4238 | 78.75 | 1215.5512 | 16.4356 | 0 | 166.4588 | 0 | 0 | 166.4588 | 0 | 0 | 154.6856 | 0 | 0 | 0 | 0 | 129.0305 | 0 | 0 | 0 | 0 | 0 | 0 | 166.4588 | 321.1444 | 450.1748 | 0 | 0 | 0 | 0 | 0 | 0 | 166.4588 | 321.1444 | 450.1748 | 0 | 0 | 0 | 5168.0432 | 84833.421 | 5168.0432 | 84427.3659 | 1722.6811 | 4802.5587 | 78876.3835 | 4802.5587 | 78468.1622 | 1600.8529 | 4006.1052 | 65842.6249 | 4006.1052 | 65474.0145 | 1335.3684 | 65.6259 | 60.9849 | 50.8712 | 0.19165 | 0.19069 | 0.18974 | 0 | 118.1706 | 0 | 0 | 118.1706 | 0 | 0 | 109.8135 | 0 | 0 | 109.8135 | 0 | 0 | 91.6021 | 0 | 0 | 91.6021 | 0 | 0 | 0 | 0 | 590.8528 | 549.0676 | 458.0106 | 0 | 0 | 0 | 0 | 0 | 0 | 590.8528 | 549.0676 | 458.0106 | 0 | 0 | 0 | 118.1706 | 227.9841 | 319.5862 | 0 | 0 | 0 | 0 | 0 | 0 | 118.1706 | 227.9841 | 319.5862 | 0 | 0 | 0 | 105 | 1187.6811 | 12.3112 | 105 | 1188.3762 | 12.3179 | 105 | 1189.3012 | 12.3267 | 0 | 166.4588 | 0 | 0 | 166.4588 | 0 | 0 | 154.6856 | 0 | 0 | 0 | 0 | 129.0305 | 0 | 0 | 0 | 0 | 0 | 0 | 166.4588 | 321.1444 | 450.1748 | 0 | 0 | 0 | 0 | 0 | 0 | 166.4588 | 321.1444 | 450.1748 | 0 | 0 | 0 | 7279.8694 | 89624.2843 | 7279.8694 | 89195.2978 | 0 | 6764.9834 | 83330.1768 | 6764.9834 | 82898.9051 | 0 | 5642.9878 | 69559.2922 | 5642.9878 | 69169.8746 | 0 | 69.3321 | 64.4284 | 53.7427 | 0.20247 | 0.20146 | 0.20046 | 0 | 124.8441 | 0 | 0 | 124.8441 | 0 | 0 | 116.0142 | 0 | 0 | 116.0142 | 0 | 0 | 96.7728 | 0 | 0 | 96.7728 | 0 | 0 | 0 | 0 | 624.2204 | 580.071 | 483.8642 | 0 | 0 | 0 | 0 | 0 | 0 | 624.2204 | 580.071 | 483.8642 | 0 | 0 | 0 | 124.8441 | 240.8583 | 337.6311 | 0 | 0 | 0 | 0 | 0 | 0 | 124.8441 | 240.8583 | 337.6311 | 0 | 0 | 0
| 686 | Business | Food Service | Hot Water | Gas | 02-478 | 02-478.03 | Water Heaters | [02-478]_Business_Hot Water_Salon Sprayer_O&M Only_ADD_Gas_per unit | Standard salon nozzle | Efficient salon nozzle | ENGINEER | 0 | 1.8007 | 0 | 0 | 0 | 118.1048 | 105 | 5 | 0.445 | 0.29785 | 0.42861 | 0.11215 | 0.16139 | 1 | 1 | Additions on Existing | 11.0538 | #NUM! | 0 | 9.499 | 0 | 0 | 9.499 | 0 | 65.0963 | 0 | 0 | 0 | 1.8998 | 1225.6851 | 1306.0804 | 38.6299 | 1267.4504 | 33.8101 | 0 | 65.7914 | 0 | 0 | 0 | 1.8998 | 1225.6851 | 1306.9144 | 38.6299 | 1268.2845 | 33.8317 | 0 | 66.7163 | 0 | 0 | 0 | 1.8998 | 1225.6851 | 1308.0244 | 38.6299 | 1269.3945 | 33.8604 | per unit | 0.044377 | 0 | 0.005 | 0 | 0 | 0 | 0 | 0 | 0 | 0 | 0 | 0 | 0 | 0 | 0 | 0 | 0 | 0 | 0 | 0 | 0 | 0 | 0 | 0 | 0 | 0 | 0 | 0 | 0 | 0 | 0 | 0 | 0 | 0 | 0 | 0 | 0 | 0 | 0 | 0 | 0 | 0 | 0 | 0 | 0 | 0 | 0 | 0 | 0 | 0 | 0 | 0 | 0 | 0 | 0 | 0 | 0 | 0 | 0 | 0 | 0 | 0 | 0 | 0 | 0 | 0 | 0 | 0 | 0 | 0 | 0 | 0 | 0 | 0 | 0 | 0 | 0 | 0 | 0 | 0 | 0 | 0 | 0 | 0 | 0 | 0 | 0 | 0 | 0 | #NUM! | #NUM! | #NUM! | 0 | 0 | 0 | 0 | 0 | 0 | 0 | 0 | 0 | 0 | 0 | 0 | 0 | 0 | 0 | 0 | 0 | 0 | 0 | 0 | 0 | 0 | 0 | 0 | 0 | 0 | 0 | 0 | 0 | 0 | 0 | 0 | 0 | 0 | 0 | 0 | 0 | 0 | 0 | 0 | 0 | 0 | 0 | 0 | 0 | 0 | 0 | 0 | 0 | 0 | 0 | 1 | 1 | 1 | 1 | 1 | 1 | 1 | 78.75 | 1227.3304 | 16.5851 | 78.75 | 1228.1644 | 16.5957 | 78.75 | 1229.2744 | 16.6098 | 0 | 0 | 0 | 0 | 0 | 0 | 0 | 0 | 0 | 0 | 0 | 0 | 0 | 0 | 0 | 0 | 0 | 0 | 0 | 0 | 0 | 0 | 0 | 0 | 0 | 0 | 0 | 0 | 0 | 0 | 0 | 0 | 0 | 0 | 0 | 0 | 0 | 0 | 0 | 0 | 0 | 0 | 0 | 0 | 0 | 0 | 0 | 0 | 0 | 0 | 0 | 0 | #NUM! | #NUM! | #NUM! | 0 | 0 | 0 | 0 | 0 | 0 | 0 | 0 | 0 | 0 | 0 | 0 | 0 | 0 | 0 | 0 | 0 | 0 | 0 | 0 | 0 | 0 | 0 | 0 | 0 | 0 | 0 | 0 | 0 | 0 | 0 | 0 | 0 | 0 | 0 | 0 | 0 | 0 | 0 | 0 | 0 | 0 | 0 | 0 | 0 | 0 | 0 | 0 | 0 | 0 | 0 | 105 | 1201.0804 | 12.4389 | 105 | 1201.9144 | 12.4468 | 105 | 1203.0244 | 12.4574 | 0 | 0 | 0 | 0 | 0 | 0 | 0 | 0 | 0 | 0 | 0 | 0 | 0 | 0 | 0 | 0 | 0 | 0 | 0 | 0 | 0 | 0 | 0 | 0 | 0 | 0 | 0 | 0 | 0 | 0 | 0 | 0 | 0 | 0 | 0 | 0 | 0 | 0 | 0 | 0 | 0 | 0 | 0 | 0 | 0 | 0 | 0 | 0 | 0 | 0 | 0 | 0 | #NUM! | #NUM! | #NUM! | 0 | 0 | 0 | 0 | 0 | 0 | 0 | 0 | 0 | 0 | 0 | 0 | 0 | 0 | 0 | 0 | 0 | 0 | 0 | 0 | 0 | 0 | 0 | 0 | 0 | 0 | 0 | 0 | 0 | 0 | 0 | 0 | 0 | 0 | 0 | 0 | 0 | 0 | 0 | 0 | 0 | 0 | 0 | 0 | 0 | 0 | 0 | 0 | 0 | 0 | 0
| 687 | Business | Healthcare/Hospitals | Hot Water | Gas | 02-478 | 02-478.04 | Water Heaters | [02-478]_Business_Hot Water_Salon Sprayer_O&M Only_ADD_Gas_per unit | Standard salon nozzle | Efficient salon nozzle | ENGINEER | 0 | 1.8007 | 0 | 0 | 0 | 118.1048 | 105 | 5 | 0.445 | 0.29785 | 0.42861 | 0.11215 | 0.16139 | 1 | 1 | Additions on Existing | 11.0538 | #NUM! | 0 | 9.499 | 0 | 0 | 9.499 | 0 | 65.0963 | 0 | 0 | 0 | 1.8998 | 1225.6851 | 1292.6811 | 44.2611 | 1248.42 | 29.2058 | 0 | 65.7914 | 0 | 0 | 0 | 1.8998 | 1225.6851 | 1293.3762 | 44.2611 | 1249.1151 | 29.2215 | 0 | 66.7163 | 0 | 0 | 0 | 1.8998 | 1225.6851 | 1294.3012 | 44.2611 | 1250.0401 | 29.2424 | per unit | 0.040122 | 0 | 0.005 | 0 | 0 | 0 | 0 | 0 | 0 | 0 | 0 | 0 | 0 | 0 | 0 | 0 | 0 | 0 | 0 | 0 | 0 | 0 | 0 | 0 | 0 | 0 | 0 | 0 | 0 | 0 | 0 | 0 | 0 | 0 | 0 | 0 | 0 | 0 | 0 | 0 | 0 | 0 | 0 | 0 | 0 | 0 | 0 | 0 | 0 | 0 | 0 | 0 | 0 | 0 | 0 | 0 | 0 | 0 | 0 | 0 | 0 | 0 | 0 | 0 | 0 | 0 | 0 | 0 | 0 | 0 | 0 | 0 | 0 | 0 | 0 | 0 | 0 | 0 | 0 | 0 | 0 | 0 | 0 | 0 | 0 | 0 | 0 | 0 | 0 | #NUM! | #NUM! | #NUM! | 0 | 0 | 0 | 0 | 0 | 0 | 0 | 0 | 0 | 0 | 0 | 0 | 0 | 0 | 0 | 0 | 0 | 0 | 0 | 0 | 0 | 0 | 0 | 0 | 0 | 0 | 0 | 0 | 0 | 0 | 0 | 0 | 0 | 0 | 0 | 0 | 0 | 0 | 0 | 0 | 0 | 0 | 0 | 0 | 0 | 0 | 0 | 0 | 0 | 0 | 0 | 1 | 1 | 1 | 1 | 1 | 1 | 1 | 78.75 | 1213.9311 | 16.415 | 78.75 | 1214.6262 | 16.4238 | 78.75 | 1215.5512 | 16.4356 | 0 | 0 | 0 | 0 | 0 | 0 | 0 | 0 | 0 | 0 | 0 | 0 | 0 | 0 | 0 | 0 | 0 | 0 | 0 | 0 | 0 | 0 | 0 | 0 | 0 | 0 | 0 | 0 | 0 | 0 | 0 | 0 | 0 | 0 | 0 | 0 | 0 | 0 | 0 | 0 | 0 | 0 | 0 | 0 | 0 | 0 | 0 | 0 | 0 | 0 | 0 | 0 | #NUM! | #NUM! | #NUM! | 0 | 0 | 0 | 0 | 0 | 0 | 0 | 0 | 0 | 0 | 0 | 0 | 0 | 0 | 0 | 0 | 0 | 0 | 0 | 0 | 0 | 0 | 0 | 0 | 0 | 0 | 0 | 0 | 0 | 0 | 0 | 0 | 0 | 0 | 0 | 0 | 0 | 0 | 0 | 0 | 0 | 0 | 0 | 0 | 0 | 0 | 0 | 0 | 0 | 0 | 0 | 105 | 1187.6811 | 12.3112 | 105 | 1188.3762 | 12.3179 | 105 | 1189.3012 | 12.3267 | 0 | 0 | 0 | 0 | 0 | 0 | 0 | 0 | 0 | 0 | 0 | 0 | 0 | 0 | 0 | 0 | 0 | 0 | 0 | 0 | 0 | 0 | 0 | 0 | 0 | 0 | 0 | 0 | 0 | 0 | 0 | 0 | 0 | 0 | 0 | 0 | 0 | 0 | 0 | 0 | 0 | 0 | 0 | 0 | 0 | 0 | 0 | 0 | 0 | 0 | 0 | 0 | #NUM! | #NUM! | #NUM! | 0 | 0 | 0 | 0 | 0 | 0 | 0 | 0 | 0 | 0 | 0 | 0 | 0 | 0 | 0 | 0 | 0 | 0 | 0 | 0 | 0 | 0 | 0 | 0 | 0 | 0 | 0 | 0 | 0 | 0 | 0 | 0 | 0 | 0 | 0 | 0 | 0 | 0 | 0 | 0 | 0 | 0 | 0 | 0 | 0 | 0 | 0 | 0 | 0 | 0 | 0
| 688 | Business | Campus/Education | Hot Water | Gas | 02-478 | 02-478.05 | Water Heaters | [02-478]_Business_Hot Water_Salon Sprayer_O&M Only_ADD_Gas_per unit | Standard salon nozzle | Efficient salon nozzle | ENGINEER | 0 | 1.8007 | 0 | 0 | 0 | 118.1048 | 105 | 5 | 0.445 | 0.29785 | 0.42861 | 0.11215 | 0.16139 | 1 | 1 | Additions on Existing | 11.0538 | #NUM! | 0 | 9.499 | 0 | 0 | 9.499 | 0 | 65.0963 | 0 | 0 | 0 | 1.8998 | 1225.6851 | 1292.6811 | 44.2611 | 1248.42 | 29.2058 | 0 | 65.7914 | 0 | 0 | 0 | 1.8998 | 1225.6851 | 1293.3762 | 44.2611 | 1249.1151 | 29.2215 | 0 | 66.7163 | 0 | 0 | 0 | 1.8998 | 1225.6851 | 1294.3012 | 44.2611 | 1250.0401 | 29.2424 | per unit | 0.054493 | 0 | 0.005 | 0 | 0 | 0 | 0 | 0 | 0 | 0 | 0 | 0 | 0 | 0 | 0 | 0 | 0 | 0 | 0 | 0 | 0 | 0 | 0 | 0 | 0 | 0 | 0 | 0 | 0 | 0 | 0 | 0 | 0 | 0 | 0 | 0 | 0 | 0 | 0 | 0 | 0 | 0 | 0 | 0 | 0 | 0 | 0 | 0 | 0 | 0 | 0 | 0 | 0 | 0 | 0 | 0 | 0 | 0 | 0 | 0 | 0 | 0 | 0 | 0 | 0 | 0 | 0 | 0 | 0 | 0 | 0 | 0 | 0 | 0 | 0 | 0 | 0 | 0 | 0 | 0 | 0 | 0 | 0 | 0 | 0 | 0 | 0 | 0 | 0 | #NUM! | #NUM! | #NUM! | 0 | 0 | 0 | 0 | 0 | 0 | 0 | 0 | 0 | 0 | 0 | 0 | 0 | 0 | 0 | 0 | 0 | 0 | 0 | 0 | 0 | 0 | 0 | 0 | 0 | 0 | 0 | 0 | 0 | 0 | 0 | 0 | 0 | 0 | 0 | 0 | 0 | 0 | 0 | 0 | 0 | 0 | 0 | 0 | 0 | 0 | 0 | 0 | 0 | 0 | 0 | 1 | 1 | 1 | 1 | 1 | 1 | 1 | 78.75 | 1213.9311 | 16.415 | 78.75 | 1214.6262 | 16.4238 | 78.75 | 1215.5512 | 16.4356 | 0 | 0 | 0 | 0 | 0 | 0 | 0 | 0 | 0 | 0 | 0 | 0 | 0 | 0 | 0 | 0 | 0 | 0 | 0 | 0 | 0 | 0 | 0 | 0 | 0 | 0 | 0 | 0 | 0 | 0 | 0 | 0 | 0 | 0 | 0 | 0 | 0 | 0 | 0 | 0 | 0 | 0 | 0 | 0 | 0 | 0 | 0 | 0 | 0 | 0 | 0 | 0 | #NUM! | #NUM! | #NUM! | 0 | 0 | 0 | 0 | 0 | 0 | 0 | 0 | 0 | 0 | 0 | 0 | 0 | 0 | 0 | 0 | 0 | 0 | 0 | 0 | 0 | 0 | 0 | 0 | 0 | 0 | 0 | 0 | 0 | 0 | 0 | 0 | 0 | 0 | 0 | 0 | 0 | 0 | 0 | 0 | 0 | 0 | 0 | 0 | 0 | 0 | 0 | 0 | 0 | 0 | 0 | 105 | 1187.6811 | 12.3112 | 105 | 1188.3762 | 12.3179 | 105 | 1189.3012 | 12.3267 | 0 | 0 | 0 | 0 | 0 | 0 | 0 | 0 | 0 | 0 | 0 | 0 | 0 | 0 | 0 | 0 | 0 | 0 | 0 | 0 | 0 | 0 | 0 | 0 | 0 | 0 | 0 | 0 | 0 | 0 | 0 | 0 | 0 | 0 | 0 | 0 | 0 | 0 | 0 | 0 | 0 | 0 | 0 | 0 | 0 | 0 | 0 | 0 | 0 | 0 | 0 | 0 | #NUM! | #NUM! | #NUM! | 0 | 0 | 0 | 0 | 0 | 0 | 0 | 0 | 0 | 0 | 0 | 0 | 0 | 0 | 0 | 0 | 0 | 0 | 0 | 0 | 0 | 0 | 0 | 0 | 0 | 0 | 0 | 0 | 0 | 0 | 0 | 0 | 0 | 0 | 0 | 0 | 0 | 0 | 0 | 0 | 0 | 0 | 0 | 0 | 0 | 0 | 0 | 0 | 0 | 0 | 0
| 689 | Business | Warehouse | Hot Water | Gas | 02-478 | 02-478.06 | Water Heaters | [02-478]_Business_Hot Water_Salon Sprayer_O&M Only_ADD_Gas_per unit | Standard salon nozzle | Efficient salon nozzle | ENGINEER | 0 | 1.8007 | 0 | 0 | 0 | 118.1048 | 105 | 5 | 0.445 | 0.29785 | 0.42861 | 0.11215 | 0.16139 | 1 | 1 | Additions on Existing | 11.0538 | #NUM! | 0 | 9.499 | 0 | 0 | 9.499 | 0 | 65.0963 | 0 | 0 | 0 | 1.8998 | 1225.6851 | 1292.6811 | 44.2611 | 1248.42 | 29.2058 | 0 | 65.7914 | 0 | 0 | 0 | 1.8998 | 1225.6851 | 1293.3762 | 44.2611 | 1249.1151 | 29.2215 | 0 | 66.7163 | 0 | 0 | 0 | 1.8998 | 1225.6851 | 1294.3012 | 44.2611 | 1250.0401 | 29.2424 | per unit | 0.047103 | 0 | 0.005 | 0 | 0 | 0 | 0 | 0 | 0 | 0 | 0 | 0 | 0 | 0 | 0 | 0 | 0 | 0 | 0 | 0 | 0 | 0 | 0 | 0 | 0 | 0 | 0 | 0 | 0 | 0 | 0 | 0 | 0 | 0 | 0 | 0 | 0 | 0 | 0 | 0 | 0 | 0 | 0 | 0 | 0 | 0 | 0 | 0 | 0 | 0 | 0 | 0 | 0 | 0 | 0 | 0 | 0 | 0 | 0 | 0 | 0 | 0 | 0 | 0 | 0 | 0 | 0 | 0 | 0 | 0 | 0 | 0 | 0 | 0 | 0 | 0 | 0 | 0 | 0 | 0 | 0 | 0 | 0 | 0 | 0 | 0 | 0 | 0 | 0 | #NUM! | #NUM! | #NUM! | 0 | 0 | 0 | 0 | 0 | 0 | 0 | 0 | 0 | 0 | 0 | 0 | 0 | 0 | 0 | 0 | 0 | 0 | 0 | 0 | 0 | 0 | 0 | 0 | 0 | 0 | 0 | 0 | 0 | 0 | 0 | 0 | 0 | 0 | 0 | 0 | 0 | 0 | 0 | 0 | 0 | 0 | 0 | 0 | 0 | 0 | 0 | 0 | 0 | 0 | 0 | 1 | 1 | 1 | 1 | 1 | 1 | 1 | 78.75 | 1213.9311 | 16.415 | 78.75 | 1214.6262 | 16.4238 | 78.75 | 1215.5512 | 16.4356 | 0 | 0 | 0 | 0 | 0 | 0 | 0 | 0 | 0 | 0 | 0 | 0 | 0 | 0 | 0 | 0 | 0 | 0 | 0 | 0 | 0 | 0 | 0 | 0 | 0 | 0 | 0 | 0 | 0 | 0 | 0 | 0 | 0 | 0 | 0 | 0 | 0 | 0 | 0 | 0 | 0 | 0 | 0 | 0 | 0 | 0 | 0 | 0 | 0 | 0 | 0 | 0 | #NUM! | #NUM! | #NUM! | 0 | 0 | 0 | 0 | 0 | 0 | 0 | 0 | 0 | 0 | 0 | 0 | 0 | 0 | 0 | 0 | 0 | 0 | 0 | 0 | 0 | 0 | 0 | 0 | 0 | 0 | 0 | 0 | 0 | 0 | 0 | 0 | 0 | 0 | 0 | 0 | 0 | 0 | 0 | 0 | 0 | 0 | 0 | 0 | 0 | 0 | 0 | 0 | 0 | 0 | 0 | 105 | 1187.6811 | 12.3112 | 105 | 1188.3762 | 12.3179 | 105 | 1189.3012 | 12.3267 | 0 | 0 | 0 | 0 | 0 | 0 | 0 | 0 | 0 | 0 | 0 | 0 | 0 | 0 | 0 | 0 | 0 | 0 | 0 | 0 | 0 | 0 | 0 | 0 | 0 | 0 | 0 | 0 | 0 | 0 | 0 | 0 | 0 | 0 | 0 | 0 | 0 | 0 | 0 | 0 | 0 | 0 | 0 | 0 | 0 | 0 | 0 | 0 | 0 | 0 | 0 | 0 | #NUM! | #NUM! | #NUM! | 0 | 0 | 0 | 0 | 0 | 0 | 0 | 0 | 0 | 0 | 0 | 0 | 0 | 0 | 0 | 0 | 0 | 0 | 0 | 0 | 0 | 0 | 0 | 0 | 0 | 0 | 0 | 0 | 0 | 0 | 0 | 0 | 0 | 0 | 0 | 0 | 0 | 0 | 0 | 0 | 0 | 0 | 0 | 0 | 0 | 0 | 0 | 0 | 0 | 0 | 0
| 690 | Business | Lodging | Hot Water | Gas | 02-478 | 02-478.07 | Water Heaters | [02-478]_Business_Hot Water_Salon Sprayer_O&M Only_ADD_Gas_per unit | Standard salon nozzle | Efficient salon nozzle | ENGINEER | 0 | 1.8007 | 0 | 0 | 0 | 118.1048 | 105 | 5 | 0.445 | 0.29785 | 0.42861 | 0.11215 | 0.16139 | 1 | 1 | Additions on Existing | 11.0538 | #NUM! | 0 | 9.499 | 0 | 0 | 9.499 | 0 | 65.0963 | 0 | 0 | 0 | 1.8998 | 1225.6851 | 1292.6811 | 38.6299 | 1254.0512 | 33.4632 | 0 | 65.7914 | 0 | 0 | 0 | 1.8998 | 1225.6851 | 1293.3762 | 38.6299 | 1254.7463 | 33.4812 | 0 | 66.7163 | 0 | 0 | 0 | 1.8998 | 1225.6851 | 1294.3012 | 38.6299 | 1255.6712 | 33.5051 | per unit | 0.043055 | 0 | 0.005 | 0 | 0 | 0 | 0 | 0 | 0 | 0 | 0 | 0 | 0 | 0 | 0 | 0 | 0 | 0 | 0 | 0 | 0 | 0 | 0 | 0 | 0 | 0 | 0 | 0 | 0 | 0 | 0 | 0 | 0 | 0 | 0 | 0 | 0 | 0 | 0 | 0 | 0 | 0 | 0 | 0 | 0 | 0 | 0 | 0 | 0 | 0 | 0 | 0 | 0 | 0 | 0 | 0 | 0 | 0 | 0 | 0 | 0 | 0 | 0 | 0 | 0 | 0 | 0 | 0 | 0 | 0 | 0 | 0 | 0 | 0 | 0 | 0 | 0 | 0 | 0 | 0 | 0 | 0 | 0 | 0 | 0 | 0 | 0 | 0 | 0 | #NUM! | #NUM! | #NUM! | 0 | 0 | 0 | 0 | 0 | 0 | 0 | 0 | 0 | 0 | 0 | 0 | 0 | 0 | 0 | 0 | 0 | 0 | 0 | 0 | 0 | 0 | 0 | 0 | 0 | 0 | 0 | 0 | 0 | 0 | 0 | 0 | 0 | 0 | 0 | 0 | 0 | 0 | 0 | 0 | 0 | 0 | 0 | 0 | 0 | 0 | 0 | 0 | 0 | 0 | 0 | 1 | 1 | 1 | 1 | 1 | 1 | 1 | 78.75 | 1213.9311 | 16.415 | 78.75 | 1214.6262 | 16.4238 | 78.75 | 1215.5512 | 16.4356 | 0 | 0 | 0 | 0 | 0 | 0 | 0 | 0 | 0 | 0 | 0 | 0 | 0 | 0 | 0 | 0 | 0 | 0 | 0 | 0 | 0 | 0 | 0 | 0 | 0 | 0 | 0 | 0 | 0 | 0 | 0 | 0 | 0 | 0 | 0 | 0 | 0 | 0 | 0 | 0 | 0 | 0 | 0 | 0 | 0 | 0 | 0 | 0 | 0 | 0 | 0 | 0 | #NUM! | #NUM! | #NUM! | 0 | 0 | 0 | 0 | 0 | 0 | 0 | 0 | 0 | 0 | 0 | 0 | 0 | 0 | 0 | 0 | 0 | 0 | 0 | 0 | 0 | 0 | 0 | 0 | 0 | 0 | 0 | 0 | 0 | 0 | 0 | 0 | 0 | 0 | 0 | 0 | 0 | 0 | 0 | 0 | 0 | 0 | 0 | 0 | 0 | 0 | 0 | 0 | 0 | 0 | 0 | 105 | 1187.6811 | 12.3112 | 105 | 1188.3762 | 12.3179 | 105 | 1189.3012 | 12.3267 | 0 | 0 | 0 | 0 | 0 | 0 | 0 | 0 | 0 | 0 | 0 | 0 | 0 | 0 | 0 | 0 | 0 | 0 | 0 | 0 | 0 | 0 | 0 | 0 | 0 | 0 | 0 | 0 | 0 | 0 | 0 | 0 | 0 | 0 | 0 | 0 | 0 | 0 | 0 | 0 | 0 | 0 | 0 | 0 | 0 | 0 | 0 | 0 | 0 | 0 | 0 | 0 | #NUM! | #NUM! | #NUM! | 0 | 0 | 0 | 0 | 0 | 0 | 0 | 0 | 0 | 0 | 0 | 0 | 0 | 0 | 0 | 0 | 0 | 0 | 0 | 0 | 0 | 0 | 0 | 0 | 0 | 0 | 0 | 0 | 0 | 0 | 0 | 0 | 0 | 0 | 0 | 0 | 0 | 0 | 0 | 0 | 0 | 0 | 0 | 0 | 0 | 0 | 0 | 0 | 0 | 0 | 0
| 691 | Business | Other Commercial | Hot Water | Gas | 02-478 | 02-478.08 | Water Heaters | [02-478]_Business_Hot Water_Salon Sprayer_O&M Only_ADD_Gas_per unit | Standard salon nozzle | Efficient salon nozzle | ENGINEER | 0 | 1.8007 | 0 | 0 | 0 | 118.1048 | 105 | 5 | 0.445 | 0.29785 | 0.42861 | 0.11215 | 0.16139 | 1 | 1 | Additions on Existing | 11.0538 | #NUM! | 0 | 9.499 | 0 | 0 | 9.499 | 0 | 65.0963 | 0 | 0 | 0 | 1.8998 | 1225.6851 | 1292.6811 | 38.6299 | 1254.0512 | 33.4632 | 0 | 65.7914 | 0 | 0 | 0 | 1.8998 | 1225.6851 | 1293.3762 | 38.6299 | 1254.7463 | 33.4812 | 0 | 66.7163 | 0 | 0 | 0 | 1.8998 | 1225.6851 | 1294.3012 | 38.6299 | 1255.6712 | 33.5051 | per unit | 0.037657 | 0 | 0.005 | 0 | 0 | 0 | 0 | 0 | 0 | 0 | 0 | 0 | 0 | 0 | 0 | 0 | 0 | 0 | 0 | 0 | 0 | 0 | 0 | 0 | 0 | 0 | 0 | 0 | 0 | 0 | 0 | 0 | 0 | 0 | 0 | 0 | 0 | 0 | 0 | 0 | 0 | 0 | 0 | 0 | 0 | 0 | 0 | 0 | 0 | 0 | 0 | 0 | 0 | 0 | 0 | 0 | 0 | 0 | 0 | 0 | 0 | 0 | 0 | 0 | 0 | 0 | 0 | 0 | 0 | 0 | 0 | 0 | 0 | 0 | 0 | 0 | 0 | 0 | 0 | 0 | 0 | 0 | 0 | 0 | 0 | 0 | 0 | 0 | 0 | #NUM! | #NUM! | #NUM! | 0 | 0 | 0 | 0 | 0 | 0 | 0 | 0 | 0 | 0 | 0 | 0 | 0 | 0 | 0 | 0 | 0 | 0 | 0 | 0 | 0 | 0 | 0 | 0 | 0 | 0 | 0 | 0 | 0 | 0 | 0 | 0 | 0 | 0 | 0 | 0 | 0 | 0 | 0 | 0 | 0 | 0 | 0 | 0 | 0 | 0 | 0 | 0 | 0 | 0 | 0 | 1 | 1 | 1 | 1 | 1 | 1 | 1 | 78.75 | 1213.9311 | 16.415 | 78.75 | 1214.6262 | 16.4238 | 78.75 | 1215.5512 | 16.4356 | 0 | 0 | 0 | 0 | 0 | 0 | 0 | 0 | 0 | 0 | 0 | 0 | 0 | 0 | 0 | 0 | 0 | 0 | 0 | 0 | 0 | 0 | 0 | 0 | 0 | 0 | 0 | 0 | 0 | 0 | 0 | 0 | 0 | 0 | 0 | 0 | 0 | 0 | 0 | 0 | 0 | 0 | 0 | 0 | 0 | 0 | 0 | 0 | 0 | 0 | 0 | 0 | #NUM! | #NUM! | #NUM! | 0 | 0 | 0 | 0 | 0 | 0 | 0 | 0 | 0 | 0 | 0 | 0 | 0 | 0 | 0 | 0 | 0 | 0 | 0 | 0 | 0 | 0 | 0 | 0 | 0 | 0 | 0 | 0 | 0 | 0 | 0 | 0 | 0 | 0 | 0 | 0 | 0 | 0 | 0 | 0 | 0 | 0 | 0 | 0 | 0 | 0 | 0 | 0 | 0 | 0 | 0 | 105 | 1187.6811 | 12.3112 | 105 | 1188.3762 | 12.3179 | 105 | 1189.3012 | 12.3267 | 0 | 0 | 0 | 0 | 0 | 0 | 0 | 0 | 0 | 0 | 0 | 0 | 0 | 0 | 0 | 0 | 0 | 0 | 0 | 0 | 0 | 0 | 0 | 0 | 0 | 0 | 0 | 0 | 0 | 0 | 0 | 0 | 0 | 0 | 0 | 0 | 0 | 0 | 0 | 0 | 0 | 0 | 0 | 0 | 0 | 0 | 0 | 0 | 0 | 0 | 0 | 0 | #NUM! | #NUM! | #NUM! | 0 | 0 | 0 | 0 | 0 | 0 | 0 | 0 | 0 | 0 | 0 | 0 | 0 | 0 | 0 | 0 | 0 | 0 | 0 | 0 | 0 | 0 | 0 | 0 | 0 | 0 | 0 | 0 | 0 | 0 | 0 | 0 | 0 | 0 | 0 | 0 | 0 | 0 | 0 | 0 | 0 | 0 | 0 | 0 | 0 | 0 | 0 | 0 | 0 | 0 | 0
| 692 | Business | Food Sales | Hot Water | Gas | 02-478 | 02-478.09 | Water Heaters | [02-478]_Business_Hot Water_Salon Sprayer_O&M Only_ADD_Gas_per unit | Standard salon nozzle | Efficient salon nozzle | ENGINEER | 0 | 1.8007 | 0 | 0 | 0 | 118.1048 | 105 | 5 | 0.445 | 0.29785 | 0.42861 | 0.11215 | 0.16139 | 1 | 1 | Additions on Existing | 11.0538 | #NUM! | 0 | 9.499 | 0 | 0 | 9.499 | 0 | 65.0963 | 0 | 0 | 0 | 1.8998 | 1225.6851 | 1292.6811 | 38.6299 | 1254.0512 | 33.4632 | 0 | 65.7914 | 0 | 0 | 0 | 1.8998 | 1225.6851 | 1293.3762 | 38.6299 | 1254.7463 | 33.4812 | 0 | 66.7163 | 0 | 0 | 0 | 1.8998 | 1225.6851 | 1294.3012 | 38.6299 | 1255.6712 | 33.5051 | per unit | 0.028469 | 0 | 0.005 | 0 | 0 | 0 | 0 | 0 | 0 | 0 | 0 | 0 | 0 | 0 | 0 | 0 | 0 | 0 | 0 | 0 | 0 | 0 | 0 | 0 | 0 | 0 | 0 | 0 | 0 | 0 | 0 | 0 | 0 | 0 | 0 | 0 | 0 | 0 | 0 | 0 | 0 | 0 | 0 | 0 | 0 | 0 | 0 | 0 | 0 | 0 | 0 | 0 | 0 | 0 | 0 | 0 | 0 | 0 | 0 | 0 | 0 | 0 | 0 | 0 | 0 | 0 | 0 | 0 | 0 | 0 | 0 | 0 | 0 | 0 | 0 | 0 | 0 | 0 | 0 | 0 | 0 | 0 | 0 | 0 | 0 | 0 | 0 | 0 | 0 | #NUM! | #NUM! | #NUM! | 0 | 0 | 0 | 0 | 0 | 0 | 0 | 0 | 0 | 0 | 0 | 0 | 0 | 0 | 0 | 0 | 0 | 0 | 0 | 0 | 0 | 0 | 0 | 0 | 0 | 0 | 0 | 0 | 0 | 0 | 0 | 0 | 0 | 0 | 0 | 0 | 0 | 0 | 0 | 0 | 0 | 0 | 0 | 0 | 0 | 0 | 0 | 0 | 0 | 0 | 0 | 1 | 1 | 1 | 1 | 1 | 1 | 1 | 78.75 | 1213.9311 | 16.415 | 78.75 | 1214.6262 | 16.4238 | 78.75 | 1215.5512 | 16.4356 | 0 | 0 | 0 | 0 | 0 | 0 | 0 | 0 | 0 | 0 | 0 | 0 | 0 | 0 | 0 | 0 | 0 | 0 | 0 | 0 | 0 | 0 | 0 | 0 | 0 | 0 | 0 | 0 | 0 | 0 | 0 | 0 | 0 | 0 | 0 | 0 | 0 | 0 | 0 | 0 | 0 | 0 | 0 | 0 | 0 | 0 | 0 | 0 | 0 | 0 | 0 | 0 | #NUM! | #NUM! | #NUM! | 0 | 0 | 0 | 0 | 0 | 0 | 0 | 0 | 0 | 0 | 0 | 0 | 0 | 0 | 0 | 0 | 0 | 0 | 0 | 0 | 0 | 0 | 0 | 0 | 0 | 0 | 0 | 0 | 0 | 0 | 0 | 0 | 0 | 0 | 0 | 0 | 0 | 0 | 0 | 0 | 0 | 0 | 0 | 0 | 0 | 0 | 0 | 0 | 0 | 0 | 0 | 105 | 1187.6811 | 12.3112 | 105 | 1188.3762 | 12.3179 | 105 | 1189.3012 | 12.3267 | 0 | 0 | 0 | 0 | 0 | 0 | 0 | 0 | 0 | 0 | 0 | 0 | 0 | 0 | 0 | 0 | 0 | 0 | 0 | 0 | 0 | 0 | 0 | 0 | 0 | 0 | 0 | 0 | 0 | 0 | 0 | 0 | 0 | 0 | 0 | 0 | 0 | 0 | 0 | 0 | 0 | 0 | 0 | 0 | 0 | 0 | 0 | 0 | 0 | 0 | 0 | 0 | #NUM! | #NUM! | #NUM! | 0 | 0 | 0 | 0 | 0 | 0 | 0 | 0 | 0 | 0 | 0 | 0 | 0 | 0 | 0 | 0 | 0 | 0 | 0 | 0 | 0 | 0 | 0 | 0 | 0 | 0 | 0 | 0 | 0 | 0 | 0 | 0 | 0 | 0 | 0 | 0 | 0 | 0 | 0 | 0 | 0 | 0 | 0 | 0 | 0 | 0 | 0 | 0 | 0 | 0 | 0
| 693 | Business | Manufacturing/Industrial | Hot Water | Gas | 02-478 | 02-478.10 | Water Heaters | [02-478]_Business_Hot Water_Salon Sprayer_O&M Only_ADD_Gas_per unit | Standard salon nozzle | Efficient salon nozzle | ENGINEER | 0 | 1.8007 | 0 | 0 | 0 | 118.1048 | 105 | 5 | 0.445 | 0.29785 | 0.42861 | 0.11215 | 0.16139 | 1 | 1 | Additions on Existing | 11.0538 | #NUM! | 0 | 9.499 | 0 | 0 | 9.499 | 0 | 65.0963 | 0 | 0 | 0 | 1.8998 | 1225.6851 | 1292.6811 | 44.2611 | 1248.42 | 29.2058 | 0 | 65.7914 | 0 | 0 | 0 | 1.8998 | 1225.6851 | 1293.3762 | 44.2611 | 1249.1151 | 29.2215 | 0 | 66.7163 | 0 | 0 | 0 | 1.8998 | 1225.6851 | 1294.3012 | 44.2611 | 1250.0401 | 29.2424 | per unit | 0.033273 | 0 | 0.005 | 0 | 0 | 0 | 0 | 0 | 0 | 0 | 0 | 0 | 0 | 0 | 0 | 0 | 0 | 0 | 0 | 0 | 0 | 0 | 0 | 0 | 0 | 0 | 0 | 0 | 0 | 0 | 0 | 0 | 0 | 0 | 0 | 0 | 0 | 0 | 0 | 0 | 0 | 0 | 0 | 0 | 0 | 0 | 0 | 0 | 0 | 0 | 0 | 0 | 0 | 0 | 0 | 0 | 0 | 0 | 0 | 0 | 0 | 0 | 0 | 0 | 0 | 0 | 0 | 0 | 0 | 0 | 0 | 0 | 0 | 0 | 0 | 0 | 0 | 0 | 0 | 0 | 0 | 0 | 0 | 0 | 0 | 0 | 0 | 0 | 0 | #NUM! | #NUM! | #NUM! | 0 | 0 | 0 | 0 | 0 | 0 | 0 | 0 | 0 | 0 | 0 | 0 | 0 | 0 | 0 | 0 | 0 | 0 | 0 | 0 | 0 | 0 | 0 | 0 | 0 | 0 | 0 | 0 | 0 | 0 | 0 | 0 | 0 | 0 | 0 | 0 | 0 | 0 | 0 | 0 | 0 | 0 | 0 | 0 | 0 | 0 | 0 | 0 | 0 | 0 | 0 | 1 | 1 | 1 | 1 | 1 | 1 | 1 | 78.75 | 1213.9311 | 16.415 | 78.75 | 1214.6262 | 16.4238 | 78.75 | 1215.5512 | 16.4356 | 0 | 0 | 0 | 0 | 0 | 0 | 0 | 0 | 0 | 0 | 0 | 0 | 0 | 0 | 0 | 0 | 0 | 0 | 0 | 0 | 0 | 0 | 0 | 0 | 0 | 0 | 0 | 0 | 0 | 0 | 0 | 0 | 0 | 0 | 0 | 0 | 0 | 0 | 0 | 0 | 0 | 0 | 0 | 0 | 0 | 0 | 0 | 0 | 0 | 0 | 0 | 0 | #NUM! | #NUM! | #NUM! | 0 | 0 | 0 | 0 | 0 | 0 | 0 | 0 | 0 | 0 | 0 | 0 | 0 | 0 | 0 | 0 | 0 | 0 | 0 | 0 | 0 | 0 | 0 | 0 | 0 | 0 | 0 | 0 | 0 | 0 | 0 | 0 | 0 | 0 | 0 | 0 | 0 | 0 | 0 | 0 | 0 | 0 | 0 | 0 | 0 | 0 | 0 | 0 | 0 | 0 | 0 | 105 | 1187.6811 | 12.3112 | 105 | 1188.3762 | 12.3179 | 105 | 1189.3012 | 12.3267 | 0 | 0 | 0 | 0 | 0 | 0 | 0 | 0 | 0 | 0 | 0 | 0 | 0 | 0 | 0 | 0 | 0 | 0 | 0 | 0 | 0 | 0 | 0 | 0 | 0 | 0 | 0 | 0 | 0 | 0 | 0 | 0 | 0 | 0 | 0 | 0 | 0 | 0 | 0 | 0 | 0 | 0 | 0 | 0 | 0 | 0 | 0 | 0 | 0 | 0 | 0 | 0 | #NUM! | #NUM! | #NUM! | 0 | 0 | 0 | 0 | 0 | 0 | 0 | 0 | 0 | 0 | 0 | 0 | 0 | 0 | 0 | 0 | 0 | 0 | 0 | 0 | 0 | 0 | 0 | 0 | 0 | 0 | 0 | 0 | 0 | 0 | 0 | 0 | 0 | 0 | 0 | 0 | 0 | 0 | 0 | 0 | 0 | 0 | 0 | 0 | 0 | 0 | 0 | 0 | 0 | 0 | 0
| 694 | Business | Office | Hot Water | Electric | 02-398 | 02-398.01 | Water Heaters | [02-398]_Business_Hot Water_Water Heater - Storage_>75,000 Btu/h_ROB_Electric_per unit | Std Electric Water Heaters | Energy Star Electric Water Heaters | ENGINEER | 437.5656 | 0 | 0 | 0 | 0.067724 | 0 | 1950 | 15 | 0.445 | 0.29785 | 0.42861 | 0.11215 | 0.16139 | 1 | 1 | Replace on Burnout | 76.4142 | 0.2971 | 6563.4842 | 0 | 0 | 0 | 25.5188 | 395.921 | 0 | 0 | 0 | 181.2332 | 0 | 0 | 577.1543 | 815.7526 | -238.5983 | 0.70751 | 394.8419 | 0 | 0 | 0 | 182.0962 | 0 | 0 | 576.9381 | 815.7526 | -238.8145 | 0.70725 | 395.7256 | 0 | 0 | 0 | 183.427 | 0 | 0 | 579.1526 | 815.7526 | -236.6 | 0.70996 | per unit | 0.0044671 | 109.7563 | 0.005 | 3217.7129 | 0 | 0 | 0 | 11.8576 | 0.22162 | 3233.8014 | 0 | 0 | 0 | 0.22273 | 3249.9704 | 0 | 0 | 0 | 0.22384 | 3217.7129 | 6451.5143 | 9701.4847 | 0 | 0 | 0 | 0 | 0 | 0 | 0 | 0 | 0 | 11.8576 | 23.7746 | 35.7511 | 0.22162 | 0.44435 | 0.66819 | 3217.7129 | 0 | 0 | 0 | 11.8576 | 0.22162 | 3233.8014 | 0 | 0 | 0 | 0.22273 | 3249.9704 | 0 | 0 | 0 | 0.22384 | 3217.7129 | 0.44435 | 9701.4847 | 0 | 0 | 0 | 0 | 0 | 0 | 0 | 0 | 0 | 11.8576 | 23.7746 | 35.7511 | 0.22162 | 0.44435 | 0.66819 | 245.2444 | 173.5132 | 245.2444 | 280.4367 | 340.9954 | 250.1553 | 176.9214 | 250.1553 | 287.952 | 347.8236 | 258.2423 | 183.342 | 258.2423 | 301.1083 | 359.068 | 0.30064 | 0.30666 | 0.31657 | 0.0027255 | 0.0027119 | 0.0026984 | 131.5479 | 0 | 0 | 0 | 0.48477 | 0.0090603 | 134.1821 | 0 | 0 | 0 | 0.49448 | 0.0092418 | 138.5199 | 0 | 0 | 0 | 0.51046 | 0.0095405 | 1973.2184 | 2012.7308 | 2077.7981 | 0 | 0 | 0 | 0 | 0 | 0 | 0 | 0 | 0 | 7.2715 | 7.4171 | 7.6569 | 131.5479 | 0.018302 | 404.2498 | 0 | 0 | 0 | 0 | 0 | 0 | 0 | 0 | 0 | 0.48477 | 0.97924 | 1.4897 | 0.0090603 | 0.018302 | 0.027843 | 1 | 1 | 1 | 1 | 1 | 1 | 1 | 1462.5 | -885.3457 | 0.39464 | 1462.5 | -885.5619 | 0.39449 | 1462.5 | -883.3474 | 0.396 | 3217.7129 | 0 | 0 | 0 | 11.8576 | 0.22162 | 3233.8014 | 0 | 0 | 0 | 0.22273 | 3249.9704 | 0 | 0 | 0 | 0.22384 | 3217.7129 | 0.44435 | 9701.4847 | 0 | 0 | 0 | 0 | 0 | 0 | 0 | 0 | 0 | 11.8576 | 23.7746 | 35.7511 | 0.22162 | 0.44435 | 0.66819 | 3816.3268 | 1506.0577 | 3816.3268 | 2434.1304 | 1272.1089 | 3852.7745 | 1519.8717 | 3852.7745 | 2473.6972 | 1284.2582 | 3905.2492 | 1546.4856 | 3905.2492 | 2539.842 | 1301.7497 | 2.6095 | 2.6344 | 2.6703 | 0.023657 | 0.023539 | 0.023422 | 1141.8074 | 0 | 0 | 0 | 4.2077 | 0.078642 | 1152.7122 | 0 | 0 | 0 | 4.2479 | 0.079393 | 1168.4122 | 0 | 0 | 0 | 4.3057 | 0.080474 | 17127.1116 | 17290.6837 | 17526.1823 | 0 | 0 | 0 | 0 | 0 | 0 | 0 | 0 | 0 | 63.1153 | 63.7181 | 64.586 | 1141.8074 | 0.15803 | 3462.9318 | 0 | 0 | 0 | 0 | 0 | 0 | 0 | 0 | 0 | 4.2077 | 8.4556 | 12.7613 | 0.078642 | 0.15803 | 0.23851 | 1950 | -1372.8457 | 0.29598 | 1950 | -1373.0619 | 0.29587 | 1950 | -1370.8474 | 0.297 | 3217.7129 | 0 | 0 | 0 | 11.8576 | 0.22162 | 3233.8014 | 0 | 0 | 0 | 0.22273 | 3249.9704 | 0 | 0 | 0 | 0.22384 | 3217.7129 | 0.44435 | 9701.4847 | 0 | 0 | 0 | 0 | 0 | 0 | 0 | 0 | 0 | 11.8576 | 23.7746 | 35.7511 | 0.22162 | 0.44435 | 0.66819 | 11471.7242 | 3395.3614 | 11471.7242 | 5487.6734 | 0 | 11529.0828 | 3411.06 | 11529.0828 | 5551.7381 | 0 | 11586.7282 | 3441.2737 | 11586.7282 | 5651.712 | 0 | 5.8829 | 5.9124 | 5.9419 | 0.053333 | 0.053068 | 0.052804 | 2574.1703 | 0 | 0 | 0 | 9.4861 | 0.1773 | 2587.0411 | 0 | 0 | 0 | 9.5335 | 0.17818 | 2599.9763 | 0 | 0 | 0 | 9.5812 | 0.17907 | 38612.5543 | 38805.6171 | 38999.6452 | 0 | 0 | 0 | 0 | 0 | 0 | 0 | 0 | 0 | 142.2916 | 143.0031 | 143.7181 | 2574.1703 | 0.35548 | 7761.1878 | 0 | 0 | 0 | 0 | 0 | 0 | 0 | 0 | 0 | 9.4861 | 19.0196 | 28.6009 | 0.1773 | 0.35548 | 0.53455
| 695 | Business | Retail | Hot Water | Electric | 02-398 | 02-398.02 | Water Heaters | [02-398]_Business_Hot Water_Water Heater - Storage_>75,000 Btu/h_ROB_Electric_per unit | Std Electric Water Heaters | Energy Star Electric Water Heaters | ENGINEER | 452.1226 | 0 | 0 | 0 | 0.069977 | 0 | 1950 | 15 | 0.445 | 0.29785 | 0.42861 | 0.11215 | 0.16139 | 1 | 1 | Replace on Burnout | 73.9539 | 0.28753 | 6781.8389 | 0 | 0 | 0 | 26.3678 | 409.0926 | 0 | 0 | 0 | 187.2625 | 0 | 0 | 596.3551 | 815.7526 | -219.3975 | 0.73105 | 407.9775 | 0 | 0 | 0 | 188.1542 | 0 | 0 | 596.1317 | 815.7526 | -219.6208 | 0.73078 | 408.8906 | 0 | 0 | 0 | 189.5293 | 0 | 0 | 598.4199 | 815.7526 | -217.3326 | 0.73358 | per unit | 0 | 0 | 0.005 | 0 | 0 | 0 | 0 | 0 | 0 | 0 | 0 | 0 | 0 | 0 | 0 | 0 | 0 | 0 | 0 | 0 | 0 | 0 | 0 | 0 | 0 | 0 | 0 | 0 | 0 | 0 | 0 | 0 | 0 | 0 | 0 | 0 | 0 | 0 | 0 | 0 | 0 | 0 | 0 | 0 | 0 | 0 | 0 | 0 | 0 | 0 | 0 | 0 | 0 | 0 | 0 | 0 | 0 | 0 | 0 | 0 | 0 | 0 | 0 | 0 | 0 | 0 | 0 | 0 | 0 | 0 | 0 | 0 | 0 | 0 | 0 | 0 | 0 | 0 | 0 | 0 | 0 | 0 | 0 | 0 | 0 | 0 | 0 | 0 | 0 | #NUM! | #NUM! | #NUM! | 0 | 0 | 0 | 0 | 0 | 0 | 0 | 0 | 0 | 0 | 0 | 0 | 0 | 0 | 0 | 0 | 0 | 0 | 0 | 0 | 0 | 0 | 0 | 0 | 0 | 0 | 0 | 0 | 0 | 0 | 0 | 0 | 0 | 0 | 0 | 0 | 0 | 0 | 0 | 0 | 0 | 0 | 0 | 0 | 0 | 0 | 0 | 0 | 0 | 0 | 0 | 1 | 1 | 1 | 1 | 1 | 1 | 1 | 1462.5 | -866.1449 | 0.40776 | 1462.5 | -866.3683 | 0.40761 | 1462.5 | -864.0801 | 0.40918 | 0 | 0 | 0 | 0 | 0 | 0 | 0 | 0 | 0 | 0 | 0 | 0 | 0 | 0 | 0 | 0 | 0 | 0 | 0 | 0 | 0 | 0 | 0 | 0 | 0 | 0 | 0 | 0 | 0 | 0 | 0 | 0 | 0 | 0 | 0 | 0 | 0 | 0 | 0 | 0 | 0 | 0 | 0 | 0 | 0 | 0 | 0 | 0 | 0 | 0 | 0 | 0 | #NUM! | #NUM! | #NUM! | 0 | 0 | 0 | 0 | 0 | 0 | 0 | 0 | 0 | 0 | 0 | 0 | 0 | 0 | 0 | 0 | 0 | 0 | 0 | 0 | 0 | 0 | 0 | 0 | 0 | 0 | 0 | 0 | 0 | 0 | 0 | 0 | 0 | 0 | 0 | 0 | 0 | 0 | 0 | 0 | 0 | 0 | 0 | 0 | 0 | 0 | 0 | 0 | 0 | 0 | 0 | 1950 | -1353.6449 | 0.30582 | 1950 | -1353.8683 | 0.30571 | 1950 | -1351.5801 | 0.30688 | 0 | 0 | 0 | 0 | 0 | 0 | 0 | 0 | 0 | 0 | 0 | 0 | 0 | 0 | 0 | 0 | 0 | 0 | 0 | 0 | 0 | 0 | 0 | 0 | 0 | 0 | 0 | 0 | 0 | 0 | 0 | 0 | 0 | 0 | 0 | 0 | 0 | 0 | 0 | 0 | 0 | 0 | 0 | 0 | 0 | 0 | 0 | 0 | 0 | 0 | 0 | 0 | #NUM! | #NUM! | #NUM! | 0 | 0 | 0 | 0 | 0 | 0 | 0 | 0 | 0 | 0 | 0 | 0 | 0 | 0 | 0 | 0 | 0 | 0 | 0 | 0 | 0 | 0 | 0 | 0 | 0 | 0 | 0 | 0 | 0 | 0 | 0 | 0 | 0 | 0 | 0 | 0 | 0 | 0 | 0 | 0 | 0 | 0 | 0 | 0 | 0 | 0 | 0 | 0 | 0 | 0 | 0
| 696 | Business | Food Service | Hot Water | Electric | 02-398 | 02-398.03 | Water Heaters | [02-398]_Business_Hot Water_Water Heater - Storage_>75,000 Btu/h_ROB_Electric_per unit | Std Electric Water Heaters | Energy Star Electric Water Heaters | ENGINEER | 452.1226 | 0 | 0 | 0 | 0.069977 | 0 | 1950 | 15 | 0.445 | 0.29785 | 0.42861 | 0.11215 | 0.16139 | 1 | 1 | Replace on Burnout | 73.9539 | 0.28753 | 6781.8389 | 0 | 0 | 0 | 26.3678 | 409.0926 | 0 | 0 | 0 | 187.2625 | 0 | 0 | 715.6261 | 815.7526 | -100.1264 | 0.87726 | 407.9775 | 0 | 0 | 0 | 188.1542 | 0 | 0 | 715.3581 | 815.7526 | -100.3945 | 0.87693 | 408.8906 | 0 | 0 | 0 | 189.5293 | 0 | 0 | 718.1039 | 815.7526 | -97.6487 | 0.8803 | per unit | 0.0058364 | 9.3558 | 0.005 | 283.4075 | 0 | 0 | 0 | 1.0444 | 0.01952 | 284.8246 | 0 | 0 | 0 | 0.019617 | 286.2487 | 0 | 0 | 0 | 0.019715 | 283.4075 | 568.2321 | 854.4808 | 0 | 0 | 0 | 0 | 0 | 0 | 0 | 0 | 0 | 1.0444 | 2.094 | 3.1489 | 0.01952 | 0.039137 | 0.058852 | 283.4075 | 0 | 0 | 0 | 1.0444 | 0.01952 | 284.8246 | 0 | 0 | 0 | 0.019617 | 286.2487 | 0 | 0 | 0 | 0.019715 | 283.4075 | 0.039137 | 854.4808 | 0 | 0 | 0 | 0 | 0 | 0 | 0 | 0 | 0 | 1.0444 | 2.094 | 3.1489 | 0.01952 | 0.039137 | 0.058852 | 8.9781 | 7.8761 | 8.9781 | 12.892 | 12.4834 | 9.163 | 8.0353 | 9.163 | 13.2452 | 12.7406 | 9.4729 | 8.339 | 9.4729 | 13.8703 | 13.1714 | 0.011006 | 0.011233 | 0.011612 | 0.0011705 | 0.0011647 | 0.0011589 | 4.976 | 0 | 0 | 0 | 0.018337 | 0.00034272 | 5.0785 | 0 | 0 | 0 | 0.018715 | 0.00034978 | 5.2503 | 0 | 0 | 0 | 0.019348 | 0.00036161 | 74.6402 | 76.1777 | 78.754 | 0 | 0 | 0 | 0 | 0 | 0 | 0 | 0 | 0 | 0.27506 | 0.28072 | 0.29022 | 4.976 | 0.0006925 | 15.3048 | 0 | 0 | 0 | 0 | 0 | 0 | 0 | 0 | 0 | 0.018337 | 0.037052 | 0.0564 | 0.00034272 | 0.0006925 | 0.0010541 | 1 | 1 | 1 | 1 | 1 | 1 | 1 | 1462.5 | -746.8739 | 0.48932 | 1462.5 | -747.1419 | 0.48913 | 1462.5 | -744.3961 | 0.49101 | 283.4075 | 0 | 0 | 0 | 1.0444 | 0.01952 | 284.8246 | 0 | 0 | 0 | 0.019617 | 286.2487 | 0 | 0 | 0 | 0.019715 | 283.4075 | 0.039137 | 854.4808 | 0 | 0 | 0 | 0 | 0 | 0 | 0 | 0 | 0 | 1.0444 | 2.094 | 3.1489 | 0.01952 | 0.039137 | 0.058852 | 245.1856 | 119.9735 | 245.1856 | 196.3784 | 81.7285 | 247.9608 | 121.286 | 247.9608 | 199.9238 | 82.6536 | 252.1912 | 123.8287 | 252.1912 | 205.9657 | 84.0637 | 0.16765 | 0.16955 | 0.17244 | 0.01783 | 0.017741 | 0.017653 | 75.7976 | 0 | 0 | 0 | 0.27932 | 0.0052205 | 76.6555 | 0 | 0 | 0 | 0.28248 | 0.0052796 | 77.9633 | 0 | 0 | 0 | 0.2873 | 0.0053697 | 1136.9635 | 1149.8324 | 1169.4497 | 0 | 0 | 0 | 0 | 0 | 0 | 0 | 0 | 0 | 4.1898 | 4.2373 | 4.3096 | 75.7976 | 0.0105 | 230.4164 | 0 | 0 | 0 | 0 | 0 | 0 | 0 | 0 | 0 | 0.27932 | 0.56181 | 0.84911 | 0.0052205 | 0.0105 | 0.01587 | 1950 | -1234.3739 | 0.36699 | 1950 | -1234.6419 | 0.36685 | 1950 | -1231.8961 | 0.36826 | 283.4075 | 0 | 0 | 0 | 1.0444 | 0.01952 | 284.8246 | 0 | 0 | 0 | 0.019617 | 286.2487 | 0 | 0 | 0 | 0.019715 | 283.4075 | 0.039137 | 854.4808 | 0 | 0 | 0 | 0 | 0 | 0 | 0 | 0 | 0 | 1.0444 | 2.094 | 3.1489 | 0.01952 | 0.039137 | 0.058852 | 916.7503 | 336.4362 | 916.7503 | 550.6951 | 0 | 921.3341 | 337.9917 | 921.3341 | 557.1342 | 0 | 925.9408 | 340.9855 | 925.9408 | 567.1649 | 0 | 0.47013 | 0.47248 | 0.47484 | 0.05 | 0.049751 | 0.049504 | 212.5557 | 0 | 0 | 0 | 0.78329 | 0.01464 | 213.6184 | 0 | 0 | 0 | 0.78721 | 0.014713 | 214.6865 | 0 | 0 | 0 | 0.79114 | 0.014786 | 3188.3349 | 3204.2766 | 3220.298 | 0 | 0 | 0 | 0 | 0 | 0 | 0 | 0 | 0 | 11.7494 | 11.8081 | 11.8672 | 212.5557 | 0.029353 | 640.8606 | 0 | 0 | 0 | 0 | 0 | 0 | 0 | 0 | 0 | 0.78329 | 1.5705 | 2.3616 | 0.01464 | 0.029353 | 0.044139
| 697 | Business | Healthcare/Hospitals | Hot Water | Electric | 02-398 | 02-398.04 | Water Heaters | [02-398]_Business_Hot Water_Water Heater - Storage_>75,000 Btu/h_ROB_Electric_per unit | Std Electric Water Heaters | Energy Star Electric Water Heaters | ENGINEER | 674.7587 | 0 | 0 | 0 | 0.10444 | 0 | 1950 | 15 | 0.445 | 0.29785 | 0.42861 | 0.11215 | 0.16139 | 1 | 1 | Replace on Burnout | 49.5528 | 0.19266 | 10121.3808 | 0 | 0 | 0 | 39.3519 | 610.5397 | 0 | 0 | 0 | 279.4751 | 0 | 0 | 890.0148 | 670.5025 | 219.5123 | 1.3274 | 608.8755 | 0 | 0 | 0 | 280.8059 | 0 | 0 | 889.6814 | 670.5025 | 219.1789 | 1.3269 | 610.2383 | 0 | 0 | 0 | 282.8581 | 0 | 0 | 893.0964 | 670.5025 | 222.5939 | 1.332 | per unit | 0.0069654 | 18.9179 | 0.005 | 855.2569 | 0 | 0 | 0 | 3.1517 | 0.058906 | 859.5332 | 0 | 0 | 0 | 0.0592 | 863.8309 | 0 | 0 | 0 | 0.059496 | 855.2569 | 1714.7901 | 2578.6209 | 0 | 0 | 0 | 0 | 0 | 0 | 0 | 0 | 0 | 3.1517 | 6.3192 | 9.5025 | 0.058906 | 0.11811 | 0.1776 | 855.2569 | 0 | 0 | 0 | 3.1517 | 0.058906 | 859.5332 | 0 | 0 | 0 | 0.0592 | 863.8309 | 0 | 0 | 0 | 0.059496 | 855.2569 | 0.11811 | 2578.6209 | 0 | 0 | 0 | 0 | 0 | 0 | 0 | 0 | 0 | 3.1517 | 6.3192 | 9.5025 | 0.058906 | 0.11811 | 0.1776 | 11.8683 | 15.7538 | 11.8683 | 25.7633 | 22.6479 | 12.0992 | 16.0542 | 12.0992 | 26.4401 | 23.0884 | 12.533 | 16.6937 | 12.533 | 27.7424 | 23.9163 | 0.017701 | 0.018045 | 0.018692 | 0.000931 | 0.00092637 | 0.00092176 | 11.9437 | 0 | 0 | 0 | 0.044014 | 0.00082262 | 12.176 | 0 | 0 | 0 | 0.04487 | 0.00083862 | 12.6125 | 0 | 0 | 0 | 0.046479 | 0.00086869 | 179.155 | 182.6393 | 189.188 | 0 | 0 | 0 | 0 | 0 | 0 | 0 | 0 | 0 | 0.66021 | 0.67305 | 0.69718 | 11.9437 | 0.0016612 | 36.7322 | 0 | 0 | 0 | 0 | 0 | 0 | 0 | 0 | 0 | 0.044014 | 0.088884 | 0.13536 | 0.00082262 | 0.0016612 | 0.0025299 | 1 | 1 | 1 | 1 | 1 | 1 | 1 | 1462.5 | -572.4852 | 0.60856 | 1462.5 | -572.8186 | 0.60833 | 1462.5 | -569.4036 | 0.61066 | 855.2569 | 0 | 0 | 0 | 3.1517 | 0.058906 | 859.5332 | 0 | 0 | 0 | 0.0592 | 863.8309 | 0 | 0 | 0 | 0.059496 | 855.2569 | 0.11811 | 2578.6209 | 0 | 0 | 0 | 0 | 0 | 0 | 0 | 0 | 0 | 3.1517 | 6.3192 | 9.5025 | 0.058906 | 0.11811 | 0.1776 | 598.2727 | 364.0831 | 598.2727 | 595.4096 | 199.4242 | 604.4216 | 367.6873 | 604.4216 | 605.5543 | 201.4739 | 613.41 | 374.5875 | 613.41 | 622.5076 | 204.47 | 0.40908 | 0.41328 | 0.41943 | 0.021516 | 0.021409 | 0.021303 | 276.0272 | 0 | 0 | 0 | 1.0172 | 0.019011 | 278.8641 | 0 | 0 | 0 | 1.0276 | 0.019207 | 283.0111 | 0 | 0 | 0 | 1.0429 | 0.019492 | 4140.4076 | 4182.9615 | 4245.1665 | 0 | 0 | 0 | 0 | 0 | 0 | 0 | 0 | 0 | 15.2579 | 15.4147 | 15.6439 | 276.0272 | 0.038218 | 837.9024 | 0 | 0 | 0 | 0 | 0 | 0 | 0 | 0 | 0 | 1.0172 | 2.0448 | 3.0878 | 0.019011 | 0.038218 | 0.05771 | 1950 | -1059.9852 | 0.45642 | 1950 | -1060.3186 | 0.45625 | 1950 | -1056.9036 | 0.458 | 855.2569 | 0 | 0 | 0 | 3.1517 | 0.058906 | 859.5332 | 0 | 0 | 0 | 0.0592 | 863.8309 | 0 | 0 | 0 | 0.059496 | 855.2569 | 0.11811 | 2578.6209 | 0 | 0 | 0 | 0 | 0 | 0 | 0 | 0 | 0 | 3.1517 | 6.3192 | 9.5025 | 0.058906 | 0.11811 | 0.1776 | 1853.7192 | 846.0706 | 1853.7192 | 1383.6359 | 0 | 1862.9878 | 849.9824 | 1862.9878 | 1399.8593 | 0 | 1872.3028 | 857.5112 | 1872.3028 | 1425.0534 | 0 | 0.95063 | 0.95538 | 0.96016 | 0.05 | 0.049751 | 0.049504 | 641.4427 | 0 | 0 | 0 | 2.3638 | 0.044179 | 644.6499 | 0 | 0 | 0 | 2.3756 | 0.0444 | 647.8731 | 0 | 0 | 0 | 2.3875 | 0.044622 | 9621.6401 | 9669.7483 | 9718.0971 | 0 | 0 | 0 | 0 | 0 | 0 | 0 | 0 | 0 | 35.4568 | 35.6341 | 35.8123 | 641.4427 | 0.088579 | 1933.9657 | 0 | 0 | 0 | 0 | 0 | 0 | 0 | 0 | 0 | 2.3638 | 4.7394 | 7.1269 | 0.044179 | 0.088579 | 0.1332
| 698 | Business | Campus/Education | Hot Water | Electric | 02-398 | 02-398.05 | Water Heaters | [02-398]_Business_Hot Water_Water Heater - Storage_>75,000 Btu/h_ROB_Electric_per unit | Std Electric Water Heaters | Energy Star Electric Water Heaters | ENGINEER | 486.3743 | 0 | 0 | 0 | 0.075278 | 0 | 1950 | 15 | 0.445 | 0.29785 | 0.42861 | 0.11215 | 0.16139 | 1 | 1 | Replace on Burnout | 68.7458 | 0.26728 | 7295.6146 | 0 | 0 | 0 | 28.3653 | 440.0844 | 0 | 0 | 0 | 201.4491 | 0 | 0 | 641.5335 | 670.5025 | -28.969 | 0.9568 | 438.8849 | 0 | 0 | 0 | 202.4083 | 0 | 0 | 641.2932 | 670.5025 | -29.2093 | 0.95644 | 439.8672 | 0 | 0 | 0 | 203.8876 | 0 | 0 | 643.7547 | 670.5025 | -26.7478 | 0.96011 | per unit | 0.0086802 | 19.7127 | 0.005 | 642.3804 | 0 | 0 | 0 | 2.3672 | 0.044244 | 645.5923 | 0 | 0 | 0 | 0.044465 | 648.8203 | 0 | 0 | 0 | 0.044687 | 642.3804 | 1287.9728 | 1936.7931 | 0 | 0 | 0 | 0 | 0 | 0 | 0 | 0 | 0 | 2.3672 | 4.7463 | 7.1373 | 0.044244 | 0.088709 | 0.1334 | 642.3804 | 0 | 0 | 0 | 2.3672 | 0.044244 | 645.5923 | 0 | 0 | 0 | 0.044465 | 648.8203 | 0 | 0 | 0 | 0.044687 | 642.3804 | 0.088709 | 1936.7931 | 0 | 0 | 0 | 0 | 0 | 0 | 0 | 0 | 0 | 2.3672 | 4.7463 | 7.1373 | 0.044244 | 0.088709 | 0.1334 | 5.5425 | 5.3031 | 5.5425 | 8.6138 | 10.5766 | 5.6715 | 5.4244 | 5.6715 | 8.873 | 10.8227 | 5.8716 | 5.6374 | 5.8716 | 9.3049 | 11.2046 | 0.0082662 | 0.0084585 | 0.008757 | 0.00041725 | 0.00041517 | 0.00041311 | 4.0205 | 0 | 0 | 0 | 0.014816 | 0.00027691 | 4.114 | 0 | 0 | 0 | 0.015161 | 0.00028335 | 4.2592 | 0 | 0 | 0 | 0.015696 | 0.00029335 | 60.3073 | 61.7103 | 63.8878 | 0 | 0 | 0 | 0 | 0 | 0 | 0 | 0 | 0 | 0.22224 | 0.22741 | 0.23543 | 4.0205 | 0.00056026 | 12.3937 | 0 | 0 | 0 | 0 | 0 | 0 | 0 | 0 | 0 | 0.014816 | 0.029977 | 0.045672 | 0.00027691 | 0.00056026 | 0.00085361 | 1 | 1 | 1 | 1 | 1 | 1 | 1 | 1462.5 | -820.9665 | 0.43866 | 1462.5 | -821.2068 | 0.43849 | 1462.5 | -818.7453 | 0.44017 | 642.3804 | 0 | 0 | 0 | 2.3672 | 0.044244 | 645.5923 | 0 | 0 | 0 | 0.044465 | 648.8203 | 0 | 0 | 0 | 0.044687 | 642.3804 | 0.088709 | 1936.7931 | 0 | 0 | 0 | 0 | 0 | 0 | 0 | 0 | 0 | 2.3672 | 4.7463 | 7.1373 | 0.044244 | 0.088709 | 0.1334 | 459.956 | 201.7622 | 459.956 | 327.7245 | 153.3187 | 465.4022 | 204.0747 | 465.4022 | 333.8155 | 155.1341 | 474.0062 | 208.6453 | 474.0062 | 344.3856 | 158.0021 | 0.3145 | 0.31822 | 0.32411 | 0.015875 | 0.015796 | 0.015717 | 152.9646 | 0 | 0 | 0 | 0.56369 | 0.010535 | 154.7758 | 0 | 0 | 0 | 0.57037 | 0.01066 | 157.6372 | 0 | 0 | 0 | 0.58091 | 0.010857 | 2294.4696 | 2321.6377 | 2364.5583 | 0 | 0 | 0 | 0 | 0 | 0 | 0 | 0 | 0 | 8.4554 | 8.5555 | 8.7137 | 152.9646 | 0.021196 | 465.3777 | 0 | 0 | 0 | 0 | 0 | 0 | 0 | 0 | 0 | 0.56369 | 1.1341 | 1.715 | 0.010535 | 0.021196 | 0.032053 | 1950 | -1308.4665 | 0.32899 | 1950 | -1308.7068 | 0.32887 | 1950 | -1306.2453 | 0.33013 | 642.3804 | 0 | 0 | 0 | 2.3672 | 0.044244 | 645.5923 | 0 | 0 | 0 | 0.044465 | 648.8203 | 0 | 0 | 0 | 0.044687 | 642.3804 | 0.088709 | 1936.7931 | 0 | 0 | 0 | 0 | 0 | 0 | 0 | 0 | 0 | 2.3672 | 4.7463 | 7.1373 | 0.044244 | 0.088709 | 0.1334 | 1931.6016 | 635.4806 | 1931.6016 | 1032.218 | 0 | 1941.2596 | 638.4188 | 1941.2596 | 1044.2945 | 0 | 1950.9659 | 644.0736 | 1950.9659 | 1063.0946 | 0 | 0.99056 | 0.99552 | 1.0005 | 0.05 | 0.049751 | 0.049504 | 481.7853 | 0 | 0 | 0 | 1.7754 | 0.033183 | 484.1943 | 0 | 0 | 0 | 1.7843 | 0.033349 | 486.6152 | 0 | 0 | 0 | 1.7932 | 0.033516 | 7226.78 | 7262.9139 | 7299.2285 | 0 | 0 | 0 | 0 | 0 | 0 | 0 | 0 | 0 | 26.6315 | 26.7647 | 26.8985 | 481.7853 | 0.066532 | 1452.5948 | 0 | 0 | 0 | 0 | 0 | 0 | 0 | 0 | 0 | 1.7754 | 3.5597 | 5.353 | 0.033183 | 0.066532 | 0.10005
| 699 | Business | Warehouse | Hot Water | Electric | 02-398 | 02-398.06 | Water Heaters | [02-398]_Business_Hot Water_Water Heater - Storage_>75,000 Btu/h_ROB_Electric_per unit | Std Electric Water Heaters | Energy Star Electric Water Heaters | ENGINEER | 291.9958 | 0 | 0 | 0 | 0.045194 | 0 | 1950 | 15 | 0.445 | 0.29785 | 0.42861 | 0.11215 | 0.16139 | 1 | 1 | Replace on Burnout | 114.5092 | 0.44521 | 4379.9376 | 0 | 0 | 0 | 17.0292 | 264.2056 | 0 | 0 | 0 | 120.9404 | 0 | 0 | 385.146 | 815.7526 | -430.6066 | 0.47214 | 263.4855 | 0 | 0 | 0 | 121.5163 | 0 | 0 | 385.0017 | 815.7526 | -430.7508 | 0.47196 | 264.0752 | 0 | 0 | 0 | 122.4043 | 0 | 0 | 386.4795 | 815.7526 | -429.273 | 0.47377 | per unit | 0.0088759 | 18.4263 | 0.005 | 360.4877 | 0 | 0 | 0 | 1.3284 | 0.024829 | 362.2902 | 0 | 0 | 0 | 0.024953 | 364.1016 | 0 | 0 | 0 | 0.025077 | 360.4877 | 722.7779 | 1086.8795 | 0 | 0 | 0 | 0 | 0 | 0 | 0 | 0 | 0 | 1.3284 | 2.6635 | 4.0053 | 0.024829 | 0.049781 | 0.074859 | 360.4877 | 0 | 0 | 0 | 1.3284 | 0.024829 | 362.2902 | 0 | 0 | 0 | 0.024953 | 364.1016 | 0 | 0 | 0 | 0.025077 | 360.4877 | 0.049781 | 1086.8795 | 0 | 0 | 0 | 0 | 0 | 0 | 0 | 0 | 0 | 1.3284 | 2.6635 | 4.0053 | 0.024829 | 0.049781 | 0.074859 | 17.6922 | 8.3531 | 17.6922 | 13.6906 | 24.5997 | 17.9999 | 8.4952 | 17.9999 | 14.0217 | 25.0277 | 18.6091 | 8.8164 | 18.6091 | 14.6837 | 25.8746 | 0.021688 | 0.022065 | 0.022812 | 0.0011712 | 0.0011653 | 0.0011595 | 6.3328 | 0 | 0 | 0 | 0.023337 | 0.00043617 | 6.443 | 0 | 0 | 0 | 0.023743 | 0.00044376 | 6.6611 | 0 | 0 | 0 | 0.024547 | 0.00045878 | 94.9927 | 96.6452 | 99.9158 | 0 | 0 | 0 | 0 | 0 | 0 | 0 | 0 | 0 | 0.35006 | 0.35615 | 0.3682 | 6.3328 | 0.00087993 | 19.4369 | 0 | 0 | 0 | 0 | 0 | 0 | 0 | 0 | 0 | 0.023337 | 0.04708 | 0.071627 | 0.00043617 | 0.00087993 | 0.0013387 | 1 | 1 | 1 | 1 | 1 | 1 | 1 | 1462.5 | -1077.354 | 0.26335 | 1462.5 | -1077.4983 | 0.26325 | 1462.5 | -1076.0205 | 0.26426 | 360.4877 | 0 | 0 | 0 | 1.3284 | 0.024829 | 362.2902 | 0 | 0 | 0 | 0.024953 | 364.1016 | 0 | 0 | 0 | 0.025077 | 360.4877 | 0.049781 | 1086.8795 | 0 | 0 | 0 | 0 | 0 | 0 | 0 | 0 | 0 | 1.3284 | 2.6635 | 4.0053 | 0.024829 | 0.049781 | 0.074859 | 473.737 | 124.7575 | 473.737 | 204.4756 | 157.9123 | 479.0366 | 126.1059 | 479.0366 | 208.1426 | 159.6789 | 486.6267 | 128.5957 | 486.6267 | 214.1759 | 162.2089 | 0.32392 | 0.32755 | 0.33274 | 0.017492 | 0.017405 | 0.017318 | 94.5841 | 0 | 0 | 0 | 0.34855 | 0.0065145 | 95.6422 | 0 | 0 | 0 | 0.35245 | 0.0065873 | 97.1576 | 0 | 0 | 0 | 0.35804 | 0.0066917 | 1418.7613 | 1434.6327 | 1457.3637 | 0 | 0 | 0 | 0 | 0 | 0 | 0 | 0 | 0 | 5.2283 | 5.2868 | 5.3705 | 94.5841 | 0.013102 | 287.3838 | 0 | 0 | 0 | 0 | 0 | 0 | 0 | 0 | 0 | 0.34855 | 0.70101 | 1.059 | 0.0065145 | 0.013102 | 0.019794 | 1950 | -1564.854 | 0.19751 | 1950 | -1564.9983 | 0.19744 | 1950 | -1563.5205 | 0.19819 | 360.4877 | 0 | 0 | 0 | 1.3284 | 0.024829 | 362.2902 | 0 | 0 | 0 | 0.024953 | 364.1016 | 0 | 0 | 0 | 0.025077 | 360.4877 | 0.049781 | 1086.8795 | 0 | 0 | 0 | 0 | 0 | 0 | 0 | 0 | 0 | 1.3284 | 2.6635 | 4.0053 | 0.024829 | 0.049781 | 0.074859 | 1925.9208 | 380.3901 | 1925.9208 | 623.4533 | 0 | 1935.5504 | 382.1488 | 1935.5504 | 630.7511 | 0 | 1945.2281 | 385.5338 | 1945.2281 | 642.1056 | 0 | 0.98765 | 0.99259 | 0.99755 | 0.053333 | 0.053068 | 0.052804 | 288.3902 | 0 | 0 | 0 | 1.0628 | 0.019863 | 289.8321 | 0 | 0 | 0 | 1.0681 | 0.019962 | 291.2813 | 0 | 0 | 0 | 1.0734 | 0.020062 | 4325.8528 | 4347.482 | 4369.2194 | 0 | 0 | 0 | 0 | 0 | 0 | 0 | 0 | 0 | 15.9413 | 16.021 | 16.1011 | 288.3902 | 0.039825 | 869.5036 | 0 | 0 | 0 | 0 | 0 | 0 | 0 | 0 | 0 | 1.0628 | 2.1308 | 3.2042 | 0.019863 | 0.039825 | 0.059887
| 700 | Business | Lodging | Hot Water | Electric | 02-398 | 02-398.07 | Water Heaters | [02-398]_Business_Hot Water_Water Heater - Storage_>75,000 Btu/h_ROB_Electric_per unit | Std Electric Water Heaters | Energy Star Electric Water Heaters | ENGINEER | 612.2493 | 0 | 0 | 0 | 0.094761 | 0 | 1950 | 15 | 0.445 | 0.29785 | 0.42861 | 0.11215 | 0.16139 | 1 | 1 | Replace on Burnout | 54.6121 | 0.21233 | 9183.7402 | 0 | 0 | 0 | 35.7064 | 553.9795 | 0 | 0 | 0 | 253.5847 | 0 | 0 | 807.5642 | 670.5025 | 137.0617 | 1.2044 | 552.4696 | 0 | 0 | 0 | 254.7921 | 0 | 0 | 807.2617 | 670.5025 | 136.7592 | 1.204 | 553.706 | 0 | 0 | 0 | 256.6542 | 0 | 0 | 810.3603 | 670.5025 | 139.8578 | 1.2086 | per unit | 0.0078354 | 22.464 | 0.005 | 921.4889 | 0 | 0 | 0 | 3.3958 | 0.063467 | 926.0964 | 0 | 0 | 0 | 0.063785 | 930.7268 | 0 | 0 | 0 | 0.064104 | 921.4889 | 1847.5853 | 2778.3121 | 0 | 0 | 0 | 0 | 0 | 0 | 0 | 0 | 0 | 3.3958 | 6.8086 | 10.2384 | 0.063467 | 0.12725 | 0.19136 | 921.4889 | 0 | 0 | 0 | 3.3958 | 0.063467 | 926.0964 | 0 | 0 | 0 | 0.063785 | 930.7268 | 0 | 0 | 0 | 0.064104 | 921.4889 | 0.12725 | 2778.3121 | 0 | 0 | 0 | 0 | 0 | 0 | 0 | 0 | 0 | 3.3958 | 6.8086 | 10.2384 | 0.063467 | 0.12725 | 0.19136 | 42.9485 | 51.7279 | 42.9485 | 83.6108 | 81.9573 | 43.7655 | 52.6922 | 43.7655 | 85.7675 | 83.5163 | 45.1156 | 54.5261 | 45.1156 | 89.5575 | 86.0926 | 0.064054 | 0.065273 | 0.067286 | 0.0028372 | 0.0028231 | 0.0028091 | 39.2172 | 0 | 0 | 0 | 0.14452 | 0.0027011 | 39.9632 | 0 | 0 | 0 | 0.14727 | 0.0027525 | 41.196 | 0 | 0 | 0 | 0.15181 | 0.0028374 | 588.2578 | 599.4481 | 617.9398 | 0 | 0 | 0 | 0 | 0 | 0 | 0 | 0 | 0 | 2.1678 | 2.209 | 2.2772 | 39.2172 | 0.0054535 | 120.3764 | 0 | 0 | 0 | 0 | 0 | 0 | 0 | 0 | 0 | 0.14452 | 0.29179 | 0.4436 | 0.0027011 | 0.0054535 | 0.0082909 | 1 | 1 | 1 | 1 | 1 | 1 | 1 | 1462.5 | -654.9358 | 0.55218 | 1462.5 | -655.2383 | 0.55197 | 1462.5 | -652.1397 | 0.55409 | 921.4889 | 0 | 0 | 0 | 3.3958 | 0.063467 | 926.0964 | 0 | 0 | 0 | 0.063785 | 930.7268 | 0 | 0 | 0 | 0.064104 | 921.4889 | 0.12725 | 2778.3121 | 0 | 0 | 0 | 0 | 0 | 0 | 0 | 0 | 0 | 3.3958 | 6.8086 | 10.2384 | 0.063467 | 0.12725 | 0.19136 | 953.118 | 526.2933 | 953.118 | 850.6773 | 317.706 | 961.0346 | 530.4659 | 961.0346 | 863.4439 | 320.3449 | 972.2821 | 538.7343 | 972.2821 | 884.8547 | 324.094 | 0.6517 | 0.65712 | 0.66481 | 0.028867 | 0.028723 | 0.02858 | 399.0057 | 0 | 0 | 0 | 1.4704 | 0.027481 | 402.3199 | 0 | 0 | 0 | 1.4826 | 0.02771 | 407.0284 | 0 | 0 | 0 | 1.4999 | 0.028034 | 5985.0858 | 6034.7978 | 6105.4267 | 0 | 0 | 0 | 0 | 0 | 0 | 0 | 0 | 0 | 22.0557 | 22.2389 | 22.4992 | 399.0057 | 0.055191 | 1208.354 | 0 | 0 | 0 | 0 | 0 | 0 | 0 | 0 | 0 | 1.4704 | 2.953 | 4.4529 | 0.027481 | 0.055191 | 0.083225 | 1950 | -1142.4358 | 0.41414 | 1950 | -1142.7383 | 0.41398 | 1950 | -1139.6397 | 0.41557 | 921.4889 | 0 | 0 | 0 | 3.3958 | 0.063467 | 926.0964 | 0 | 0 | 0 | 0.063785 | 930.7268 | 0 | 0 | 0 | 0.064104 | 921.4889 | 0.12725 | 2778.3121 | 0 | 0 | 0 | 0 | 0 | 0 | 0 | 0 | 0 | 3.3958 | 6.8086 | 10.2384 | 0.063467 | 0.12725 | 0.19136 | 2347.9367 | 972.3639 | 2347.9367 | 1571.6861 | 0 | 2359.6764 | 976.8597 | 2359.6764 | 1590.0428 | 0 | 2371.4748 | 985.5123 | 2371.4748 | 1618.6741 | 0 | 1.2041 | 1.2101 | 1.2161 | 0.053333 | 0.053068 | 0.052804 | 737.1911 | 0 | 0 | 0 | 2.7166 | 0.050774 | 740.8771 | 0 | 0 | 0 | 2.7302 | 0.051028 | 744.5815 | 0 | 0 | 0 | 2.7439 | 0.051283 | 11057.867 | 11113.1564 | 11168.7221 | 0 | 0 | 0 | 0 | 0 | 0 | 0 | 0 | 0 | 40.7495 | 40.9532 | 41.158 | 737.1911 | 0.1018 | 2222.6497 | 0 | 0 | 0 | 0 | 0 | 0 | 0 | 0 | 0 | 2.7166 | 5.4468 | 8.1907 | 0.050774 | 0.1018 | 0.15308
| 701 | Business | Other Commercial | Hot Water | Electric | 02-398 | 02-398.08 | Water Heaters | [02-398]_Business_Hot Water_Water Heater - Storage_>75,000 Btu/h_ROB_Electric_per unit | Std Electric Water Heaters | Energy Star Electric Water Heaters | ENGINEER | 291.9958 | 0 | 0 | 0 | 0.045194 | 0 | 1950 | 15 | 0.445 | 0.29785 | 0.42861 | 0.11215 | 0.16139 | 1 | 1 | Replace on Burnout | 114.5092 | 0.44521 | 4379.9376 | 0 | 0 | 0 | 17.0292 | 264.2056 | 0 | 0 | 0 | 120.9404 | 0 | 0 | 385.146 | 815.7526 | -430.6066 | 0.47214 | 263.4855 | 0 | 0 | 0 | 121.5163 | 0 | 0 | 385.0017 | 815.7526 | -430.7508 | 0.47196 | 264.0752 | 0 | 0 | 0 | 122.4043 | 0 | 0 | 386.4795 | 815.7526 | -429.273 | 0.47377 | per unit | 0.0081523 | 30.9786 | 0.005 | 606.0566 | 0 | 0 | 0 | 2.2334 | 0.041742 | 609.0869 | 0 | 0 | 0 | 0.041951 | 612.1323 | 0 | 0 | 0 | 0.04216 | 606.0566 | 1215.1435 | 1827.2758 | 0 | 0 | 0 | 0 | 0 | 0 | 0 | 0 | 0 | 2.2334 | 4.4779 | 6.7337 | 0.041742 | 0.083693 | 0.12585 | 606.0566 | 0 | 0 | 0 | 2.2334 | 0.041742 | 609.0869 | 0 | 0 | 0 | 0.041951 | 612.1323 | 0 | 0 | 0 | 0.04216 | 606.0566 | 0.083693 | 1827.2758 | 0 | 0 | 0 | 0 | 0 | 0 | 0 | 0 | 0 | 2.2334 | 4.4779 | 6.7337 | 0.041742 | 0.083693 | 0.12585 | 29.7443 | 14.0433 | 29.7443 | 23.022 | 41.3574 | 30.2617 | 14.2823 | 30.2617 | 23.5786 | 42.0768 | 31.4114 | 14.8818 | 31.4114 | 24.791 | 43.6754 | 0.036462 | 0.037097 | 0.038506 | 0.0011712 | 0.0011653 | 0.0011595 | 10.6469 | 0 | 0 | 0 | 0.039235 | 0.0007333 | 10.8321 | 0 | 0 | 0 | 0.039917 | 0.00074606 | 11.2436 | 0 | 0 | 0 | 0.041434 | 0.0007744 | 159.703 | 162.4812 | 168.6542 | 0 | 0 | 0 | 0 | 0 | 0 | 0 | 0 | 0 | 0.58852 | 0.59876 | 0.62151 | 10.6469 | 0.0014794 | 32.7226 | 0 | 0 | 0 | 0 | 0 | 0 | 0 | 0 | 0 | 0.039235 | 0.079152 | 0.12059 | 0.0007333 | 0.0014794 | 0.0022538 | 1 | 1 | 1 | 1 | 1 | 1 | 1 | 1462.5 | -1077.354 | 0.26335 | 1462.5 | -1077.4983 | 0.26325 | 1462.5 | -1076.0205 | 0.26426 | 606.0566 | 0 | 0 | 0 | 2.2334 | 0.041742 | 609.0869 | 0 | 0 | 0 | 0.041951 | 612.1323 | 0 | 0 | 0 | 0.04216 | 606.0566 | 0.083693 | 1827.2758 | 0 | 0 | 0 | 0 | 0 | 0 | 0 | 0 | 0 | 2.2334 | 4.4779 | 6.7337 | 0.041742 | 0.083693 | 0.12585 | 796.4526 | 209.744 | 796.4526 | 343.8443 | 265.4842 | 805.3624 | 212.0109 | 805.3624 | 350.0081 | 268.4541 | 818.6659 | 216.3402 | 818.6659 | 360.393 | 272.8886 | 0.54458 | 0.55068 | 0.55977 | 0.017492 | 0.017405 | 0.017318 | 159.016 | 0 | 0 | 0 | 0.58599 | 0.010952 | 160.7949 | 0 | 0 | 0 | 0.59255 | 0.011075 | 163.451 | 0 | 0 | 0 | 0.60234 | 0.011258 | 2385.2396 | 2411.9228 | 2451.7644 | 0 | 0 | 0 | 0 | 0 | 0 | 0 | 0 | 0 | 8.7899 | 8.8882 | 9.035 | 159.016 | 0.022027 | 483.2618 | 0 | 0 | 0 | 0 | 0 | 0 | 0 | 0 | 0 | 0.58599 | 1.1785 | 1.7809 | 0.010952 | 0.022027 | 0.033285 | 1950 | -1564.854 | 0.19751 | 1950 | -1564.9983 | 0.19744 | 1950 | -1563.5205 | 0.19819 | 606.0566 | 0 | 0 | 0 | 2.2334 | 0.041742 | 609.0869 | 0 | 0 | 0 | 0.041951 | 612.1323 | 0 | 0 | 0 | 0.04216 | 606.0566 | 0.083693 | 1827.2758 | 0 | 0 | 0 | 0 | 0 | 0 | 0 | 0 | 0 | 2.2334 | 4.4779 | 6.7337 | 0.041742 | 0.083693 | 0.12585 | 3237.8827 | 639.5167 | 3237.8827 | 1048.3934 | 0 | 3254.0721 | 642.4735 | 3254.0721 | 1060.6574 | 0 | 3270.3424 | 648.1643 | 3270.3424 | 1079.7524 | 0 | 1.6605 | 1.6688 | 1.6771 | 0.053333 | 0.053068 | 0.052804 | 484.8453 | 0 | 0 | 0 | 1.7867 | 0.033394 | 487.2695 | 0 | 0 | 0 | 1.7956 | 0.033561 | 489.7058 | 0 | 0 | 0 | 1.8046 | 0.033728 | 7272.679 | 7309.0424 | 7345.5876 | 0 | 0 | 0 | 0 | 0 | 0 | 0 | 0 | 0 | 26.8006 | 26.9346 | 27.0693 | 484.8453 | 0.066954 | 1461.8206 | 0 | 0 | 0 | 0 | 0 | 0 | 0 | 0 | 0 | 1.7867 | 3.5824 | 5.387 | 0.033394 | 0.066954 | 0.10068
| 702 | Business | Food Sales | Hot Water | Electric | 02-398 | 02-398.09 | Water Heaters | [02-398]_Business_Hot Water_Water Heater - Storage_>75,000 Btu/h_ROB_Electric_per unit | Std Electric Water Heaters | Energy Star Electric Water Heaters | ENGINEER | 291.9958 | 0 | 0 | 0 | 0.045194 | 0 | 1950 | 15 | 0.445 | 0.29785 | 0.42861 | 0.11215 | 0.16139 | 1 | 1 | Replace on Burnout | 114.5092 | 0.44521 | 4379.9376 | 0 | 0 | 0 | 17.0292 | 264.2056 | 0 | 0 | 0 | 120.9404 | 0 | 0 | 385.146 | 670.5025 | -285.3565 | 0.57441 | 263.4855 | 0 | 0 | 0 | 121.5163 | 0 | 0 | 385.0017 | 670.5025 | -285.5008 | 0.5742 | 264.0752 | 0 | 0 | 0 | 122.4043 | 0 | 0 | 386.4795 | 670.5025 | -284.023 | 0.5764 | per unit | 0.0063448 | 11.3953 | 0.005 | 222.9336 | 0 | 0 | 0 | 0.82154 | 0.015355 | 224.0483 | 0 | 0 | 0 | 0.015431 | 225.1685 | 0 | 0 | 0 | 0.015508 | 222.9336 | 446.9819 | 672.1505 | 0 | 0 | 0 | 0 | 0 | 0 | 0 | 0 | 0 | 0.82154 | 1.6472 | 2.477 | 0.015355 | 0.030786 | 0.046294 | 222.9336 | 0 | 0 | 0 | 0.82154 | 0.015355 | 224.0483 | 0 | 0 | 0 | 0.015431 | 225.1685 | 0 | 0 | 0 | 0.015508 | 222.9336 | 0.030786 | 672.1505 | 0 | 0 | 0 | 0 | 0 | 0 | 0 | 0 | 0 | 0.82154 | 1.6472 | 2.477 | 0.015355 | 0.030786 | 0.046294 | 0.8839 | 0.50773 | 0.8839 | 0.82261 | 1.6867 | 0.90241 | 0.51817 | 0.90241 | 0.84542 | 1.722 | 0.93564 | 0.53931 | 0.93564 | 0.8879 | 1.7855 | 0.0013183 | 0.0013459 | 0.0013954 | 0.00011511 | 0.00011454 | 0.00011397 | 0.38493 | 0 | 0 | 0 | 0.0014185 | 2.6512e-05 | 0.39299 | 0 | 0 | 0 | 0.0014482 | 2.7067e-05 | 0.40746 | 0 | 0 | 0 | 0.0015015 | 2.8064e-05 | 5.7739 | 5.8949 | 6.1119 | 0 | 0 | 0 | 0 | 0 | 0 | 0 | 0 | 0 | 0.021278 | 0.021723 | 0.022523 | 0.38493 | 5.3579e-05 | 1.1854 | 0 | 0 | 0 | 0 | 0 | 0 | 0 | 0 | 0 | 0.0014185 | 0.0028667 | 0.0043683 | 2.6512e-05 | 5.3579e-05 | 8.1643e-05 | 1 | 1 | 1 | 1 | 1 | 1 | 1 | 1462.5 | -1077.354 | 0.26335 | 1462.5 | -1077.4983 | 0.26325 | 1462.5 | -1076.0205 | 0.26426 | 222.9336 | 0 | 0 | 0 | 0.82154 | 0.015355 | 224.0483 | 0 | 0 | 0 | 0.015431 | 225.1685 | 0 | 0 | 0 | 0.015508 | 222.9336 | 0.030786 | 672.1505 | 0 | 0 | 0 | 0 | 0 | 0 | 0 | 0 | 0 | 0.82154 | 1.6472 | 2.477 | 0.015355 | 0.030786 | 0.046294 | 138.5391 | 36.4839 | 138.5391 | 59.1105 | 46.1797 | 140.708 | 37.0412 | 140.708 | 60.4355 | 46.9027 | 144.0458 | 38.0655 | 144.0458 | 62.6697 | 48.0153 | 0.094728 | 0.096211 | 0.098493 | 0.0082715 | 0.0082304 | 0.0081894 | 27.6601 | 0 | 0 | 0 | 0.10193 | 0.0019051 | 28.0931 | 0 | 0 | 0 | 0.10353 | 0.0019349 | 28.7595 | 0 | 0 | 0 | 0.10598 | 0.0019808 | 414.9009 | 421.3964 | 431.3925 | 0 | 0 | 0 | 0 | 0 | 0 | 0 | 0 | 0 | 1.529 | 1.5529 | 1.5897 | 27.6601 | 0.00384 | 84.5126 | 0 | 0 | 0 | 0 | 0 | 0 | 0 | 0 | 0 | 0.10193 | 0.20546 | 0.31144 | 0.0019051 | 0.00384 | 0.0058208 | 1950 | -1564.854 | 0.19751 | 1950 | -1564.9983 | 0.19744 | 1950 | -1563.5205 | 0.19819 | 222.9336 | 0 | 0 | 0 | 0.82154 | 0.015355 | 224.0483 | 0 | 0 | 0 | 0.015431 | 225.1685 | 0 | 0 | 0 | 0.015508 | 222.9336 | 0.030786 | 672.1505 | 0 | 0 | 0 | 0 | 0 | 0 | 0 | 0 | 0 | 0.82154 | 1.6472 | 2.477 | 0.015355 | 0.030786 | 0.046294 | 1116.5927 | 220.5391 | 1116.5927 | 357.3129 | 0 | 1122.1757 | 221.5588 | 1122.1757 | 361.4892 | 0 | 1127.7866 | 223.5212 | 1127.7866 | 367.9978 | 0 | 0.57261 | 0.57547 | 0.57835 | 0.05 | 0.049751 | 0.049504 | 167.2002 | 0 | 0 | 0 | 0.61615 | 0.011516 | 168.0362 | 0 | 0 | 0 | 0.61923 | 0.011573 | 168.8764 | 0 | 0 | 0 | 0.62233 | 0.011631 | 2508.0033 | 2520.5433 | 2533.1461 | 0 | 0 | 0 | 0 | 0 | 0 | 0 | 0 | 0 | 9.2423 | 9.2885 | 9.3349 | 167.2002 | 0.023089 | 504.1128 | 0 | 0 | 0 | 0 | 0 | 0 | 0 | 0 | 0 | 0.61615 | 1.2354 | 1.8577 | 0.011516 | 0.023089 | 0.034721
| 703 | Business | Manufacturing/Industrial | Hot Water | Electric | 02-398 | 02-398.10 | Water Heaters | [02-398]_Business_Hot Water_Water Heater - Storage_>75,000 Btu/h_ROB_Electric_per unit | Std Electric Water Heaters | Energy Star Electric Water Heaters | ENGINEER | 291.9958 | 0 | 0 | 0 | 0.045194 | 0 | 1950 | 15 | 0.445 | 0.29785 | 0.42861 | 0.11215 | 0.16139 | 1 | 1 | Replace on Burnout | 114.5092 | 0.44521 | 4379.9376 | 0 | 0 | 0 | 17.0292 | 264.2056 | 0 | 0 | 0 | 120.9404 | 0 | 0 | 385.146 | 670.5025 | -285.3565 | 0.57441 | 263.4855 | 0 | 0 | 0 | 121.5163 | 0 | 0 | 385.0017 | 670.5025 | -285.5008 | 0.5742 | 264.0752 | 0 | 0 | 0 | 122.4043 | 0 | 0 | 386.4795 | 670.5025 | -284.023 | 0.5764 | per unit | 0.040713 | 168.6731 | 0.005 | 3299.8727 | 0 | 0 | 0 | 12.1604 | 0.22728 | 3316.3721 | 0 | 0 | 0 | 0.22841 | 3332.9539 | 0 | 0 | 0 | 0.22956 | 3299.8727 | 6616.2448 | 9949.1987 | 0 | 0 | 0 | 0 | 0 | 0 | 0 | 0 | 0 | 12.1604 | 24.3816 | 36.6639 | 0.22728 | 0.45569 | 0.68525 | 3299.8727 | 0 | 0 | 0 | 12.1604 | 0.22728 | 3316.3721 | 0 | 0 | 0 | 0.22841 | 3332.9539 | 0 | 0 | 0 | 0.22956 | 3299.8727 | 0.45569 | 9949.1987 | 0 | 0 | 0 | 0 | 0 | 0 | 0 | 0 | 0 | 12.1604 | 24.3816 | 36.6639 | 0.22728 | 0.45569 | 0.68525 | 61.069 | 35.0789 | 61.069 | 56.7668 | 116.5359 | 62.2947 | 35.7695 | 62.2947 | 58.2921 | 118.8748 | 64.7925 | 37.3466 | 64.7925 | 61.4139 | 123.6414 | 0.091079 | 0.092907 | 0.096633 | 0.00053729 | 0.00053462 | 0.00053196 | 26.5948 | 0 | 0 | 0 | 0.098005 | 0.0018317 | 27.1286 | 0 | 0 | 0 | 0.099972 | 0.0018685 | 28.2164 | 0 | 0 | 0 | 0.10398 | 0.0019434 | 398.9222 | 406.9287 | 423.2456 | 0 | 0 | 0 | 0 | 0 | 0 | 0 | 0 | 0 | 1.4701 | 1.4996 | 1.5597 | 26.5948 | 0.0037002 | 81.9398 | 0 | 0 | 0 | 0 | 0 | 0 | 0 | 0 | 0 | 0.098005 | 0.19798 | 0.30196 | 0.0018317 | 0.0037002 | 0.0056436 | 1 | 1 | 1 | 1 | 1 | 1 | 1 | 1462.5 | -1077.354 | 0.26335 | 1462.5 | -1077.4983 | 0.26325 | 1462.5 | -1076.0205 | 0.26426 | 3299.8727 | 0 | 0 | 0 | 12.1604 | 0.22728 | 3316.3721 | 0 | 0 | 0 | 0.22841 | 3332.9539 | 0 | 0 | 0 | 0.22956 | 3299.8727 | 0.45569 | 9949.1987 | 0 | 0 | 0 | 0 | 0 | 0 | 0 | 0 | 0 | 12.1604 | 24.3816 | 36.6639 | 0.22728 | 0.45569 | 0.68525 | 4285.6985 | 1128.6288 | 4285.6985 | 1826.4167 | 1428.5662 | 4334.2503 | 1140.9873 | 4334.2503 | 1859.419 | 1444.7501 | 4406.9836 | 1164.5873 | 4406.9836 | 1915.0832 | 1468.9945 | 2.9304 | 2.9636 | 3.0133 | 0.017287 | 0.017201 | 0.017115 | 855.6623 | 0 | 0 | 0 | 3.1532 | 0.058934 | 865.3559 | 0 | 0 | 0 | 3.1889 | 0.059601 | 879.8775 | 0 | 0 | 0 | 3.2424 | 0.060601 | 12834.9347 | 12980.3391 | 13198.1628 | 0 | 0 | 0 | 0 | 0 | 0 | 0 | 0 | 0 | 47.2982 | 47.834 | 48.6367 | 855.6623 | 0.11853 | 2600.8958 | 0 | 0 | 0 | 0 | 0 | 0 | 0 | 0 | 0 | 3.1532 | 6.3421 | 9.5846 | 0.058934 | 0.11853 | 0.17914 | 1950 | -1564.854 | 0.19751 | 1950 | -1564.9983 | 0.19744 | 1950 | -1563.5205 | 0.19819 | 3299.8727 | 0 | 0 | 0 | 12.1604 | 0.22728 | 3316.3721 | 0 | 0 | 0 | 0.22841 | 3332.9539 | 0 | 0 | 0 | 0.22956 | 3299.8727 | 0.45569 | 9949.1987 | 0 | 0 | 0 | 0 | 0 | 0 | 0 | 0 | 0 | 12.1604 | 24.3816 | 36.6639 | 0.22728 | 0.45569 | 0.68525 | 17629.708 | 3482.0572 | 17629.708 | 5634.8795 | 0 | 17717.8565 | 3498.1567 | 17717.8565 | 5700.7987 | 0 | 17806.4458 | 3529.1419 | 17806.4458 | 5803.4296 | 0 | 9.0409 | 9.0861 | 9.1315 | 0.053333 | 0.053068 | 0.052804 | 2639.8982 | 0 | 0 | 0 | 9.7283 | 0.18182 | 2653.0977 | 0 | 0 | 0 | 9.777 | 0.18273 | 2666.3631 | 0 | 0 | 0 | 9.8258 | 0.18365 | 39598.4724 | 39796.4648 | 39995.4471 | 0 | 0 | 0 | 0 | 0 | 0 | 0 | 0 | 0 | 145.9248 | 146.6544 | 147.3877 | 2639.8982 | 0.36455 | 7959.359 | 0 | 0 | 0 | 0 | 0 | 0 | 0 | 0 | 0 | 9.7283 | 19.5053 | 29.3311 | 0.18182 | 0.36455 | 0.5482
| 704 | Business | Office | Hot Water | Gas | 02-465 | 02-465.01 | Water Heaters | [02-465]_Business_Hot Water_Water Heater - Storage _< 75,000 Btu/h_Energy Star_ROB_Gas_per unit | Std Gas Storage Water Heater (UEF = 0.56) | Energy Star Gas Storage Water Heater (UEF = 0.73) | ENGINEER | 0 | 5.129 | 0 | 0 | 0 | 0 | 440 | 15 | 0.445 | 0.29785 | 0.42861 | 0.11215 | 0.16139 | 1 | 1 | Replace on Burnout | 5.4207 | #NUM! | 0 | 81.1703 | 0 | 0 | 81.1703 | 0 | 508.4299 | 0 | 0 | 0 | 5.4114 | 0 | 513.8412 | 161.8778 | 351.9634 | 3.1743 | 0 | 515.4038 | 0 | 0 | 0 | 5.4114 | 0 | 520.8152 | 161.8778 | 358.9374 | 3.2173 | 0 | 523.2247 | 0 | 0 | 0 | 5.4114 | 0 | 528.6361 | 161.8778 | 366.7583 | 3.2656 | per unit | 0.27608 | 6783.2277 | 0.005 | 0 | 2330.9958 | 0 | 0 | 2330.9958 | 0 | 0 | 2342.6507 | 0 | 0 | 0 | 0 | 2354.364 | 0 | 0 | 0 | 0 | 0 | 0 | 2330.9958 | 4673.6465 | 7028.0105 | 0 | 0 | 0 | 0 | 0 | 0 | 2330.9958 | 4673.6465 | 7028.0105 | 0 | 0 | 0 | 0 | 2330.9958 | 0 | 0 | 2330.9958 | 0 | 0 | 2342.6507 | 0 | 0 | 0 | 0 | 2354.364 | 0 | 0 | 0 | 0 | 0 | 0 | 2330.9958 | 4673.6465 | 7028.0105 | 0 | 0 | 0 | 0 | 0 | 0 | 2330.9958 | 4673.6465 | 7028.0105 | 0 | 0 | 0 | 8322.5935 | 26418.0234 | 8322.5935 | 23417.77 | 14299.0438 | 8420.142 | 27090.4198 | 8420.142 | 23804.3933 | 14466.6418 | 8542.5337 | 27896.9147 | 8542.5337 | 24293.1664 | 14676.9229 | 51.4128 | 52.0154 | 52.7715 | 0.0075417 | 0.0075042 | 0.0074668 | 0 | 263.6948 | 0 | 0 | 263.6948 | 0 | 0 | 266.7856 | 0 | 0 | 266.7856 | 0 | 0 | 270.6635 | 0 | 0 | 270.6635 | 0 | 0 | 0 | 0 | 3955.4227 | 4001.7839 | 4059.9522 | 0 | 0 | 0 | 0 | 0 | 0 | 3955.4227 | 4001.7839 | 4059.9522 | 0 | 0 | 0 | 263.6948 | 530.4804 | 801.1439 | 0 | 0 | 0 | 0 | 0 | 0 | 263.6948 | 530.4804 | 801.1439 | 0 | 0 | 0 | 1 | 1 | 1 | 1 | 1 | 1 | 1 | 330 | 183.8412 | 1.5571 | 330 | 190.8152 | 1.5782 | 330 | 198.6361 | 1.6019 | 0 | 2330.9958 | 0 | 0 | 2330.9958 | 0 | 0 | 2342.6507 | 0 | 0 | 0 | 0 | 2354.364 | 0 | 0 | 0 | 0 | 0 | 0 | 2330.9958 | 4673.6465 | 7028.0105 | 0 | 0 | 0 | 0 | 0 | 0 | 2330.9958 | 4673.6465 | 7028.0105 | 0 | 0 | 0 | 78741.5172 | 122607.9985 | 78741.5172 | 108683.6005 | 26247.1724 | 79269.5526 | 125105.4159 | 79269.5526 | 109930.3204 | 26423.1842 | 79842.1983 | 127901.4142 | 79842.1983 | 111378.9956 | 26614.0661 | 238.6107 | 240.2108 | 241.9461 | 0.035002 | 0.034827 | 0.034654 | 0 | 1223.8273 | 0 | 0 | 1223.8273 | 0 | 0 | 1232.0342 | 0 | 0 | 1232.0342 | 0 | 0 | 1240.9344 | 0 | 0 | 1240.9344 | 0 | 0 | 0 | 0 | 18357.4089 | 18480.5125 | 18614.0163 | 0 | 0 | 0 | 0 | 0 | 0 | 18357.4089 | 18480.5125 | 18614.0163 | 0 | 0 | 0 | 1223.8273 | 2455.8614 | 3696.7958 | 0 | 0 | 0 | 0 | 0 | 0 | 1223.8273 | 2455.8614 | 3696.7958 | 0 | 0 | 0 | 440 | 73.8412 | 1.1678 | 440 | 80.8152 | 1.1837 | 440 | 88.6361 | 1.2014 | 0 | 2330.9958 | 0 | 0 | 2330.9958 | 0 | 0 | 2342.6507 | 0 | 0 | 0 | 0 | 2354.364 | 0 | 0 | 0 | 0 | 0 | 0 | 2330.9958 | 4673.6465 | 7028.0105 | 0 | 0 | 0 | 0 | 0 | 0 | 2330.9958 | 4673.6465 | 7028.0105 | 0 | 0 | 0 | 159975.6421 | 186822.9174 | 159975.6421 | 165605.7319 | 0 | 160775.5203 | 190305.3033 | 160775.5203 | 167221.5612 | 0 | 161579.3979 | 194128.8623 | 161579.3979 | 169051.123 | 0 | 363.581 | 365.3989 | 367.2259 | 0.053333 | 0.053068 | 0.052804 | 0 | 1864.7966 | 0 | 0 | 1864.7966 | 0 | 0 | 1874.1206 | 0 | 0 | 1874.1206 | 0 | 0 | 1883.4912 | 0 | 0 | 1883.4912 | 0 | 0 | 0 | 0 | 27971.949 | 28111.8088 | 28252.3678 | 0 | 0 | 0 | 0 | 0 | 0 | 27971.949 | 28111.8088 | 28252.3678 | 0 | 0 | 0 | 1864.7966 | 3738.9172 | 5622.4084 | 0 | 0 | 0 | 0 | 0 | 0 | 1864.7966 | 3738.9172 | 5622.4084 | 0 | 0 | 0
| 705 | Business | Retail | Hot Water | Gas | 02-465 | 02-465.02 | Water Heaters | [02-465]_Business_Hot Water_Water Heater - Storage _< 75,000 Btu/h_Energy Star_ROB_Gas_per unit | Std Gas Storage Water Heater (UEF = 0.56) | Energy Star Gas Storage Water Heater (UEF = 0.73) | ENGINEER | 0 | 5.2996 | 0 | 0 | 0 | 0 | 440 | 15 | 0.445 | 0.29785 | 0.42861 | 0.11215 | 0.16139 | 1 | 1 | Replace on Burnout | 5.2462 | #NUM! | 0 | 83.8707 | 0 | 0 | 83.8707 | 0 | 525.3444 | 0 | 0 | 0 | 5.5914 | 0 | 530.9358 | 161.8778 | 369.058 | 3.2799 | 0 | 532.5503 | 0 | 0 | 0 | 5.5914 | 0 | 538.1417 | 161.8778 | 376.2639 | 3.3244 | 0 | 540.6314 | 0 | 0 | 0 | 5.5914 | 0 | 546.2228 | 161.8778 | 384.345 | 3.3743 | per unit | 0.32066 | 2747.7509 | 0.005 | 0 | 975.6532 | 0 | 0 | 975.6532 | 0 | 0 | 980.5314 | 0 | 0 | 0 | 0 | 985.4341 | 0 | 0 | 0 | 0 | 0 | 0 | 975.6532 | 1956.1846 | 2941.6187 | 0 | 0 | 0 | 0 | 0 | 0 | 975.6532 | 1956.1846 | 2941.6187 | 0 | 0 | 0 | 0 | 975.6532 | 0 | 0 | 975.6532 | 0 | 0 | 980.5314 | 0 | 0 | 0 | 0 | 985.4341 | 0 | 0 | 0 | 0 | 0 | 0 | 975.6532 | 1956.1846 | 2941.6187 | 0 | 0 | 0 | 0 | 0 | 0 | 975.6532 | 1956.1846 | 2941.6187 | 0 | 0 | 0 | 1166.5409 | 3826.0852 | 1166.5409 | 3401.1352 | 2004.2334 | 1183.7921 | 3935.3629 | 1183.7921 | 3467.7694 | 2033.8727 | 1204.1099 | 4063.017 | 1204.1099 | 3548.1391 | 2068.7807 | 7.2063 | 7.3129 | 7.4384 | 0.0026096 | 0.0025966 | 0.0025837 | 0 | 38.1906 | 0 | 0 | 38.1906 | 0 | 0 | 38.7553 | 0 | 0 | 38.7553 | 0 | 0 | 39.4205 | 0 | 0 | 39.4205 | 0 | 0 | 0 | 0 | 572.8583 | 581.3299 | 591.3075 | 0 | 0 | 0 | 0 | 0 | 0 | 572.8583 | 581.3299 | 591.3075 | 0 | 0 | 0 | 38.1906 | 76.9459 | 116.3664 | 0 | 0 | 0 | 0 | 0 | 0 | 38.1906 | 76.9459 | 116.3664 | 0 | 0 | 0 | 1 | 1 | 1 | 1 | 1 | 1 | 1 | 330 | 200.9358 | 1.6089 | 330 | 208.1417 | 1.6307 | 330 | 216.2228 | 1.6552 | 0 | 975.6532 | 0 | 0 | 975.6532 | 0 | 0 | 980.5314 | 0 | 0 | 0 | 0 | 985.4341 | 0 | 0 | 0 | 0 | 0 | 0 | 975.6532 | 1956.1846 | 2941.6187 | 0 | 0 | 0 | 0 | 0 | 0 | 975.6532 | 1956.1846 | 2941.6187 | 0 | 0 | 0 | 25026.3818 | 40264.8525 | 25026.3818 | 35792.7751 | 8342.1273 | 25218.0414 | 41123.8796 | 25218.0414 | 36237.6066 | 8406.0138 | 25427.1232 | 42087.4982 | 25427.1232 | 36754.0418 | 8475.7077 | 75.8375 | 76.4183 | 77.0519 | 0.027463 | 0.027326 | 0.02719 | 0 | 401.9087 | 0 | 0 | 401.9087 | 0 | 0 | 404.9867 | 0 | 0 | 404.9867 | 0 | 0 | 408.3444 | 0 | 0 | 408.3444 | 0 | 0 | 0 | 0 | 6028.6309 | 6074.7999 | 6125.1659 | 0 | 0 | 0 | 0 | 0 | 0 | 6028.6309 | 6074.7999 | 6125.1659 | 0 | 0 | 0 | 401.9087 | 806.8954 | 1215.2398 | 0 | 0 | 0 | 0 | 0 | 0 | 401.9087 | 806.8954 | 1215.2398 | 0 | 0 | 0 | 440 | 90.9358 | 1.2067 | 440 | 98.1417 | 1.223 | 440 | 106.2228 | 1.2414 | 0 | 975.6532 | 0 | 0 | 975.6532 | 0 | 0 | 980.5314 | 0 | 0 | 0 | 0 | 985.4341 | 0 | 0 | 0 | 0 | 0 | 0 | 975.6532 | 1956.1846 | 2941.6187 | 0 | 0 | 0 | 0 | 0 | 0 | 975.6532 | 1956.1846 | 2941.6187 | 0 | 0 | 0 | 60752.7721 | 73308.6817 | 60752.7721 | 65166.5408 | 0 | 61056.536 | 74675.1581 | 61056.536 | 65802.3764 | 0 | 61361.8187 | 76175.5098 | 61361.8187 | 66522.3165 | 0 | 138.0745 | 138.7649 | 139.4587 | 0.05 | 0.049751 | 0.049504 | 0 | 731.7399 | 0 | 0 | 731.7399 | 0 | 0 | 735.3986 | 0 | 0 | 735.3986 | 0 | 0 | 739.0756 | 0 | 0 | 739.0756 | 0 | 0 | 0 | 0 | 10976.0983 | 11030.9788 | 11086.1337 | 0 | 0 | 0 | 0 | 0 | 0 | 10976.0983 | 11030.9788 | 11086.1337 | 0 | 0 | 0 | 731.7399 | 1467.1385 | 2206.2141 | 0 | 0 | 0 | 0 | 0 | 0 | 731.7399 | 1467.1385 | 2206.2141 | 0 | 0 | 0
| 706 | Business | Food Service | Hot Water | Gas | 02-465 | 02-465.03 | Water Heaters | [02-465]_Business_Hot Water_Water Heater - Storage _< 75,000 Btu/h_Energy Star_ROB_Gas_per unit | Std Gas Storage Water Heater (UEF = 0.56) | Energy Star Gas Storage Water Heater (UEF = 0.73) | ENGINEER | 0 | 5.2996 | 0 | 0 | 0 | 0 | 440 | 15 | 0.445 | 0.29785 | 0.42861 | 0.11215 | 0.16139 | 1 | 1 | Replace on Burnout | 5.2462 | #NUM! | 0 | 83.8707 | 0 | 0 | 83.8707 | 0 | 525.3444 | 0 | 0 | 0 | 5.5914 | 0 | 637.1229 | 161.8778 | 475.2451 | 3.9358 | 0 | 532.5503 | 0 | 0 | 0 | 5.5914 | 0 | 645.7701 | 161.8778 | 483.8923 | 3.9892 | 0 | 540.6314 | 0 | 0 | 0 | 5.5914 | 0 | 655.4674 | 161.8778 | 493.5895 | 4.0491 | per unit | 0.33995 | 544.9366 | 0.005 | 0 | 193.4925 | 0 | 0 | 193.4925 | 0 | 0 | 194.4599 | 0 | 0 | 0 | 0 | 195.4322 | 0 | 0 | 0 | 0 | 0 | 0 | 193.4925 | 387.9524 | 583.3846 | 0 | 0 | 0 | 0 | 0 | 0 | 193.4925 | 387.9524 | 583.3846 | 0 | 0 | 0 | 0 | 193.4925 | 0 | 0 | 193.4925 | 0 | 0 | 194.4599 | 0 | 0 | 0 | 0 | 195.4322 | 0 | 0 | 0 | 0 | 0 | 0 | 193.4925 | 387.9524 | 583.3846 | 0 | 0 | 0 | 0 | 0 | 0 | 193.4925 | 387.9524 | 583.3846 | 0 | 0 | 0 | 312.7713 | 1231.0135 | 312.7713 | 1059.7665 | 537.3722 | 317.1376 | 1265.1391 | 317.1376 | 1079.647 | 544.8739 | 322.4893 | 1305.8072 | 322.4893 | 1104.3561 | 554.0687 | 1.9321 | 1.9591 | 1.9922 | 0.003528 | 0.0035104 | 0.003493 | 0 | 10.2396 | 0 | 0 | 10.2396 | 0 | 0 | 10.3825 | 0 | 0 | 10.3825 | 0 | 0 | 10.5577 | 0 | 0 | 10.5577 | 0 | 0 | 0 | 0 | 153.594 | 155.7381 | 158.3662 | 0 | 0 | 0 | 0 | 0 | 0 | 153.594 | 155.7381 | 158.3662 | 0 | 0 | 0 | 10.2396 | 20.6221 | 31.1799 | 0 | 0 | 0 | 0 | 0 | 0 | 10.2396 | 20.6221 | 31.1799 | 0 | 0 | 0 | 1 | 1 | 1 | 1 | 1 | 1 | 1 | 330 | 307.1229 | 1.9307 | 330 | 315.7701 | 1.9569 | 330 | 325.4674 | 1.9863 | 0 | 193.4925 | 0 | 0 | 193.4925 | 0 | 0 | 194.4599 | 0 | 0 | 0 | 0 | 195.4322 | 0 | 0 | 0 | 0 | 0 | 0 | 193.4925 | 387.9524 | 583.3846 | 0 | 0 | 0 | 0 | 0 | 0 | 193.4925 | 387.9524 | 583.3846 | 0 | 0 | 0 | 5375.8604 | 10379.0421 | 5375.8604 | 8935.2074 | 1791.9535 | 5415.6001 | 10597.6741 | 5415.6001 | 9043.8655 | 1805.2 | 5458.7104 | 10842.4439 | 5458.7104 | 9169.7455 | 1819.5701 | 16.2905 | 16.4109 | 16.5415 | 0.029746 | 0.029598 | 0.02945 | 0 | 86.3331 | 0 | 0 | 86.3331 | 0 | 0 | 86.9713 | 0 | 0 | 86.9713 | 0 | 0 | 87.6636 | 0 | 0 | 87.6636 | 0 | 0 | 0 | 0 | 1294.9965 | 1304.5695 | 1314.9544 | 0 | 0 | 0 | 0 | 0 | 0 | 1294.9965 | 1304.5695 | 1314.9544 | 0 | 0 | 0 | 86.3331 | 173.3044 | 260.968 | 0 | 0 | 0 | 0 | 0 | 0 | 86.3331 | 173.3044 | 260.968 | 0 | 0 | 0 | 440 | 197.1229 | 1.448 | 440 | 205.7701 | 1.4677 | 440 | 215.4674 | 1.4897 | 0 | 193.4925 | 0 | 0 | 193.4925 | 0 | 0 | 194.4599 | 0 | 0 | 0 | 0 | 195.4322 | 0 | 0 | 0 | 0 | 0 | 0 | 193.4925 | 387.9524 | 583.3846 | 0 | 0 | 0 | 0 | 0 | 0 | 193.4925 | 387.9524 | 583.3846 | 0 | 0 | 0 | 12048.5475 | 17446.3769 | 12048.5475 | 15019.4011 | 0 | 12108.7903 | 17771.578 | 12108.7903 | 15165.9467 | 0 | 12169.3342 | 18128.6394 | 12169.3342 | 15331.8765 | 0 | 27.3831 | 27.52 | 27.6576 | 0.05 | 0.049751 | 0.049504 | 0 | 145.1194 | 0 | 0 | 145.1194 | 0 | 0 | 145.8449 | 0 | 0 | 145.8449 | 0 | 0 | 146.5742 | 0 | 0 | 146.5742 | 0 | 0 | 0 | 0 | 2176.7903 | 2187.6742 | 2198.6126 | 0 | 0 | 0 | 0 | 0 | 0 | 2176.7903 | 2187.6742 | 2198.6126 | 0 | 0 | 0 | 145.1194 | 290.9643 | 437.5385 | 0 | 0 | 0 | 0 | 0 | 0 | 145.1194 | 290.9643 | 437.5385 | 0 | 0 | 0
| 707 | Business | Healthcare/Hospitals | Hot Water | Gas | 02-465 | 02-465.04 | Water Heaters | [02-465]_Business_Hot Water_Water Heater - Storage _< 75,000 Btu/h_Energy Star_ROB_Gas_per unit | Std Gas Storage Water Heater (UEF = 0.56) | Energy Star Gas Storage Water Heater (UEF = 0.73) | ENGINEER | 0 | 7.9093 | 0 | 0 | 0 | 0 | 440 | 15 | 0.445 | 0.29785 | 0.42861 | 0.11215 | 0.16139 | 1 | 1 | Replace on Burnout | 3.5152 | #NUM! | 0 | 125.1706 | 0 | 0 | 125.1706 | 0 | 784.0367 | 0 | 0 | 0 | 8.3447 | 0 | 792.3814 | 185.4751 | 606.9064 | 4.2722 | 0 | 794.791 | 0 | 0 | 0 | 8.3447 | 0 | 803.1358 | 185.4751 | 617.6607 | 4.3302 | 0 | 806.8514 | 0 | 0 | 0 | 8.3447 | 0 | 815.1961 | 185.4751 | 629.7211 | 4.3952 | per unit | 0.44018 | 1195.525 | 0.005 | 0 | 633.5327 | 0 | 0 | 633.5327 | 0 | 0 | 636.7004 | 0 | 0 | 0 | 0 | 639.8839 | 0 | 0 | 0 | 0 | 0 | 0 | 633.5327 | 1270.2331 | 1910.117 | 0 | 0 | 0 | 0 | 0 | 0 | 633.5327 | 1270.2331 | 1910.117 | 0 | 0 | 0 | 0 | 633.5327 | 0 | 0 | 633.5327 | 0 | 0 | 636.7004 | 0 | 0 | 0 | 0 | 639.8839 | 0 | 0 | 0 | 0 | 0 | 0 | 633.5327 | 1270.2331 | 1910.117 | 0 | 0 | 0 | 0 | 0 | 0 | 633.5327 | 1270.2331 | 1910.117 | 0 | 0 | 0 | 2043.1536 | 8728.7048 | 2043.1536 | 8437.3063 | 2803.7926 | 2067.228 | 8951.4181 | 2067.228 | 8577.1306 | 2836.8296 | 2095.4509 | 9209.8829 | 2095.4509 | 8745.6251 | 2875.5595 | 11.0158 | 11.1456 | 11.2978 | 0.0091683 | 0.0091227 | 0.0090773 | 0 | 87.1267 | 0 | 0 | 87.1267 | 0 | 0 | 88.1533 | 0 | 0 | 88.1533 | 0 | 0 | 89.3568 | 0 | 0 | 89.3568 | 0 | 0 | 0 | 0 | 1306.9001 | 1322.2992 | 1340.352 | 0 | 0 | 0 | 0 | 0 | 0 | 1306.9001 | 1322.2992 | 1340.352 | 0 | 0 | 0 | 87.1267 | 175.28 | 264.6368 | 0 | 0 | 0 | 0 | 0 | 0 | 87.1267 | 175.28 | 264.6368 | 0 | 0 | 0 | 1 | 1 | 1 | 1 | 1 | 1 | 1 | 330 | 462.3814 | 2.4012 | 330 | 473.1358 | 2.4337 | 330 | 485.1961 | 2.4703 | 0 | 633.5327 | 0 | 0 | 633.5327 | 0 | 0 | 636.7004 | 0 | 0 | 0 | 0 | 639.8839 | 0 | 0 | 0 | 0 | 0 | 0 | 633.5327 | 1270.2331 | 1910.117 | 0 | 0 | 0 | 0 | 0 | 0 | 633.5327 | 1270.2331 | 1910.117 | 0 | 0 | 0 | 13601.0896 | 32658.3352 | 13601.0896 | 31568.0718 | 4533.6965 | 13692.5846 | 33324.2554 | 13692.5846 | 31930.8615 | 4564.1949 | 13790.1345 | 34065.65 | 13790.1345 | 32348.4465 | 4596.7115 | 41.2154 | 41.4927 | 41.7883 | 0.034303 | 0.034133 | 0.033963 | 0 | 325.9833 | 0 | 0 | 325.9833 | 0 | 0 | 328.1762 | 0 | 0 | 328.1762 | 0 | 0 | 330.5142 | 0 | 0 | 330.5142 | 0 | 0 | 0 | 0 | 4889.7496 | 4922.6431 | 4957.7135 | 0 | 0 | 0 | 0 | 0 | 0 | 4889.7496 | 4922.6431 | 4957.7135 | 0 | 0 | 0 | 325.9833 | 654.1595 | 984.6737 | 0 | 0 | 0 | 0 | 0 | 0 | 325.9833 | 654.1595 | 984.6737 | 0 | 0 | 0 | 440 | 352.3814 | 1.8009 | 440 | 363.1358 | 1.8253 | 440 | 375.1961 | 1.8527 | 0 | 633.5327 | 0 | 0 | 633.5327 | 0 | 0 | 636.7004 | 0 | 0 | 0 | 0 | 639.8839 | 0 | 0 | 0 | 0 | 0 | 0 | 633.5327 | 1270.2331 | 1910.117 | 0 | 0 | 0 | 0 | 0 | 0 | 633.5327 | 1270.2331 | 1910.117 | 0 | 0 | 0 | 26433.057 | 47602.4162 | 26433.057 | 46013.2606 | 0 | 26565.2222 | 48489.7269 | 26565.2222 | 46462.216 | 0 | 26698.0484 | 49463.9685 | 26698.0484 | 46970.5565 | 0 | 60.0751 | 60.3755 | 60.6774 | 0.05 | 0.049751 | 0.049504 | 0 | 475.1495 | 0 | 0 | 475.1495 | 0 | 0 | 477.5253 | 0 | 0 | 477.5253 | 0 | 0 | 479.9129 | 0 | 0 | 479.9129 | 0 | 0 | 0 | 0 | 7127.2432 | 7162.8794 | 7198.6938 | 0 | 0 | 0 | 0 | 0 | 0 | 7127.2432 | 7162.8794 | 7198.6938 | 0 | 0 | 0 | 475.1495 | 952.6748 | 1432.5878 | 0 | 0 | 0 | 0 | 0 | 0 | 475.1495 | 952.6748 | 1432.5878 | 0 | 0 | 0
| 708 | Business | Campus/Education | Hot Water | Gas | 02-465 | 02-465.05 | Water Heaters | [02-465]_Business_Hot Water_Water Heater - Storage _< 75,000 Btu/h_Energy Star_ROB_Gas_per unit | Std Gas Storage Water Heater (UEF = 0.56) | Energy Star Gas Storage Water Heater (UEF = 0.73) | ENGINEER | 0 | 5.7011 | 0 | 0 | 0 | 0 | 440 | 15 | 0.445 | 0.29785 | 0.42861 | 0.11215 | 0.16139 | 1 | 1 | Replace on Burnout | 4.8767 | #NUM! | 0 | 90.2245 | 0 | 0 | 90.2245 | 0 | 565.1432 | 0 | 0 | 0 | 6.015 | 0 | 571.1582 | 185.4751 | 385.6831 | 3.0794 | 0 | 572.8951 | 0 | 0 | 0 | 6.015 | 0 | 578.91 | 185.4751 | 393.435 | 3.1212 | 0 | 581.5883 | 0 | 0 | 0 | 6.015 | 0 | 587.6033 | 185.4751 | 402.1283 | 3.1681 | per unit | 0.36812 | 836.0091 | 0.005 | 0 | 319.3328 | 0 | 0 | 319.3328 | 0 | 0 | 320.9295 | 0 | 0 | 0 | 0 | 322.5341 | 0 | 0 | 0 | 0 | 0 | 0 | 319.3328 | 640.2622 | 962.7963 | 0 | 0 | 0 | 0 | 0 | 0 | 319.3328 | 640.2622 | 962.7963 | 0 | 0 | 0 | 0 | 319.3328 | 0 | 0 | 319.3328 | 0 | 0 | 320.9295 | 0 | 0 | 0 | 0 | 322.5341 | 0 | 0 | 0 | 0 | 0 | 0 | 319.3328 | 640.2622 | 962.7963 | 0 | 0 | 0 | 0 | 0 | 0 | 319.3328 | 640.2622 | 962.7963 | 0 | 0 | 0 | 781.3004 | 2405.9629 | 781.3004 | 2226.3055 | 1072.1681 | 792.0034 | 2472.0235 | 792.0034 | 2267.4858 | 1086.8557 | 804.8578 | 2549.8692 | 804.8578 | 2317.9094 | 1104.4957 | 4.2124 | 4.2701 | 4.3394 | 0.0050137 | 0.0049887 | 0.0049639 | 0 | 24.0154 | 0 | 0 | 24.0154 | 0 | 0 | 24.3444 | 0 | 0 | 24.3444 | 0 | 0 | 24.7395 | 0 | 0 | 24.7395 | 0 | 0 | 0 | 0 | 360.2314 | 365.1661 | 371.0929 | 0 | 0 | 0 | 0 | 0 | 0 | 360.2314 | 365.1661 | 371.0929 | 0 | 0 | 0 | 24.0154 | 48.3598 | 73.0994 | 0 | 0 | 0 | 0 | 0 | 0 | 24.0154 | 48.3598 | 73.0994 | 0 | 0 | 0 | 1 | 1 | 1 | 1 | 1 | 1 | 1 | 330 | 241.1582 | 1.7308 | 330 | 248.91 | 1.7543 | 330 | 257.6033 | 1.7806 | 0 | 319.3328 | 0 | 0 | 319.3328 | 0 | 0 | 320.9295 | 0 | 0 | 0 | 0 | 322.5341 | 0 | 0 | 0 | 0 | 0 | 0 | 319.3328 | 640.2622 | 962.7963 | 0 | 0 | 0 | 0 | 0 | 0 | 319.3328 | 640.2622 | 962.7963 | 0 | 0 | 0 | 8094.8247 | 14010.3799 | 8094.8247 | 12964.2001 | 2698.2749 | 8154.3591 | 14304.9708 | 8154.3591 | 13121.3633 | 2718.1197 | 8220.1946 | 14637.0109 | 8220.1946 | 13305.4923 | 2740.0649 | 24.5298 | 24.7102 | 24.9097 | 0.029196 | 0.02905 | 0.028906 | 0 | 139.8464 | 0 | 0 | 139.8464 | 0 | 0 | 140.8749 | 0 | 0 | 140.8749 | 0 | 0 | 142.0123 | 0 | 0 | 142.0123 | 0 | 0 | 0 | 0 | 2097.6957 | 2113.1235 | 2130.1841 | 0 | 0 | 0 | 0 | 0 | 0 | 2097.6957 | 2113.1235 | 2130.1841 | 0 | 0 | 0 | 139.8464 | 280.7213 | 422.7336 | 0 | 0 | 0 | 0 | 0 | 0 | 139.8464 | 280.7213 | 422.7336 | 0 | 0 | 0 | 440 | 131.1582 | 1.2981 | 440 | 138.91 | 1.3157 | 440 | 147.6033 | 1.3355 | 0 | 319.3328 | 0 | 0 | 319.3328 | 0 | 0 | 320.9295 | 0 | 0 | 0 | 0 | 322.5341 | 0 | 0 | 0 | 0 | 0 | 0 | 319.3328 | 640.2622 | 962.7963 | 0 | 0 | 0 | 0 | 0 | 0 | 319.3328 | 640.2622 | 962.7963 | 0 | 0 | 0 | 18484.1607 | 23994.0444 | 18484.1607 | 22202.3669 | 0 | 18576.5815 | 24441.2942 | 18576.5815 | 22418.9973 | 0 | 18669.4644 | 24932.3617 | 18669.4644 | 22664.2822 | 0 | 42.0095 | 42.2195 | 42.4306 | 0.05 | 0.049751 | 0.049504 | 0 | 239.4996 | 0 | 0 | 239.4996 | 0 | 0 | 240.6971 | 0 | 0 | 240.6971 | 0 | 0 | 241.9006 | 0 | 0 | 241.9006 | 0 | 0 | 0 | 0 | 3592.4939 | 3610.4563 | 3628.5086 | 0 | 0 | 0 | 0 | 0 | 0 | 3592.4939 | 3610.4563 | 3628.5086 | 0 | 0 | 0 | 239.4996 | 480.1967 | 722.0973 | 0 | 0 | 0 | 0 | 0 | 0 | 239.4996 | 480.1967 | 722.0973 | 0 | 0 | 0
| 709 | Business | Warehouse | Hot Water | Gas | 02-465 | 02-465.06 | Water Heaters | [02-465]_Business_Hot Water_Water Heater - Storage _< 75,000 Btu/h_Energy Star_ROB_Gas_per unit | Std Gas Storage Water Heater (UEF = 0.56) | Energy Star Gas Storage Water Heater (UEF = 0.73) | ENGINEER | 0 | 3.4227 | 0 | 0 | 0 | 0 | 440 | 15 | 0.445 | 0.29785 | 0.42861 | 0.11215 | 0.16139 | 1 | 1 | Replace on Burnout | 8.1231 | #NUM! | 0 | 54.1665 | 0 | 0 | 54.1665 | 0 | 339.2849 | 0 | 0 | 0 | 3.6111 | 0 | 342.896 | 185.4751 | 157.421 | 1.8487 | 0 | 343.9388 | 0 | 0 | 0 | 3.6111 | 0 | 347.5499 | 185.4751 | 162.0748 | 1.8738 | 0 | 349.1578 | 0 | 0 | 0 | 3.6111 | 0 | 352.7689 | 185.4751 | 167.2938 | 1.902 | per unit | 0.47524 | 986.5931 | 0.005 | 0 | 226.2438 | 0 | 0 | 226.2438 | 0 | 0 | 227.375 | 0 | 0 | 0 | 0 | 228.5119 | 0 | 0 | 0 | 0 | 0 | 0 | 226.2438 | 453.6188 | 682.1306 | 0 | 0 | 0 | 0 | 0 | 0 | 226.2438 | 453.6188 | 682.1306 | 0 | 0 | 0 | 0 | 226.2438 | 0 | 0 | 226.2438 | 0 | 0 | 227.375 | 0 | 0 | 0 | 0 | 228.5119 | 0 | 0 | 0 | 0 | 0 | 0 | 226.2438 | 453.6188 | 682.1306 | 0 | 0 | 0 | 0 | 0 | 0 | 226.2438 | 453.6188 | 682.1306 | 0 | 0 | 0 | 1114.7255 | 2060.8428 | 1114.7255 | 1912.2262 | 1529.7229 | 1129.3857 | 2116.2839 | 1129.3857 | 1946.5453 | 1549.8411 | 1145.6947 | 2179.0825 | 1145.6947 | 1986.3274 | 1572.2216 | 6.0101 | 6.0892 | 6.1771 | 0.0060615 | 0.0060313 | 0.0060013 | 0 | 20.5706 | 0 | 0 | 20.5706 | 0 | 0 | 20.8411 | 0 | 0 | 20.8411 | 0 | 0 | 21.1421 | 0 | 0 | 21.1421 | 0 | 0 | 0 | 0 | 308.5584 | 312.6164 | 317.1308 | 0 | 0 | 0 | 0 | 0 | 0 | 308.5584 | 312.6164 | 317.1308 | 0 | 0 | 0 | 20.5706 | 41.4117 | 62.5537 | 0 | 0 | 0 | 0 | 0 | 0 | 20.5706 | 41.4117 | 62.5537 | 0 | 0 | 0 | 1 | 1 | 1 | 1 | 1 | 1 | 1 | 330 | 12.896 | 1.0391 | 330 | 17.5499 | 1.0532 | 330 | 22.7689 | 1.069 | 0 | 226.2438 | 0 | 0 | 226.2438 | 0 | 0 | 227.375 | 0 | 0 | 0 | 0 | 228.5119 | 0 | 0 | 0 | 0 | 0 | 0 | 226.2438 | 453.6188 | 682.1306 | 0 | 0 | 0 | 0 | 0 | 0 | 226.2438 | 453.6188 | 682.1306 | 0 | 0 | 0 | 9819.4754 | 10203.2091 | 9819.4754 | 9467.4103 | 3273.1585 | 9891.944 | 10418.0115 | 9891.944 | 9582.4246 | 3297.3147 | 9969.7319 | 10657.6099 | 9969.7319 | 9714.8694 | 3323.244 | 29.756 | 29.9756 | 30.2113 | 0.03001 | 0.029861 | 0.029712 | 0 | 101.8446 | 0 | 0 | 101.8446 | 0 | 0 | 102.5962 | 0 | 0 | 102.5962 | 0 | 0 | 103.403 | 0 | 0 | 103.403 | 0 | 0 | 0 | 0 | 1527.6694 | 1538.9437 | 1551.0456 | 0 | 0 | 0 | 0 | 0 | 0 | 1527.6694 | 1538.9437 | 1551.0456 | 0 | 0 | 0 | 101.8446 | 204.4409 | 307.8439 | 0 | 0 | 0 | 0 | 0 | 0 | 101.8446 | 204.4409 | 307.8439 | 0 | 0 | 0 | 440 | -97.104 | 0.77931 | 440 | -92.4501 | 0.78989 | 440 | -87.2311 | 0.80175 | 0 | 226.2438 | 0 | 0 | 226.2438 | 0 | 0 | 227.375 | 0 | 0 | 0 | 0 | 228.5119 | 0 | 0 | 0 | 0 | 0 | 0 | 226.2438 | 453.6188 | 682.1306 | 0 | 0 | 0 | 0 | 0 | 0 | 226.2438 | 453.6188 | 682.1306 | 0 | 0 | 0 | 23267.8114 | 18132.818 | 23267.8114 | 16825.1798 | 0 | 23384.1505 | 18470.8143 | 23384.1505 | 16989.3445 | 0 | 23501.0712 | 18841.9246 | 23501.0712 | 17175.224 | 0 | 52.8814 | 53.1458 | 53.4115 | 0.053333 | 0.053068 | 0.052804 | 0 | 180.995 | 0 | 0 | 180.995 | 0 | 0 | 181.9 | 0 | 0 | 181.9 | 0 | 0 | 182.8095 | 0 | 0 | 182.8095 | 0 | 0 | 0 | 0 | 2714.9253 | 2728.4999 | 2742.1424 | 0 | 0 | 0 | 0 | 0 | 0 | 2714.9253 | 2728.4999 | 2742.1424 | 0 | 0 | 0 | 180.995 | 362.895 | 545.7045 | 0 | 0 | 0 | 0 | 0 | 0 | 180.995 | 362.895 | 545.7045 | 0 | 0 | 0
| 710 | Business | Lodging | Hot Water | Gas | 02-465 | 02-465.07 | Water Heaters | [02-465]_Business_Hot Water_Water Heater - Storage _< 75,000 Btu/h_Energy Star_ROB_Gas_per unit | Std Gas Storage Water Heater (UEF = 0.56) | Energy Star Gas Storage Water Heater (UEF = 0.73) | ENGINEER | 0 | 7.1765 | 0 | 0 | 0 | 0 | 440 | 15 | 0.445 | 0.29785 | 0.42861 | 0.11215 | 0.16139 | 1 | 1 | Replace on Burnout | 3.8741 | #NUM! | 0 | 113.5749 | 0 | 0 | 113.5749 | 0 | 711.4039 | 0 | 0 | 0 | 7.5717 | 0 | 718.9755 | 161.8778 | 557.0977 | 4.4415 | 0 | 721.1619 | 0 | 0 | 0 | 7.5717 | 0 | 728.7336 | 161.8778 | 566.8558 | 4.5018 | 0 | 732.105 | 0 | 0 | 0 | 7.5717 | 0 | 739.6767 | 161.8778 | 577.7989 | 4.5694 | per unit | 0.50933 | 1460.2586 | 0.005 | 0 | 702.134 | 0 | 0 | 702.134 | 0 | 0 | 705.6447 | 0 | 0 | 0 | 0 | 709.1729 | 0 | 0 | 0 | 0 | 0 | 0 | 702.134 | 1407.7787 | 2116.9516 | 0 | 0 | 0 | 0 | 0 | 0 | 702.134 | 1407.7787 | 2116.9516 | 0 | 0 | 0 | 0 | 702.134 | 0 | 0 | 702.134 | 0 | 0 | 705.6447 | 0 | 0 | 0 | 0 | 709.1729 | 0 | 0 | 0 | 0 | 0 | 0 | 702.134 | 1407.7787 | 2116.9516 | 0 | 0 | 0 | 0 | 0 | 0 | 702.134 | 1407.7787 | 2116.9516 | 0 | 0 | 0 | 2860.4148 | 12704.4482 | 2860.4148 | 11219.1982 | 4914.4773 | 2892.0703 | 13019.3802 | 2892.0703 | 11397.051 | 4968.8646 | 2927.0898 | 13374.9039 | 2927.0898 | 11603.244 | 5029.0316 | 17.6702 | 17.8658 | 18.0821 | 0.012041 | 0.011981 | 0.011921 | 0 | 126.8111 | 0 | 0 | 126.8111 | 0 | 0 | 128.2144 | 0 | 0 | 128.2144 | 0 | 0 | 129.767 | 0 | 0 | 129.767 | 0 | 0 | 0 | 0 | 1902.1659 | 1923.2166 | 1946.5045 | 0 | 0 | 0 | 0 | 0 | 0 | 1902.1659 | 1923.2166 | 1946.5045 | 0 | 0 | 0 | 126.8111 | 255.0255 | 384.7925 | 0 | 0 | 0 | 0 | 0 | 0 | 126.8111 | 255.0255 | 384.7925 | 0 | 0 | 0 | 1 | 1 | 1 | 1 | 1 | 1 | 1 | 330 | 388.9755 | 2.1787 | 330 | 398.7336 | 2.2083 | 330 | 409.6767 | 2.2414 | 0 | 702.134 | 0 | 0 | 702.134 | 0 | 0 | 705.6447 | 0 | 0 | 0 | 0 | 709.1729 | 0 | 0 | 0 | 0 | 0 | 0 | 702.134 | 1407.7787 | 2116.9516 | 0 | 0 | 0 | 0 | 0 | 0 | 702.134 | 1407.7787 | 2116.9516 | 0 | 0 | 0 | 18887.1305 | 41149.6501 | 18887.1305 | 36338.9323 | 6295.7102 | 19006.6476 | 41972.068 | 19006.6476 | 36741.9797 | 6335.5492 | 19134.0875 | 42887.9965 | 19134.0875 | 37206.9877 | 6378.0292 | 57.2337 | 57.5959 | 57.9821 | 0.038999 | 0.038805 | 0.038612 | 0 | 410.7404 | 0 | 0 | 410.7404 | 0 | 0 | 413.3396 | 0 | 0 | 413.3396 | 0 | 0 | 416.111 | 0 | 0 | 416.111 | 0 | 0 | 0 | 0 | 6161.1066 | 6200.0939 | 6241.6657 | 0 | 0 | 0 | 0 | 0 | 0 | 6161.1066 | 6200.0939 | 6241.6657 | 0 | 0 | 0 | 410.7404 | 824.08 | 1240.1911 | 0 | 0 | 0 | 0 | 0 | 0 | 410.7404 | 824.08 | 1240.1911 | 0 | 0 | 0 | 440 | 278.9755 | 1.634 | 440 | 288.7336 | 1.6562 | 440 | 299.6767 | 1.6811 | 0 | 702.134 | 0 | 0 | 702.134 | 0 | 0 | 705.6447 | 0 | 0 | 0 | 0 | 709.1729 | 0 | 0 | 0 | 0 | 0 | 0 | 702.134 | 1407.7787 | 2116.9516 | 0 | 0 | 0 | 0 | 0 | 0 | 702.134 | 1407.7787 | 2116.9516 | 0 | 0 | 0 | 34438.7397 | 56274.1158 | 34438.7397 | 49695.229 | 0 | 34610.9334 | 57323.0673 | 34610.9334 | 50180.1096 | 0 | 34783.9881 | 58474.7858 | 34783.9881 | 50729.1274 | 0 | 78.2699 | 78.6612 | 79.0545 | 0.053333 | 0.053068 | 0.052804 | 0 | 561.7072 | 0 | 0 | 561.7072 | 0 | 0 | 564.5157 | 0 | 0 | 564.5157 | 0 | 0 | 567.3383 | 0 | 0 | 567.3383 | 0 | 0 | 0 | 0 | 8425.6082 | 8467.7362 | 8510.0749 | 0 | 0 | 0 | 0 | 0 | 0 | 8425.6082 | 8467.7362 | 8510.0749 | 0 | 0 | 0 | 561.7072 | 1126.223 | 1693.5613 | 0 | 0 | 0 | 0 | 0 | 0 | 561.7072 | 1126.223 | 1693.5613 | 0 | 0 | 0
| 711 | Business | Other Commercial | Hot Water | Gas | 02-465 | 02-465.08 | Water Heaters | [02-465]_Business_Hot Water_Water Heater - Storage _< 75,000 Btu/h_Energy Star_ROB_Gas_per unit | Std Gas Storage Water Heater (UEF = 0.56) | Energy Star Gas Storage Water Heater (UEF = 0.73) | ENGINEER | 0 | 3.4227 | 0 | 0 | 0 | 0 | 440 | 15 | 0.445 | 0.29785 | 0.42861 | 0.11215 | 0.16139 | 1 | 1 | Replace on Burnout | 8.1231 | #NUM! | 0 | 54.1665 | 0 | 0 | 54.1665 | 0 | 339.2849 | 0 | 0 | 0 | 3.6111 | 0 | 342.896 | 161.8778 | 181.0182 | 2.1182 | 0 | 343.9388 | 0 | 0 | 0 | 3.6111 | 0 | 347.5499 | 161.8778 | 185.6721 | 2.147 | 0 | 349.1578 | 0 | 0 | 0 | 3.6111 | 0 | 352.7689 | 161.8778 | 190.8911 | 2.1792 | per unit | 0.25949 | 986.0627 | 0.005 | 0 | 226.1221 | 0 | 0 | 226.1221 | 0 | 0 | 227.2528 | 0 | 0 | 0 | 0 | 228.389 | 0 | 0 | 0 | 0 | 0 | 0 | 226.1221 | 453.3749 | 681.7639 | 0 | 0 | 0 | 0 | 0 | 0 | 226.1221 | 453.3749 | 681.7639 | 0 | 0 | 0 | 0 | 226.1221 | 0 | 0 | 226.1221 | 0 | 0 | 227.2528 | 0 | 0 | 0 | 0 | 228.389 | 0 | 0 | 0 | 0 | 0 | 0 | 226.1221 | 453.3749 | 681.7639 | 0 | 0 | 0 | 0 | 0 | 0 | 226.1221 | 453.3749 | 681.7639 | 0 | 0 | 0 | 602.7508 | 1276.7708 | 602.7508 | 1137.7103 | 1035.5859 | 611.0573 | 1311.9333 | 611.0573 | 1158.8486 | 1049.8573 | 620.5113 | 1352.2364 | 620.5113 | 1183.734 | 1066.1001 | 3.7235 | 3.7748 | 3.8332 | 0.0037573 | 0.0037386 | 0.00372 | 0 | 12.7442 | 0 | 0 | 12.7442 | 0 | 0 | 12.9199 | 0 | 0 | 12.9199 | 0 | 0 | 13.1198 | 0 | 0 | 13.1198 | 0 | 0 | 0 | 0 | 191.1637 | 193.7982 | 196.7965 | 0 | 0 | 0 | 0 | 0 | 0 | 191.1637 | 193.7982 | 196.7965 | 0 | 0 | 0 | 12.7442 | 25.6641 | 38.7839 | 0 | 0 | 0 | 0 | 0 | 0 | 12.7442 | 25.6641 | 38.7839 | 0 | 0 | 0 | 1 | 1 | 1 | 1 | 1 | 1 | 1 | 330 | 12.896 | 1.0391 | 330 | 17.5499 | 1.0532 | 330 | 22.7689 | 1.069 | 0 | 226.1221 | 0 | 0 | 226.1221 | 0 | 0 | 227.2528 | 0 | 0 | 0 | 0 | 228.389 | 0 | 0 | 0 | 0 | 0 | 0 | 226.1221 | 453.3749 | 681.7639 | 0 | 0 | 0 | 0 | 0 | 0 | 226.1221 | 453.3749 | 681.7639 | 0 | 0 | 0 | 9619.472 | 9995.3899 | 9619.472 | 8906.7344 | 3206.4907 | 9690.3928 | 10205.7415 | 9690.3928 | 9014.8706 | 3230.1309 | 9766.8921 | 10440.7748 | 9766.8921 | 9139.7482 | 3255.6307 | 29.1499 | 29.3648 | 29.5966 | 0.029415 | 0.029269 | 0.029123 | 0 | 99.7702 | 0 | 0 | 99.7702 | 0 | 0 | 100.5058 | 0 | 0 | 100.5058 | 0 | 0 | 101.2992 | 0 | 0 | 101.2992 | 0 | 0 | 0 | 0 | 1496.5537 | 1507.5873 | 1519.4887 | 0 | 0 | 0 | 0 | 0 | 0 | 1496.5537 | 1507.5873 | 1519.4887 | 0 | 0 | 0 | 99.7702 | 200.2761 | 301.5753 | 0 | 0 | 0 | 0 | 0 | 0 | 99.7702 | 200.2761 | 301.5753 | 0 | 0 | 0 | 440 | -97.104 | 0.77931 | 440 | -92.4501 | 0.78989 | 440 | -87.2311 | 0.80175 | 0 | 226.1221 | 0 | 0 | 226.1221 | 0 | 0 | 227.2528 | 0 | 0 | 0 | 0 | 228.389 | 0 | 0 | 0 | 0 | 0 | 0 | 226.1221 | 453.3749 | 681.7639 | 0 | 0 | 0 | 0 | 0 | 0 | 226.1221 | 453.3749 | 681.7639 | 0 | 0 | 0 | 23255.3028 | 18123.0699 | 23255.3028 | 16149.182 | 0 | 23371.5794 | 18460.8846 | 23371.5794 | 16306.751 | 0 | 23488.4373 | 18831.7953 | 23488.4373 | 16485.1622 | 0 | 52.853 | 53.1172 | 53.3828 | 0.053333 | 0.053068 | 0.052804 | 0 | 180.8977 | 0 | 0 | 180.8977 | 0 | 0 | 181.8022 | 0 | 0 | 181.8022 | 0 | 0 | 182.7112 | 0 | 0 | 182.7112 | 0 | 0 | 0 | 0 | 2713.4658 | 2727.0331 | 2740.6682 | 0 | 0 | 0 | 0 | 0 | 0 | 2713.4658 | 2727.0331 | 2740.6682 | 0 | 0 | 0 | 180.8977 | 362.6999 | 545.4111 | 0 | 0 | 0 | 0 | 0 | 0 | 180.8977 | 362.6999 | 545.4111 | 0 | 0 | 0
| 712 | Business | Food Sales | Hot Water | Gas | 02-465 | 02-465.09 | Water Heaters | [02-465]_Business_Hot Water_Water Heater - Storage _< 75,000 Btu/h_Energy Star_ROB_Gas_per unit | Std Gas Storage Water Heater (UEF = 0.56) | Energy Star Gas Storage Water Heater (UEF = 0.73) | ENGINEER | 0 | 3.4227 | 0 | 0 | 0 | 0 | 440 | 15 | 0.445 | 0.29785 | 0.42861 | 0.11215 | 0.16139 | 1 | 1 | Replace on Burnout | 8.1231 | #NUM! | 0 | 54.1665 | 0 | 0 | 54.1665 | 0 | 339.2849 | 0 | 0 | 0 | 3.6111 | 0 | 342.896 | 161.8778 | 181.0182 | 2.1182 | 0 | 343.9388 | 0 | 0 | 0 | 3.6111 | 0 | 347.5499 | 161.8778 | 185.6721 | 2.147 | 0 | 349.1578 | 0 | 0 | 0 | 3.6111 | 0 | 352.7689 | 161.8778 | 190.8911 | 2.1792 | per unit | 0.2869 | 515.2802 | 0.005 | 0 | 118.1631 | 0 | 0 | 118.1631 | 0 | 0 | 118.754 | 0 | 0 | 0 | 0 | 119.3477 | 0 | 0 | 0 | 0 | 0 | 0 | 118.1631 | 236.9171 | 356.2648 | 0 | 0 | 0 | 0 | 0 | 0 | 118.1631 | 236.9171 | 356.2648 | 0 | 0 | 0 | 0 | 118.1631 | 0 | 0 | 118.1631 | 0 | 0 | 118.754 | 0 | 0 | 0 | 0 | 119.3477 | 0 | 0 | 0 | 0 | 0 | 0 | 118.1631 | 236.9171 | 356.2648 | 0 | 0 | 0 | 0 | 0 | 0 | 118.1631 | 236.9171 | 356.2648 | 0 | 0 | 0 | 81.5807 | 172.8075 | 81.5807 | 151.969 | 140.1638 | 82.8684 | 177.9176 | 82.8684 | 155.0985 | 142.3762 | 84.5284 | 184.2067 | 84.5284 | 159.1405 | 145.2282 | 0.50396 | 0.51192 | 0.52217 | 0.00097317 | 0.00096833 | 0.00096352 | 0 | 1.7249 | 0 | 0 | 1.7249 | 0 | 0 | 1.7521 | 0 | 0 | 1.7521 | 0 | 0 | 1.7872 | 0 | 0 | 1.7872 | 0 | 0 | 0 | 0 | 25.8735 | 26.2819 | 26.8084 | 0 | 0 | 0 | 0 | 0 | 0 | 25.8735 | 26.2819 | 26.8084 | 0 | 0 | 0 | 1.7249 | 3.477 | 5.2643 | 0 | 0 | 0 | 0 | 0 | 0 | 1.7249 | 3.477 | 5.2643 | 0 | 0 | 0 | 1 | 1 | 1 | 1 | 1 | 1 | 1 | 330 | 12.896 | 1.0391 | 330 | 17.5499 | 1.0532 | 330 | 22.7689 | 1.069 | 0 | 118.1631 | 0 | 0 | 118.1631 | 0 | 0 | 118.754 | 0 | 0 | 0 | 0 | 119.3477 | 0 | 0 | 0 | 0 | 0 | 0 | 118.1631 | 236.9171 | 356.2648 | 0 | 0 | 0 | 0 | 0 | 0 | 118.1631 | 236.9171 | 356.2648 | 0 | 0 | 0 | 3428.6027 | 3562.5886 | 3428.6027 | 3132.9831 | 1142.8676 | 3459.5604 | 3643.5447 | 3459.5604 | 3176.2351 | 1153.1868 | 3494.9138 | 3736.0511 | 3494.9138 | 3227.6611 | 1164.9713 | 10.3897 | 10.4835 | 10.5906 | 0.020063 | 0.019963 | 0.019864 | 0 | 35.5604 | 0 | 0 | 35.5604 | 0 | 0 | 35.8815 | 0 | 0 | 35.8815 | 0 | 0 | 36.2482 | 0 | 0 | 36.2482 | 0 | 0 | 0 | 0 | 533.4064 | 538.2227 | 543.7228 | 0 | 0 | 0 | 0 | 0 | 0 | 533.4064 | 538.2227 | 543.7228 | 0 | 0 | 0 | 35.5604 | 71.4419 | 107.6901 | 0 | 0 | 0 | 0 | 0 | 0 | 35.5604 | 71.4419 | 107.6901 | 0 | 0 | 0 | 440 | -97.104 | 0.77931 | 440 | -92.4501 | 0.78989 | 440 | -87.2311 | 0.80175 | 0 | 118.1631 | 0 | 0 | 118.1631 | 0 | 0 | 118.754 | 0 | 0 | 0 | 0 | 119.3477 | 0 | 0 | 0 | 0 | 0 | 0 | 118.1631 | 236.9171 | 356.2648 | 0 | 0 | 0 | 0 | 0 | 0 | 118.1631 | 236.9171 | 356.2648 | 0 | 0 | 0 | 11392.8449 | 8878.5481 | 11392.8449 | 7807.9016 | 0 | 11449.8092 | 9044.0446 | 11449.8092 | 7884.0839 | 0 | 11507.0582 | 9225.7549 | 11507.0582 | 7970.3433 | 0 | 25.8928 | 26.0223 | 26.1524 | 0.05 | 0.049751 | 0.049504 | 0 | 88.6224 | 0 | 0 | 88.6224 | 0 | 0 | 89.0655 | 0 | 0 | 89.0655 | 0 | 0 | 89.5108 | 0 | 0 | 89.5108 | 0 | 0 | 0 | 0 | 1329.3353 | 1335.982 | 1342.6619 | 0 | 0 | 0 | 0 | 0 | 0 | 1329.3353 | 1335.982 | 1342.6619 | 0 | 0 | 0 | 88.6224 | 177.6878 | 267.1986 | 0 | 0 | 0 | 0 | 0 | 0 | 88.6224 | 177.6878 | 267.1986 | 0 | 0 | 0
| 713 | Business | Manufacturing/Industrial | Hot Water | Gas | 02-465 | 02-465.10 | Water Heaters | [02-465]_Business_Hot Water_Water Heater - Storage _< 75,000 Btu/h_Energy Star_ROB_Gas_per unit | Std Gas Storage Water Heater (UEF = 0.56) | Energy Star Gas Storage Water Heater (UEF = 0.73) | ENGINEER | 0 | 3.4227 | 0 | 0 | 0 | 0 | 440 | 15 | 0.445 | 0.29785 | 0.42861 | 0.11215 | 0.16139 | 1 | 1 | Replace on Burnout | 8.1231 | #NUM! | 0 | 54.1665 | 0 | 0 | 54.1665 | 0 | 339.2849 | 0 | 0 | 0 | 3.6111 | 0 | 342.896 | 185.4751 | 157.421 | 1.8487 | 0 | 343.9388 | 0 | 0 | 0 | 3.6111 | 0 | 347.5499 | 185.4751 | 162.0748 | 1.8738 | 0 | 349.1578 | 0 | 0 | 0 | 3.6111 | 0 | 352.7689 | 185.4751 | 167.2938 | 1.902 | per unit | 0.45772 | 1896.3498 | 0.005 | 0 | 434.8676 | 0 | 0 | 434.8676 | 0 | 0 | 437.0419 | 0 | 0 | 0 | 0 | 439.2271 | 0 | 0 | 0 | 0 | 0 | 0 | 434.8676 | 871.9094 | 1311.1365 | 0 | 0 | 0 | 0 | 0 | 0 | 434.8676 | 871.9094 | 1311.1365 | 0 | 0 | 0 | 0 | 434.8676 | 0 | 0 | 434.8676 | 0 | 0 | 437.0419 | 0 | 0 | 0 | 0 | 439.2271 | 0 | 0 | 0 | 0 | 0 | 0 | 434.8676 | 871.9094 | 1311.1365 | 0 | 0 | 0 | 0 | 0 | 0 | 434.8676 | 871.9094 | 1311.1365 | 0 | 0 | 0 | 2468.4946 | 4563.6163 | 2468.4946 | 4613.1936 | 3387.4823 | 2498.4357 | 4681.6593 | 2498.4357 | 4691.2494 | 3428.5701 | 2534.5133 | 4820.5806 | 2534.5133 | 4787.1236 | 3478.0789 | 13.309 | 13.4705 | 13.665 | 0.0069833 | 0.0069486 | 0.006914 | 0 | 45.5523 | 0 | 0 | 45.5523 | 0 | 0 | 46.1048 | 0 | 0 | 46.1048 | 0 | 0 | 46.7706 | 0 | 0 | 46.7706 | 0 | 0 | 0 | 0 | 683.2847 | 691.5725 | 701.5588 | 0 | 0 | 0 | 0 | 0 | 0 | 683.2847 | 691.5725 | 701.5588 | 0 | 0 | 0 | 45.5523 | 91.6571 | 138.4277 | 0 | 0 | 0 | 0 | 0 | 0 | 45.5523 | 91.6571 | 138.4277 | 0 | 0 | 0 | 1 | 1 | 1 | 1 | 1 | 1 | 1 | 330 | 12.896 | 1.0391 | 330 | 17.5499 | 1.0532 | 330 | 22.7689 | 1.069 | 0 | 434.8676 | 0 | 0 | 434.8676 | 0 | 0 | 437.0419 | 0 | 0 | 0 | 0 | 439.2271 | 0 | 0 | 0 | 0 | 0 | 0 | 434.8676 | 871.9094 | 1311.1365 | 0 | 0 | 0 | 0 | 0 | 0 | 434.8676 | 871.9094 | 1311.1365 | 0 | 0 | 0 | 19658.9973 | 20427.2482 | 19658.9973 | 20649.1614 | 6552.9991 | 19800.3767 | 20853.3886 | 19800.3767 | 20896.1057 | 6600.1256 | 19953.8402 | 21330.5881 | 19953.8402 | 21182.544 | 6651.2801 | 59.5727 | 60.0011 | 60.4662 | 0.031258 | 0.031103 | 0.030948 | 0 | 203.8972 | 0 | 0 | 203.8972 | 0 | 0 | 205.3635 | 0 | 0 | 205.3635 | 0 | 0 | 206.9552 | 0 | 0 | 206.9552 | 0 | 0 | 0 | 0 | 3058.4575 | 3080.4526 | 3104.3278 | 0 | 0 | 0 | 0 | 0 | 0 | 3058.4575 | 3080.4526 | 3104.3278 | 0 | 0 | 0 | 203.8972 | 409.2607 | 616.2159 | 0 | 0 | 0 | 0 | 0 | 0 | 203.8972 | 409.2607 | 616.2159 | 0 | 0 | 0 | 440 | -97.104 | 0.77931 | 440 | -92.4501 | 0.78989 | 440 | -87.2311 | 0.80175 | 0 | 434.8676 | 0 | 0 | 434.8676 | 0 | 0 | 437.0419 | 0 | 0 | 0 | 0 | 439.2271 | 0 | 0 | 0 | 0 | 0 | 0 | 434.8676 | 871.9094 | 1311.1365 | 0 | 0 | 0 | 0 | 0 | 0 | 434.8676 | 871.9094 | 1311.1365 | 0 | 0 | 0 | 44723.5127 | 34853.442 | 44723.5127 | 35232.0754 | 0 | 44947.1303 | 35503.1114 | 44947.1303 | 35575.8377 | 0 | 45171.8659 | 36216.4296 | 45171.8659 | 35965.071 | 0 | 101.6443 | 102.1526 | 102.6633 | 0.053333 | 0.053068 | 0.052804 | 0 | 347.894 | 0 | 0 | 347.894 | 0 | 0 | 349.6335 | 0 | 0 | 349.6335 | 0 | 0 | 351.3817 | 0 | 0 | 351.3817 | 0 | 0 | 0 | 0 | 5218.4107 | 5244.5027 | 5270.7252 | 0 | 0 | 0 | 0 | 0 | 0 | 5218.4107 | 5244.5027 | 5270.7252 | 0 | 0 | 0 | 347.894 | 697.5276 | 1048.9092 | 0 | 0 | 0 | 0 | 0 | 0 | 347.894 | 697.5276 | 1048.9092 | 0 | 0 | 0
| 714 | Business | Office | Hot Water | Gas | 02-288 | 02-288.01 | Water Heaters | [02-288]_Business_Hot Water_Water Heater - Tankless _ROB_Gas_per unit | 0.81 UEF tankless | 0.87 UEF tankless | ENGINEER | 0 | 0.59037 | 0 | 0 | 0 | 0 | 487 | 15 | 0.445 | 0.29785 | 0.42861 | 0.11215 | 0.16139 | 1 | 1 | Replace on Burnout | 52.1239 | #NUM! | 0 | 9.3431 | 0 | 0 | 9.3431 | 0 | 58.523 | 0 | 0 | 0 | 0.62288 | 0 | 59.1458 | 179.1693 | -120.0235 | 0.33011 | 0 | 59.3257 | 0 | 0 | 0 | 0.62288 | 0 | 59.9486 | 179.1693 | -119.2207 | 0.33459 | 0 | 60.2259 | 0 | 0 | 0 | 0.62288 | 0 | 60.8488 | 179.1693 | -118.3205 | 0.33962 | per unit | 0 | 0 | 0.005 | 0 | 0 | 0 | 0 | 0 | 0 | 0 | 0 | 0 | 0 | 0 | 0 | 0 | 0 | 0 | 0 | 0 | 0 | 0 | 0 | 0 | 0 | 0 | 0 | 0 | 0 | 0 | 0 | 0 | 0 | 0 | 0 | 0 | 0 | 0 | 0 | 0 | 0 | 0 | 0 | 0 | 0 | 0 | 0 | 0 | 0 | 0 | 0 | 0 | 0 | 0 | 0 | 0 | 0 | 0 | 0 | 0 | 0 | 0 | 0 | 0 | 0 | 0 | 0 | 0 | 0 | 0 | 0 | 0 | 0 | 0 | 0 | 0 | 0 | 0 | 0 | 0 | 0 | 0 | 0 | 0 | 0 | 0 | 0 | 0 | 0 | #NUM! | #NUM! | #NUM! | 0 | 0 | 0 | 0 | 0 | 0 | 0 | 0 | 0 | 0 | 0 | 0 | 0 | 0 | 0 | 0 | 0 | 0 | 0 | 0 | 0 | 0 | 0 | 0 | 0 | 0 | 0 | 0 | 0 | 0 | 0 | 0 | 0 | 0 | 0 | 0 | 0 | 0 | 0 | 0 | 0 | 0 | 0 | 0 | 0 | 0 | 0 | 0 | 0 | 0 | 0 | 1 | 1 | 1 | 1 | 1 | 1 | 1 | 365.25 | -306.1042 | 0.16193 | 365.25 | -305.3014 | 0.16413 | 365.25 | -304.4012 | 0.16659 | 0 | 0 | 0 | 0 | 0 | 0 | 0 | 0 | 0 | 0 | 0 | 0 | 0 | 0 | 0 | 0 | 0 | 0 | 0 | 0 | 0 | 0 | 0 | 0 | 0 | 0 | 0 | 0 | 0 | 0 | 0 | 0 | 0 | 0 | 0 | 0 | 0 | 0 | 0 | 0 | 0 | 0 | 0 | 0 | 0 | 0 | 0 | 0 | 0 | 0 | 0 | 0 | #NUM! | #NUM! | #NUM! | 0 | 0 | 0 | 0 | 0 | 0 | 0 | 0 | 0 | 0 | 0 | 0 | 0 | 0 | 0 | 0 | 0 | 0 | 0 | 0 | 0 | 0 | 0 | 0 | 0 | 0 | 0 | 0 | 0 | 0 | 0 | 0 | 0 | 0 | 0 | 0 | 0 | 0 | 0 | 0 | 0 | 0 | 0 | 0 | 0 | 0 | 0 | 0 | 0 | 0 | 0 | 487 | -427.8542 | 0.12145 | 487 | -427.0514 | 0.1231 | 487 | -426.1512 | 0.12495 | 0 | 0 | 0 | 0 | 0 | 0 | 0 | 0 | 0 | 0 | 0 | 0 | 0 | 0 | 0 | 0 | 0 | 0 | 0 | 0 | 0 | 0 | 0 | 0 | 0 | 0 | 0 | 0 | 0 | 0 | 0 | 0 | 0 | 0 | 0 | 0 | 0 | 0 | 0 | 0 | 0 | 0 | 0 | 0 | 0 | 0 | 0 | 0 | 0 | 0 | 0 | 0 | #NUM! | #NUM! | #NUM! | 0 | 0 | 0 | 0 | 0 | 0 | 0 | 0 | 0 | 0 | 0 | 0 | 0 | 0 | 0 | 0 | 0 | 0 | 0 | 0 | 0 | 0 | 0 | 0 | 0 | 0 | 0 | 0 | 0 | 0 | 0 | 0 | 0 | 0 | 0 | 0 | 0 | 0 | 0 | 0 | 0 | 0 | 0 | 0 | 0 | 0 | 0 | 0 | 0 | 0 | 0
| 715 | Business | Retail | Hot Water | Gas | 02-288 | 02-288.02 | Water Heaters | [02-288]_Business_Hot Water_Water Heater - Tankless _ROB_Gas_per unit | 0.81 UEF tankless | 0.87 UEF tankless | ENGINEER | 0 | 1.3781 | 0 | 0 | 0 | 0 | 487 | 15 | 0.445 | 0.29785 | 0.42861 | 0.11215 | 0.16139 | 1 | 1 | Replace on Burnout | 22.3299 | #NUM! | 0 | 21.8093 | 0 | 0 | 21.8093 | 0 | 136.6081 | 0 | 0 | 0 | 1.454 | 0 | 138.0621 | 179.1693 | -41.1072 | 0.77057 | 0 | 138.4819 | 0 | 0 | 0 | 1.454 | 0 | 139.9359 | 179.1693 | -39.2334 | 0.78103 | 0 | 140.5833 | 0 | 0 | 0 | 1.454 | 0 | 142.0373 | 179.1693 | -37.132 | 0.79275 | per unit | 0.056676 | 485.6536 | 0.005 | 0 | 44.8412 | 0 | 0 | 44.8412 | 0 | 0 | 45.0654 | 0 | 0 | 0 | 0 | 45.2907 | 0 | 0 | 0 | 0 | 0 | 0 | 44.8412 | 89.9066 | 135.1973 | 0 | 0 | 0 | 0 | 0 | 0 | 44.8412 | 89.9066 | 135.1973 | 0 | 0 | 0 | 0 | 44.8412 | 0 | 0 | 44.8412 | 0 | 0 | 45.0654 | 0 | 0 | 0 | 0 | 45.2907 | 0 | 0 | 0 | 0 | 0 | 0 | 44.8412 | 89.9066 | 135.1973 | 0 | 0 | 0 | 0 | 0 | 0 | 44.8412 | 89.9066 | 135.1973 | 0 | 0 | 0 | 7.1311 | 5.495 | 7.1311 | 4.8847 | 12.252 | 7.2601 | 5.6703 | 7.2601 | 4.9966 | 12.4736 | 7.3909 | 5.8592 | 7.3909 | 5.1167 | 12.6984 | 0.039801 | 0.040521 | 0.041251 | 8.1546e-05 | 8.114e-05 | 8.0736e-05 | 0 | 0.054849 | 0 | 0 | 0.054849 | 0 | 0 | 0.055841 | 0 | 0 | 0.055841 | 0 | 0 | 0.056848 | 0 | 0 | 0.056848 | 0 | 0 | 0 | 0 | 0.82274 | 0.83762 | 0.85271 | 0 | 0 | 0 | 0 | 0 | 0 | 0.82274 | 0.83762 | 0.85271 | 0 | 0 | 0 | 0.054849 | 0.11069 | 0.16754 | 0 | 0 | 0 | 0 | 0 | 0 | 0.054849 | 0.11069 | 0.16754 | 0 | 0 | 0 | 1 | 1 | 1 | 1 | 1 | 1 | 1 | 365.25 | -227.1879 | 0.37799 | 365.25 | -225.3141 | 0.38312 | 365.25 | -223.2127 | 0.38888 | 0 | 44.8412 | 0 | 0 | 44.8412 | 0 | 0 | 45.0654 | 0 | 0 | 0 | 0 | 45.2907 | 0 | 0 | 0 | 0 | 0 | 0 | 44.8412 | 89.9066 | 135.1973 | 0 | 0 | 0 | 0 | 0 | 0 | 44.8412 | 89.9066 | 135.1973 | 0 | 0 | 0 | 1001.4046 | 378.5243 | 1001.4046 | 336.483 | 333.8015 | 1015.0496 | 388.8895 | 1015.0496 | 342.6823 | 338.3499 | 1030.5538 | 400.7585 | 1030.5538 | 349.9732 | 343.5179 | 2.7417 | 2.7791 | 2.8215 | 0.0056173 | 0.0055893 | 0.0055615 | 0 | 3.7783 | 0 | 0 | 3.7783 | 0 | 0 | 3.8298 | 0 | 0 | 3.8298 | 0 | 0 | 3.8883 | 0 | 0 | 3.8883 | 0 | 0 | 0 | 0 | 56.6743 | 57.4466 | 58.324 | 0 | 0 | 0 | 0 | 0 | 0 | 56.6743 | 57.4466 | 58.324 | 0 | 0 | 0 | 3.7783 | 7.6081 | 11.4963 | 0 | 0 | 0 | 0 | 0 | 0 | 3.7783 | 7.6081 | 11.4963 | 0 | 0 | 0 | 487 | -348.9379 | 0.2835 | 487 | -347.0641 | 0.28734 | 487 | -344.9627 | 0.29166 | 0 | 44.8412 | 0 | 0 | 44.8412 | 0 | 0 | 45.0654 | 0 | 0 | 0 | 0 | 45.2907 | 0 | 0 | 0 | 0 | 0 | 0 | 44.8412 | 89.9066 | 135.1973 | 0 | 0 | 0 | 0 | 0 | 0 | 44.8412 | 89.9066 | 135.1973 | 0 | 0 | 0 | 11884.7939 | 3369.2806 | 11884.7939 | 2995.0663 | 0 | 11944.2179 | 3432.0841 | 11944.2179 | 3024.2894 | 0 | 12003.939 | 3501.0405 | 12003.939 | 3057.378 | 0 | 24.4041 | 24.5261 | 24.6487 | 0.05 | 0.049751 | 0.049504 | 0 | 33.6309 | 0 | 0 | 33.6309 | 0 | 0 | 33.7991 | 0 | 0 | 33.7991 | 0 | 0 | 33.9681 | 0 | 0 | 33.9681 | 0 | 0 | 0 | 0 | 504.4635 | 506.9858 | 509.5208 | 0 | 0 | 0 | 0 | 0 | 0 | 504.4635 | 506.9858 | 509.5208 | 0 | 0 | 0 | 33.6309 | 67.43 | 101.398 | 0 | 0 | 0 | 0 | 0 | 0 | 33.6309 | 67.43 | 101.398 | 0 | 0 | 0
| 716 | Business | Food Service | Hot Water | Gas | 02-288 | 02-288.03 | Water Heaters | [02-288]_Business_Hot Water_Water Heater - Tankless _ROB_Gas_per unit | 0.81 UEF tankless | 0.87 UEF tankless | ENGINEER | 0 | 7.5047 | 0 | 0 | 0 | 0 | 487 | 15 | 0.445 | 0.29785 | 0.42861 | 0.11215 | 0.16139 | 1 | 1 | Replace on Burnout | 4.1004 | #NUM! | 0 | 118.7678 | 0 | 0 | 118.7678 | 0 | 743.931 | 0 | 0 | 0 | 7.9179 | 0 | 902.2187 | 179.1693 | 723.0493 | 5.0356 | 0 | 754.1352 | 0 | 0 | 0 | 7.9179 | 0 | 914.4637 | 179.1693 | 735.2944 | 5.1039 | 0 | 765.5787 | 0 | 0 | 0 | 7.9179 | 0 | 928.1959 | 179.1693 | 749.0266 | 5.1806 | per unit | 0.054524 | 87.4027 | 0.005 | 0 | 43.9472 | 0 | 0 | 43.9472 | 0 | 0 | 44.167 | 0 | 0 | 0 | 0 | 44.3878 | 0 | 0 | 0 | 0 | 0 | 0 | 43.9472 | 88.1142 | 132.502 | 0 | 0 | 0 | 0 | 0 | 0 | 43.9472 | 88.1142 | 132.502 | 0 | 0 | 0 | 0 | 43.9472 | 0 | 0 | 43.9472 | 0 | 0 | 44.167 | 0 | 0 | 0 | 0 | 44.3878 | 0 | 0 | 0 | 0 | 0 | 0 | 43.9472 | 88.1142 | 132.502 | 0 | 0 | 0 | 0 | 0 | 0 | 43.9472 | 88.1142 | 132.502 | 0 | 0 | 0 | 87.579 | 441.01 | 87.579 | 379.6608 | 150.4695 | 88.7472 | 452.9577 | 88.7472 | 386.546 | 152.4766 | 90.1095 | 466.8168 | 90.1095 | 394.7995 | 154.8171 | 0.48881 | 0.49533 | 0.50293 | 0.0055648 | 0.0055371 | 0.0055095 | 0 | 3.6683 | 0 | 0 | 3.6683 | 0 | 0 | 3.7173 | 0 | 0 | 3.7173 | 0 | 0 | 3.7743 | 0 | 0 | 3.7743 | 0 | 0 | 0 | 0 | 55.025 | 55.7589 | 56.6148 | 0 | 0 | 0 | 0 | 0 | 0 | 55.025 | 55.7589 | 56.6148 | 0 | 0 | 0 | 3.6683 | 7.3856 | 11.1599 | 0 | 0 | 0 | 0 | 0 | 0 | 3.6683 | 7.3856 | 11.1599 | 0 | 0 | 0 | 1 | 1 | 1 | 1 | 1 | 1 | 1 | 365.25 | 536.9687 | 2.4701 | 365.25 | 549.2137 | 2.5037 | 365.25 | 562.9459 | 2.5413 | 0 | 43.9472 | 0 | 0 | 43.9472 | 0 | 0 | 44.167 | 0 | 0 | 0 | 0 | 44.3878 | 0 | 0 | 0 | 0 | 0 | 0 | 43.9472 | 88.1142 | 132.502 | 0 | 0 | 0 | 0 | 0 | 0 | 43.9472 | 88.1142 | 132.502 | 0 | 0 | 0 | 1064.6693 | 2629.8822 | 1064.6693 | 2264.0378 | 354.8898 | 1071.9724 | 2683.86 | 1071.9724 | 2290.3581 | 357.3241 | 1079.832 | 2744.136 | 1079.832 | 2320.7894 | 359.944 | 2.9149 | 2.9349 | 2.9564 | 0.033184 | 0.033019 | 0.032855 | 0 | 21.8754 | 0 | 0 | 21.8754 | 0 | 0 | 22.0255 | 0 | 0 | 22.0255 | 0 | 0 | 22.187 | 0 | 0 | 22.187 | 0 | 0 | 0 | 0 | 328.1313 | 330.3821 | 332.8044 | 0 | 0 | 0 | 0 | 0 | 0 | 328.1313 | 330.3821 | 332.8044 | 0 | 0 | 0 | 21.8754 | 43.9009 | 66.0879 | 0 | 0 | 0 | 0 | 0 | 0 | 21.8754 | 43.9009 | 66.0879 | 0 | 0 | 0 | 487 | 415.2187 | 1.8526 | 487 | 427.4637 | 1.8777 | 487 | 441.1959 | 1.9059 | 0 | 43.9472 | 0 | 0 | 43.9472 | 0 | 0 | 44.167 | 0 | 0 | 0 | 0 | 44.3878 | 0 | 0 | 0 | 0 | 0 | 0 | 43.9472 | 88.1142 | 132.502 | 0 | 0 | 0 | 0 | 0 | 0 | 43.9472 | 88.1142 | 132.502 | 0 | 0 | 0 | 2138.8969 | 3962.5312 | 2138.8969 | 3411.3012 | 0 | 2149.5914 | 4036.393 | 2149.5914 | 3444.5855 | 0 | 2160.3394 | 4117.491 | 2160.3394 | 3482.2726 | 0 | 4.392 | 4.4139 | 4.436 | 0.05 | 0.049751 | 0.049504 | 0 | 32.9604 | 0 | 0 | 32.9604 | 0 | 0 | 33.1252 | 0 | 0 | 33.1252 | 0 | 0 | 33.2909 | 0 | 0 | 33.2909 | 0 | 0 | 0 | 0 | 494.4063 | 496.8784 | 499.3628 | 0 | 0 | 0 | 0 | 0 | 0 | 494.4063 | 496.8784 | 499.3628 | 0 | 0 | 0 | 32.9604 | 66.0856 | 99.3765 | 0 | 0 | 0 | 0 | 0 | 0 | 32.9604 | 66.0856 | 99.3765 | 0 | 0 | 0
| 717 | Business | Healthcare/Hospitals | Hot Water | Gas | 02-288 | 02-288.04 | Water Heaters | [02-288]_Business_Hot Water_Water Heater - Tankless _ROB_Gas_per unit | 0.81 UEF tankless | 0.87 UEF tankless | ENGINEER | 0 | 16.7912 | 0 | 0 | 0 | 0 | 487 | 15 | 0.445 | 0.29785 | 0.42861 | 0.11215 | 0.16139 | 1 | 1 | Replace on Burnout | 1.8326 | #NUM! | 0 | 265.7356 | 0 | 0 | 265.7356 | 0 | 1664.5 | 0 | 0 | 0 | 17.7157 | 0 | 1682.2157 | 205.2872 | 1476.9285 | 8.1945 | 0 | 1687.3313 | 0 | 0 | 0 | 17.7157 | 0 | 1705.047 | 205.2872 | 1499.7598 | 8.3057 | 0 | 1712.9353 | 0 | 0 | 0 | 17.7157 | 0 | 1730.651 | 205.2872 | 1525.3639 | 8.4304 | per unit | 0.013064 | 35.4829 | 0.005 | 0 | 39.9188 | 0 | 0 | 39.9188 | 0 | 0 | 40.1184 | 0 | 0 | 0 | 0 | 40.319 | 0 | 0 | 0 | 0 | 0 | 0 | 39.9188 | 80.0371 | 120.3561 | 0 | 0 | 0 | 0 | 0 | 0 | 39.9188 | 80.0371 | 120.3561 | 0 | 0 | 0 | 0 | 39.9188 | 0 | 0 | 39.9188 | 0 | 0 | 40.1184 | 0 | 0 | 0 | 0 | 40.319 | 0 | 0 | 0 | 0 | 0 | 0 | 39.9188 | 80.0371 | 120.3561 | 0 | 0 | 0 | 0 | 0 | 0 | 39.9188 | 80.0371 | 120.3561 | 0 | 0 | 0 | 141.8046 | 1162.0112 | 141.8046 | 1123.2187 | 194.5966 | 143.0892 | 1188.4517 | 143.0892 | 1138.7587 | 196.3595 | 144.5504 | 1218.6161 | 144.5504 | 1157.1873 | 198.3645 | 0.69076 | 0.69702 | 0.70414 | 0.019371 | 0.019274 | 0.019178 | 0 | 11.5988 | 0 | 0 | 11.5988 | 0 | 0 | 11.7038 | 0 | 0 | 11.7038 | 0 | 0 | 11.8233 | 0 | 0 | 11.8233 | 0 | 0 | 0 | 0 | 173.9814 | 175.5575 | 177.3502 | 0 | 0 | 0 | 0 | 0 | 0 | 173.9814 | 175.5575 | 177.3502 | 0 | 0 | 0 | 11.5988 | 23.3026 | 35.1259 | 0 | 0 | 0 | 0 | 0 | 0 | 11.5988 | 23.3026 | 35.1259 | 0 | 0 | 0 | 1 | 1 | 1 | 1 | 1 | 1 | 1 | 365.25 | 1316.9657 | 4.6057 | 365.25 | 1339.797 | 4.6682 | 365.25 | 1365.401 | 4.7383 | 0 | 39.9188 | 0 | 0 | 39.9188 | 0 | 0 | 40.1184 | 0 | 0 | 0 | 0 | 40.319 | 0 | 0 | 0 | 0 | 0 | 0 | 39.9188 | 80.0371 | 120.3561 | 0 | 0 | 0 | 0 | 0 | 0 | 39.9188 | 80.0371 | 120.3561 | 0 | 0 | 0 | 533.3508 | 2456.4301 | 533.3508 | 2374.4249 | 177.7836 | 536.5116 | 2504.5243 | 536.5116 | 2399.8021 | 178.8372 | 539.811 | 2557.7671 | 539.811 | 2428.8335 | 179.937 | 1.4602 | 1.4689 | 1.4779 | 0.040948 | 0.040745 | 0.040542 | 0 | 24.5192 | 0 | 0 | 24.5192 | 0 | 0 | 24.6645 | 0 | 0 | 24.6645 | 0 | 0 | 24.8162 | 0 | 0 | 24.8162 | 0 | 0 | 0 | 0 | 367.7875 | 369.9671 | 372.2423 | 0 | 0 | 0 | 0 | 0 | 0 | 367.7875 | 369.9671 | 372.2423 | 0 | 0 | 0 | 24.5192 | 49.1836 | 73.9998 | 0 | 0 | 0 | 0 | 0 | 0 | 24.5192 | 49.1836 | 73.9998 | 0 | 0 | 0 | 487 | 1195.2157 | 3.4542 | 487 | 1218.047 | 3.5011 | 487 | 1243.651 | 3.5537 | 0 | 39.9188 | 0 | 0 | 39.9188 | 0 | 0 | 40.1184 | 0 | 0 | 0 | 0 | 40.319 | 0 | 0 | 0 | 0 | 0 | 0 | 39.9188 | 80.0371 | 120.3561 | 0 | 0 | 0 | 0 | 0 | 0 | 39.9188 | 80.0371 | 120.3561 | 0 | 0 | 0 | 868.3292 | 2999.4188 | 868.3292 | 2899.2864 | 0 | 872.6708 | 3055.328 | 872.6708 | 2927.575 | 0 | 877.0342 | 3116.7148 | 877.0342 | 2959.6054 | 0 | 1.783 | 1.7919 | 1.8009 | 0.05 | 0.049751 | 0.049504 | 0 | 29.9391 | 0 | 0 | 29.9391 | 0 | 0 | 30.0888 | 0 | 0 | 30.0888 | 0 | 0 | 30.2392 | 0 | 0 | 30.2392 | 0 | 0 | 0 | 0 | 449.0862 | 451.3316 | 453.5883 | 0 | 0 | 0 | 0 | 0 | 0 | 449.0862 | 451.3316 | 453.5883 | 0 | 0 | 0 | 29.9391 | 60.0279 | 90.2671 | 0 | 0 | 0 | 0 | 0 | 0 | 29.9391 | 60.0279 | 90.2671 | 0 | 0 | 0
| 718 | Business | Campus/Education | Hot Water | Gas | 02-288 | 02-288.05 | Water Heaters | [02-288]_Business_Hot Water_Water Heater - Tankless _ROB_Gas_per unit | 0.81 UEF tankless | 0.87 UEF tankless | ENGINEER | 0 | 8.0798 | 0 | 0 | 0 | 0 | 487 | 15 | 0.445 | 0.29785 | 0.42861 | 0.11215 | 0.16139 | 1 | 1 | Replace on Burnout | 3.8086 | #NUM! | 0 | 127.8701 | 0 | 0 | 127.8701 | 0 | 800.9458 | 0 | 0 | 0 | 8.5247 | 0 | 809.4705 | 205.2872 | 604.1834 | 3.9431 | 0 | 811.9321 | 0 | 0 | 0 | 8.5247 | 0 | 820.4568 | 205.2872 | 615.1696 | 3.9966 | 0 | 824.2526 | 0 | 0 | 0 | 8.5247 | 0 | 832.7773 | 205.2872 | 627.4901 | 4.0566 | per unit | 0.0039844 | 9.0485 | 0.005 | 0 | 4.8984 | 0 | 0 | 4.8984 | 0 | 0 | 4.9229 | 0 | 0 | 0 | 0 | 4.9475 | 0 | 0 | 0 | 0 | 0 | 0 | 4.8984 | 9.8213 | 14.7688 | 0 | 0 | 0 | 0 | 0 | 0 | 4.8984 | 9.8213 | 14.7688 | 0 | 0 | 0 | 0 | 4.8984 | 0 | 0 | 4.8984 | 0 | 0 | 4.9229 | 0 | 0 | 0 | 0 | 4.9475 | 0 | 0 | 0 | 0 | 0 | 0 | 4.8984 | 9.8213 | 14.7688 | 0 | 0 | 0 | 0 | 0 | 0 | 4.8984 | 9.8213 | 14.7688 | 0 | 0 | 0 | 14.1996 | 55.9904 | 14.1996 | 51.8095 | 19.4859 | 14.3716 | 57.438 | 14.3716 | 52.6855 | 19.722 | 14.5789 | 59.1413 | 14.5789 | 53.7613 | 20.0064 | 0.069169 | 0.070007 | 0.071017 | 0.0076062 | 0.0075684 | 0.0075307 | 0 | 0.55888 | 0 | 0 | 0.55888 | 0 | 0 | 0.56565 | 0 | 0 | 0.56565 | 0 | 0 | 0.57381 | 0 | 0 | 0.57381 | 0 | 0 | 0 | 0 | 8.3831 | 8.4847 | 8.6071 | 0 | 0 | 0 | 0 | 0 | 0 | 8.3831 | 8.4847 | 8.6071 | 0 | 0 | 0 | 0.55888 | 1.1245 | 1.6983 | 0 | 0 | 0 | 0 | 0 | 0 | 0.55888 | 1.1245 | 1.6983 | 0 | 0 | 0 | 1 | 1 | 1 | 1 | 1 | 1 | 1 | 365.25 | 444.2205 | 2.2162 | 365.25 | 455.2068 | 2.2463 | 365.25 | 467.5273 | 2.28 | 0 | 4.8984 | 0 | 0 | 4.8984 | 0 | 0 | 4.9229 | 0 | 0 | 0 | 0 | 4.9475 | 0 | 0 | 0 | 0 | 0 | 0 | 4.8984 | 9.8213 | 14.7688 | 0 | 0 | 0 | 0 | 0 | 0 | 4.8984 | 9.8213 | 14.7688 | 0 | 0 | 0 | 108.6224 | 240.73 | 108.6224 | 222.7543 | 36.2075 | 109.375 | 245.6878 | 109.375 | 225.3593 | 36.4583 | 110.1883 | 251.2315 | 110.1883 | 228.3772 | 36.7294 | 0.29739 | 0.29945 | 0.30168 | 0.032703 | 0.03254 | 0.032378 | 0 | 2.4029 | 0 | 0 | 2.4029 | 0 | 0 | 2.4195 | 0 | 0 | 2.4195 | 0 | 0 | 2.4375 | 0 | 0 | 2.4375 | 0 | 0 | 0 | 0 | 36.0432 | 36.2929 | 36.5628 | 0 | 0 | 0 | 0 | 0 | 0 | 36.0432 | 36.2929 | 36.5628 | 0 | 0 | 0 | 2.4029 | 4.8224 | 7.2599 | 0 | 0 | 0 | 0 | 0 | 0 | 2.4029 | 4.8224 | 7.2599 | 0 | 0 | 0 | 487 | 322.4705 | 1.6622 | 487 | 333.4568 | 1.6847 | 487 | 345.7773 | 1.71 | 0 | 4.8984 | 0 | 0 | 4.8984 | 0 | 0 | 4.9229 | 0 | 0 | 0 | 0 | 4.9475 | 0 | 0 | 0 | 0 | 0 | 0 | 4.8984 | 9.8213 | 14.7688 | 0 | 0 | 0 | 0 | 0 | 0 | 4.8984 | 9.8213 | 14.7688 | 0 | 0 | 0 | 221.4333 | 368.0569 | 221.4333 | 340.5735 | 0 | 222.5405 | 374.9175 | 222.5405 | 343.8965 | 0 | 223.6532 | 382.4503 | 223.6532 | 347.659 | 0 | 0.45469 | 0.45696 | 0.45925 | 0.05 | 0.049751 | 0.049504 | 0 | 3.6738 | 0 | 0 | 3.6738 | 0 | 0 | 3.6922 | 0 | 0 | 3.6922 | 0 | 0 | 3.7106 | 0 | 0 | 3.7106 | 0 | 0 | 0 | 0 | 55.1071 | 55.3826 | 55.6596 | 0 | 0 | 0 | 0 | 0 | 0 | 55.1071 | 55.3826 | 55.6596 | 0 | 0 | 0 | 3.6738 | 7.366 | 11.0766 | 0 | 0 | 0 | 0 | 0 | 0 | 3.6738 | 7.366 | 11.0766 | 0 | 0 | 0
| 719 | Business | Warehouse | Hot Water | Gas | 02-288 | 02-288.06 | Water Heaters | [02-288]_Business_Hot Water_Water Heater - Tankless _ROB_Gas_per unit | 0.81 UEF tankless | 0.87 UEF tankless | ENGINEER | 0 | 0.69638 | 0 | 0 | 0 | 0 | 487 | 15 | 0.445 | 0.29785 | 0.42861 | 0.11215 | 0.16139 | 1 | 1 | Replace on Burnout | 44.1893 | #NUM! | 0 | 11.0208 | 0 | 0 | 11.0208 | 0 | 69.0313 | 0 | 0 | 0 | 0.73472 | 0 | 69.766 | 205.2872 | -135.5212 | 0.33985 | 0 | 69.9781 | 0 | 0 | 0 | 0.73472 | 0 | 70.7129 | 205.2872 | -134.5743 | 0.34446 | 0 | 71.04 | 0 | 0 | 0 | 0.73472 | 0 | 71.7747 | 205.2872 | -133.5124 | 0.34963 | per unit | 0 | 0 | 0.005 | 0 | 0 | 0 | 0 | 0 | 0 | 0 | 0 | 0 | 0 | 0 | 0 | 0 | 0 | 0 | 0 | 0 | 0 | 0 | 0 | 0 | 0 | 0 | 0 | 0 | 0 | 0 | 0 | 0 | 0 | 0 | 0 | 0 | 0 | 0 | 0 | 0 | 0 | 0 | 0 | 0 | 0 | 0 | 0 | 0 | 0 | 0 | 0 | 0 | 0 | 0 | 0 | 0 | 0 | 0 | 0 | 0 | 0 | 0 | 0 | 0 | 0 | 0 | 0 | 0 | 0 | 0 | 0 | 0 | 0 | 0 | 0 | 0 | 0 | 0 | 0 | 0 | 0 | 0 | 0 | 0 | 0 | 0 | 0 | 0 | 0 | #NUM! | #NUM! | #NUM! | 0 | 0 | 0 | 0 | 0 | 0 | 0 | 0 | 0 | 0 | 0 | 0 | 0 | 0 | 0 | 0 | 0 | 0 | 0 | 0 | 0 | 0 | 0 | 0 | 0 | 0 | 0 | 0 | 0 | 0 | 0 | 0 | 0 | 0 | 0 | 0 | 0 | 0 | 0 | 0 | 0 | 0 | 0 | 0 | 0 | 0 | 0 | 0 | 0 | 0 | 0 | 1 | 1 | 1 | 1 | 1 | 1 | 1 | 365.25 | -295.484 | 0.19101 | 365.25 | -294.5371 | 0.1936 | 365.25 | -293.4753 | 0.19651 | 0 | 0 | 0 | 0 | 0 | 0 | 0 | 0 | 0 | 0 | 0 | 0 | 0 | 0 | 0 | 0 | 0 | 0 | 0 | 0 | 0 | 0 | 0 | 0 | 0 | 0 | 0 | 0 | 0 | 0 | 0 | 0 | 0 | 0 | 0 | 0 | 0 | 0 | 0 | 0 | 0 | 0 | 0 | 0 | 0 | 0 | 0 | 0 | 0 | 0 | 0 | 0 | #NUM! | #NUM! | #NUM! | 0 | 0 | 0 | 0 | 0 | 0 | 0 | 0 | 0 | 0 | 0 | 0 | 0 | 0 | 0 | 0 | 0 | 0 | 0 | 0 | 0 | 0 | 0 | 0 | 0 | 0 | 0 | 0 | 0 | 0 | 0 | 0 | 0 | 0 | 0 | 0 | 0 | 0 | 0 | 0 | 0 | 0 | 0 | 0 | 0 | 0 | 0 | 0 | 0 | 0 | 0 | 487 | -417.234 | 0.14326 | 487 | -416.2871 | 0.1452 | 487 | -415.2253 | 0.14738 | 0 | 0 | 0 | 0 | 0 | 0 | 0 | 0 | 0 | 0 | 0 | 0 | 0 | 0 | 0 | 0 | 0 | 0 | 0 | 0 | 0 | 0 | 0 | 0 | 0 | 0 | 0 | 0 | 0 | 0 | 0 | 0 | 0 | 0 | 0 | 0 | 0 | 0 | 0 | 0 | 0 | 0 | 0 | 0 | 0 | 0 | 0 | 0 | 0 | 0 | 0 | 0 | #NUM! | #NUM! | #NUM! | 0 | 0 | 0 | 0 | 0 | 0 | 0 | 0 | 0 | 0 | 0 | 0 | 0 | 0 | 0 | 0 | 0 | 0 | 0 | 0 | 0 | 0 | 0 | 0 | 0 | 0 | 0 | 0 | 0 | 0 | 0 | 0 | 0 | 0 | 0 | 0 | 0 | 0 | 0 | 0 | 0 | 0 | 0 | 0 | 0 | 0 | 0 | 0 | 0 | 0 | 0
| 720 | Business | Lodging | Hot Water | Gas | 02-288 | 02-288.07 | Water Heaters | [02-288]_Business_Hot Water_Water Heater - Tankless _ROB_Gas_per unit | 0.81 UEF tankless | 0.87 UEF tankless | ENGINEER | 0 | 18.7897 | 0 | 0 | 0 | 0 | 487 | 15 | 0.445 | 0.29785 | 0.42861 | 0.11215 | 0.16139 | 1 | 1 | Replace on Burnout | 1.6377 | #NUM! | 0 | 297.3633 | 0 | 0 | 297.3633 | 0 | 1862.6077 | 0 | 0 | 0 | 19.8242 | 0 | 1882.4319 | 179.1693 | 1703.2626 | 10.5064 | 0 | 1888.1564 | 0 | 0 | 0 | 19.8242 | 0 | 1907.9806 | 179.1693 | 1728.8113 | 10.649 | 0 | 1916.8078 | 0 | 0 | 0 | 19.8242 | 0 | 1936.6321 | 179.1693 | 1757.4628 | 10.809 | per unit | 0.015513 | 44.4756 | 0.005 | 0 | 55.9909 | 0 | 0 | 55.9909 | 0 | 0 | 56.2708 | 0 | 0 | 0 | 0 | 56.5522 | 0 | 0 | 0 | 0 | 0 | 0 | 55.9909 | 112.2617 | 168.8139 | 0 | 0 | 0 | 0 | 0 | 0 | 55.9909 | 112.2617 | 168.8139 | 0 | 0 | 0 | 0 | 55.9909 | 0 | 0 | 55.9909 | 0 | 0 | 56.2708 | 0 | 0 | 0 | 0 | 56.5522 | 0 | 0 | 0 | 0 | 0 | 0 | 55.9909 | 112.2617 | 168.8139 | 0 | 0 | 0 | 0 | 0 | 0 | 55.9909 | 112.2617 | 168.8139 | 0 | 0 | 0 | 210.1908 | 2208.358 | 210.1908 | 1950.1836 | 361.1288 | 211.8607 | 2256.1122 | 211.8607 | 1974.9808 | 363.9977 | 213.6802 | 2309.6585 | 213.6802 | 2003.7176 | 367.1238 | 1.1731 | 1.1825 | 1.1926 | 0.026246 | 0.026115 | 0.025985 | 0 | 22.043 | 0 | 0 | 22.043 | 0 | 0 | 22.2181 | 0 | 0 | 22.2181 | 0 | 0 | 22.4089 | 0 | 0 | 22.4089 | 0 | 0 | 0 | 0 | 330.6451 | 333.2718 | 336.134 | 0 | 0 | 0 | 0 | 0 | 0 | 330.6451 | 333.2718 | 336.134 | 0 | 0 | 0 | 22.043 | 44.2611 | 66.6701 | 0 | 0 | 0 | 0 | 0 | 0 | 22.043 | 44.2611 | 66.6701 | 0 | 0 | 0 | 1 | 1 | 1 | 1 | 1 | 1 | 1 | 365.25 | 1517.1819 | 5.1538 | 365.25 | 1542.7306 | 5.2238 | 365.25 | 1571.3821 | 5.3022 | 0 | 55.9909 | 0 | 0 | 55.9909 | 0 | 0 | 56.2708 | 0 | 0 | 0 | 0 | 56.5522 | 0 | 0 | 0 | 0 | 0 | 0 | 55.9909 | 112.2617 | 168.8139 | 0 | 0 | 0 | 0 | 0 | 0 | 55.9909 | 112.2617 | 168.8139 | 0 | 0 | 0 | 756.7348 | 3900.0734 | 756.7348 | 3444.1241 | 252.2449 | 761.0012 | 3975.2924 | 761.0012 | 3479.936 | 253.6671 | 765.405 | 4058.338 | 765.405 | 3520.7644 | 255.135 | 2.0718 | 2.0835 | 2.0956 | 0.046352 | 0.046121 | 0.045892 | 0 | 38.9291 | 0 | 0 | 38.9291 | 0 | 0 | 39.1486 | 0 | 0 | 39.1486 | 0 | 0 | 39.3751 | 0 | 0 | 39.3751 | 0 | 0 | 0 | 0 | 583.9361 | 587.2283 | 590.6265 | 0 | 0 | 0 | 0 | 0 | 0 | 583.9361 | 587.2283 | 590.6265 | 0 | 0 | 0 | 38.9291 | 78.0776 | 117.4527 | 0 | 0 | 0 | 0 | 0 | 0 | 38.9291 | 78.0776 | 117.4527 | 0 | 0 | 0 | 487 | 1395.4319 | 3.8654 | 487 | 1420.9806 | 3.9178 | 487 | 1449.6321 | 3.9767 | 0 | 55.9909 | 0 | 0 | 55.9909 | 0 | 0 | 56.2708 | 0 | 0 | 0 | 0 | 56.5522 | 0 | 0 | 0 | 0 | 0 | 0 | 55.9909 | 112.2617 | 168.8139 | 0 | 0 | 0 | 0 | 0 | 0 | 55.9909 | 112.2617 | 168.8139 | 0 | 0 | 0 | 1160.956 | 4487.5166 | 1160.956 | 3962.8906 | 0 | 1166.7608 | 4571.1641 | 1166.7608 | 4001.5569 | 0 | 1172.5946 | 4663.0066 | 1172.5946 | 4045.3377 | 0 | 2.3839 | 2.3958 | 2.4078 | 0.053333 | 0.053068 | 0.052804 | 0 | 44.7927 | 0 | 0 | 44.7927 | 0 | 0 | 45.0167 | 0 | 0 | 45.0167 | 0 | 0 | 45.2418 | 0 | 0 | 45.2418 | 0 | 0 | 0 | 0 | 671.8907 | 675.2502 | 678.6264 | 0 | 0 | 0 | 0 | 0 | 0 | 671.8907 | 675.2502 | 678.6264 | 0 | 0 | 0 | 44.7927 | 89.8094 | 135.0512 | 0 | 0 | 0 | 0 | 0 | 0 | 44.7927 | 89.8094 | 135.0512 | 0 | 0 | 0
| 721 | Business | Other Commercial | Hot Water | Gas | 02-288 | 02-288.08 | Water Heaters | [02-288]_Business_Hot Water_Water Heater - Tankless _ROB_Gas_per unit | 0.81 UEF tankless | 0.87 UEF tankless | ENGINEER | 0 | 0.94438 | 0 | 0 | 0 | 0 | 487 | 15 | 0.445 | 0.29785 | 0.42861 | 0.11215 | 0.16139 | 1 | 1 | Replace on Burnout | 32.5849 | #NUM! | 0 | 14.9456 | 0 | 0 | 14.9456 | 0 | 93.6154 | 0 | 0 | 0 | 0.99637 | 0 | 94.6117 | 179.1693 | -84.5576 | 0.52806 | 0 | 94.8995 | 0 | 0 | 0 | 0.99637 | 0 | 95.8958 | 179.1693 | -83.2735 | 0.53522 | 0 | 96.3395 | 0 | 0 | 0 | 0.99637 | 0 | 97.3359 | 179.1693 | -81.8334 | 0.54326 | per unit | 0.11071 | 420.7035 | 0.005 | 0 | 26.6193 | 0 | 0 | 26.6193 | 0 | 0 | 26.7524 | 0 | 0 | 0 | 0 | 26.8862 | 0 | 0 | 0 | 0 | 0 | 0 | 26.6193 | 53.3718 | 80.258 | 0 | 0 | 0 | 0 | 0 | 0 | 26.6193 | 53.3718 | 80.258 | 0 | 0 | 0 | 0 | 26.6193 | 0 | 0 | 26.6193 | 0 | 0 | 26.7524 | 0 | 0 | 0 | 0 | 26.8862 | 0 | 0 | 0 | 0 | 0 | 0 | 26.6193 | 53.3718 | 80.258 | 0 | 0 | 0 | 0 | 0 | 0 | 26.6193 | 53.3718 | 80.258 | 0 | 0 | 0 | 11.4593 | 6.0511 | 11.4593 | 5.3921 | 19.6881 | 11.6243 | 6.2216 | 11.6243 | 5.4956 | 19.9717 | 11.9007 | 6.4652 | 11.9007 | 5.6596 | 20.4467 | 0.063958 | 0.064879 | 0.066422 | 0.00015127 | 0.00015052 | 0.00014977 | 0 | 0.0604 | 0 | 0 | 0.0604 | 0 | 0 | 0.06127 | 0 | 0 | 0.06127 | 0 | 0 | 0.062727 | 0 | 0 | 0.062727 | 0 | 0 | 0 | 0 | 0.906 | 0.91905 | 0.94091 | 0 | 0 | 0 | 0 | 0 | 0 | 0.906 | 0.91905 | 0.94091 | 0 | 0 | 0 | 0.0604 | 0.12167 | 0.1844 | 0 | 0 | 0 | 0 | 0 | 0 | 0.0604 | 0.12167 | 0.1844 | 0 | 0 | 0 | 1 | 1 | 1 | 1 | 1 | 1 | 1 | 365.25 | -270.6383 | 0.25903 | 365.25 | -269.3542 | 0.26255 | 365.25 | -267.9141 | 0.26649 | 0 | 26.6193 | 0 | 0 | 26.6193 | 0 | 0 | 26.7524 | 0 | 0 | 0 | 0 | 26.8862 | 0 | 0 | 0 | 0 | 0 | 0 | 26.6193 | 53.3718 | 80.258 | 0 | 0 | 0 | 0 | 0 | 0 | 26.6193 | 53.3718 | 80.258 | 0 | 0 | 0 | 1343.8018 | 348.0888 | 1343.8018 | 310.1764 | 447.9339 | 1361.1601 | 357.3705 | 1361.1601 | 315.6702 | 453.72 | 1378.6416 | 367.3956 | 1378.6416 | 321.6144 | 459.5472 | 3.6791 | 3.7267 | 3.7745 | 0.0087017 | 0.0086584 | 0.0086153 | 0 | 3.4745 | 0 | 0 | 3.4745 | 0 | 0 | 3.5194 | 0 | 0 | 3.5194 | 0 | 0 | 3.5646 | 0 | 0 | 3.5646 | 0 | 0 | 0 | 0 | 52.1174 | 52.7906 | 53.4686 | 0 | 0 | 0 | 0 | 0 | 0 | 52.1174 | 52.7906 | 53.4686 | 0 | 0 | 0 | 3.4745 | 6.9939 | 10.5584 | 0 | 0 | 0 | 0 | 0 | 0 | 3.4745 | 6.9939 | 10.5584 | 0 | 0 | 0 | 487 | -392.3883 | 0.19427 | 487 | -391.1042 | 0.19691 | 487 | -389.6641 | 0.19987 | 0 | 26.6193 | 0 | 0 | 26.6193 | 0 | 0 | 26.7524 | 0 | 0 | 0 | 0 | 26.8862 | 0 | 0 | 0 | 0 | 0 | 0 | 26.6193 | 53.3718 | 80.258 | 0 | 0 | 0 | 0 | 0 | 0 | 26.6193 | 53.3718 | 80.258 | 0 | 0 | 0 | 10981.7064 | 2133.4668 | 10981.7064 | 1901.0986 | 0 | 11036.6149 | 2173.2347 | 11036.6149 | 1919.6478 | 0 | 11091.798 | 2216.8987 | 11091.798 | 1940.6506 | 0 | 22.5497 | 22.6625 | 22.7758 | 0.053333 | 0.053068 | 0.052804 | 0 | 21.2955 | 0 | 0 | 21.2955 | 0 | 0 | 21.4019 | 0 | 0 | 21.4019 | 0 | 0 | 21.509 | 0 | 0 | 21.509 | 0 | 0 | 0 | 0 | 319.432 | 321.0292 | 322.6343 | 0 | 0 | 0 | 0 | 0 | 0 | 319.432 | 321.0292 | 322.6343 | 0 | 0 | 0 | 21.2955 | 42.6974 | 64.2064 | 0 | 0 | 0 | 0 | 0 | 0 | 21.2955 | 42.6974 | 64.2064 | 0 | 0 | 0
| 722 | Business | Food Sales | Hot Water | Gas | 02-288 | 02-288.09 | Water Heaters | [02-288]_Business_Hot Water_Water Heater - Tankless _ROB_Gas_per unit | 0.81 UEF tankless | 0.87 UEF tankless | ENGINEER | 0 | 0.1885 | 0 | 0 | 0 | 0 | 487 | 15 | 0.445 | 0.29785 | 0.42861 | 0.11215 | 0.16139 | 1 | 1 | Replace on Burnout | 163.2496 | #NUM! | 0 | 2.9832 | 0 | 0 | 2.9832 | 0 | 18.6858 | 0 | 0 | 0 | 0.19888 | 0 | 18.8846 | 179.1693 | -160.2847 | 0.1054 | 0 | 18.9421 | 0 | 0 | 0 | 0.19888 | 0 | 19.141 | 179.1693 | -160.0284 | 0.10683 | 0 | 19.2295 | 0 | 0 | 0 | 0.19888 | 0 | 19.4284 | 179.1693 | -159.7409 | 0.10844 | per unit | 0.0063191 | 11.3492 | 0.005 | 0 | 0.14333 | 0 | 0 | 0.14333 | 0 | 0 | 0.14405 | 0 | 0 | 0 | 0 | 0.14477 | 0 | 0 | 0 | 0 | 0 | 0 | 0.14333 | 0.28738 | 0.43216 | 0 | 0 | 0 | 0 | 0 | 0 | 0.14333 | 0.28738 | 0.43216 | 0 | 0 | 0 | 0 | 0.14333 | 0 | 0 | 0.14333 | 0 | 0 | 0.14405 | 0 | 0 | 0 | 0 | 0.14477 | 0 | 0 | 0 | 0 | 0 | 0 | 0.14333 | 0.28738 | 0.43216 | 0 | 0 | 0 | 0 | 0 | 0 | 0.14333 | 0.28738 | 0.43216 | 0 | 0 | 0 | 0.00082028 | 8.6459e-05 | 0.00082028 | 7.6033e-05 | 0.0014093 | 0.00082438 | 8.807e-05 | 0.00082438 | 7.6775e-05 | 0.0014164 | 0.0008704 | 9.4383e-05 | 0.0008704 | 8.1539e-05 | 0.0014954 | 4.5782e-06 | 4.6011e-06 | 4.858e-06 | 4.0139e-07 | 3.994e-07 | 3.9741e-07 | 0 | 8.63e-07 | 0 | 0 | 8.63e-07 | 0 | 0 | 8.6731e-07 | 0 | 0 | 8.6731e-07 | 0 | 0 | 9.1573e-07 | 0 | 0 | 9.1573e-07 | 0 | 0 | 0 | 0 | 1.2945e-05 | 1.301e-05 | 1.3736e-05 | 0 | 0 | 0 | 0 | 0 | 0 | 1.2945e-05 | 1.301e-05 | 1.3736e-05 | 0 | 0 | 0 | 8.63e-07 | 1.7303e-06 | 2.646e-06 | 0 | 0 | 0 | 0 | 0 | 0 | 8.63e-07 | 1.7303e-06 | 2.646e-06 | 0 | 0 | 0 | 1 | 1 | 1 | 1 | 1 | 1 | 1 | 365.25 | -346.3654 | 0.051703 | 365.25 | -346.109 | 0.052405 | 365.25 | -345.8216 | 0.053192 | 0 | 0 | 0 | 0 | 0 | 0 | 0 | 0 | 0 | 0 | 0 | 0 | 0 | 0 | 0 | 0 | 0 | 0 | 0 | 0 | 0 | 0 | 0 | 0 | 0 | 0 | 0 | 0 | 0 | 0 | 0 | 0 | 0 | 0 | 0 |  |  |  |  | 0 |  |  |  |  | 0 |  |  |  |  | 0 | 0 | 0 | 0 | 0 | 0 | 0 | 0 | 0 | 0 | 0 | 0 | 0 | 0 | 0 | 0 | 0 | 0 | 0 | 0 | 0 | 0 | 0 | 0 | 0 | 0 | 0 | 0 | 0 | 0 | 0 | 0 | 0 | 0 | 0 | 0 | 0 | 0 | 0 | 0 | 0 | 0 | 0 | 0 | 0 | 0 | 0 | 0 | 0 | 0 | 0 | 0 | 0 | 0 | 0 | 0 | 0 | 487 | -468.1154 | 0.038778 | 487 | -467.859 | 0.039304 | 487 | -467.5716 | 0.039894 | 0 | 0 | 0 | 0 | 0 | 0 | 0 | 0 | 0 | 0 | 0 | 0 | 0 | 0 | 0 | 0 | 0 | 0 | 0 | 0 | 0 | 0 | 0 | 0 | 0 | 0 | 0 | 0 | 0 | 0 | 0 | 0 | 0 | 0 | 0 |  |  |  |  | 0 |  |  |  |  | 0 |  |  |  |  | 0 | 0 | 0 | 0 | 0 | 0 | 0 | 0 | 0 | 0 | 0 | 0 | 0 | 0 | 0 | 0 | 0 | 0 | 0 | 0 | 0 | 0 | 0 | 0 | 0 | 0 | 0 | 0 | 0 | 0 | 0 | 0 | 0 | 0 | 0 | 0 | 0 | 0 | 0 | 0 | 0 | 0 | 0 | 0 | 0 | 0 | 0 | 0 | 0 | 0 | 0 | 0 | 0 | 0 | 0 | 0 | 0
| 723 | Business | Manufacturing/Industrial | Hot Water | Gas | 02-288 | 02-288.10 | Water Heaters | [02-288]_Business_Hot Water_Water Heater - Tankless _ROB_Gas_per unit | 0.81 UEF tankless | 0.87 UEF tankless | ENGINEER | 0 | 1.2948 | 0 | 0 | 0 | 0 | 487 | 15 | 0.445 | 0.29785 | 0.42861 | 0.11215 | 0.16139 | 1 | 1 | Replace on Burnout | 23.7659 | #NUM! | 0 | 20.4915 | 0 | 0 | 20.4915 | 0 | 128.3538 | 0 | 0 | 0 | 1.3661 | 0 | 129.7199 | 205.2872 | -75.5673 | 0.63189 | 0 | 130.1143 | 0 | 0 | 0 | 1.3661 | 0 | 131.4805 | 205.2872 | -73.8067 | 0.64047 | 0 | 132.0887 | 0 | 0 | 0 | 1.3661 | 0 | 133.4548 | 205.2872 | -71.8323 | 0.65009 | per unit | 0.0062834 | 26.0319 | 0.005 | 0 | 2.2583 | 0 | 0 | 2.2583 | 0 | 0 | 2.2696 | 0 | 0 | 0 | 0 | 2.281 | 0 | 0 | 0 | 0 | 0 | 0 | 2.2583 | 4.528 | 6.8089 | 0 | 0 | 0 | 0 | 0 | 0 | 2.2583 | 4.528 | 6.8089 | 0 | 0 | 0 | 0 | 2.2583 | 0 | 0 | 2.2583 | 0 | 0 | 2.2696 | 0 | 0 | 0 | 0 | 2.281 | 0 | 0 | 0 | 0 | 0 | 0 | 2.2583 | 4.528 | 6.8089 | 0 | 0 | 0 | 0 | 0 | 0 | 2.2583 | 4.528 | 6.8089 | 0 | 0 | 0 | 4.2082 | 2.6591 | 4.2082 | 2.688 | 5.7748 | 4.294 | 2.7502 | 4.294 | 2.7558 | 5.8925 | 4.3591 | 2.8338 | 4.3591 | 2.8141 | 5.9819 | 0.020499 | 0.020917 | 0.021234 | 0.00078354 | 0.00077964 | 0.00077576 | 0 | 0.026542 | 0 | 0 | 0.026542 | 0 | 0 | 0.027083 | 0 | 0 | 0.027083 | 0 | 0 | 0.027494 | 0 | 0 | 0.027494 | 0 | 0 | 0 | 0 | 0.39814 | 0.40625 | 0.41241 | 0 | 0 | 0 | 0 | 0 | 0 | 0.39814 | 0.40625 | 0.41241 | 0 | 0 | 0 | 0.026542 | 0.053626 | 0.08112 | 0 | 0 | 0 | 0 | 0 | 0 | 0.026542 | 0.053626 | 0.08112 | 0 | 0 | 0 | 1 | 1 | 1 | 1 | 1 | 1 | 1 | 365.25 | -235.5301 | 0.35515 | 365.25 | -233.7695 | 0.35997 | 365.25 | -231.7952 | 0.36538 | 0 | 2.2583 | 0 | 0 | 2.2583 | 0 | 0 | 2.2696 | 0 | 0 | 0 | 0 | 2.281 | 0 | 0 | 0 | 0 | 0 | 0 | 2.2583 | 4.528 | 6.8089 | 0 | 0 | 0 | 0 | 0 | 0 | 2.2583 | 4.528 | 6.8089 | 0 | 0 | 0 | 140.3119 | 49.8323 | 140.3119 | 50.3736 | 46.7706 | 141.6754 | 50.9995 | 141.6754 | 51.1039 | 47.2251 | 143.3116 | 52.3631 | 143.3116 | 51.9997 | 47.7705 | 0.38415 | 0.38789 | 0.39237 | 0.014684 | 0.014611 | 0.014538 | 0 | 0.49741 | 0 | 0 | 0.49741 | 0 | 0 | 0.50224 | 0 | 0 | 0.50224 | 0 | 0 | 0.50804 | 0 | 0 | 0.50804 | 0 | 0 | 0 | 0 | 7.4611 | 7.5336 | 7.6206 | 0 | 0 | 0 | 0 | 0 | 0 | 7.4611 | 7.5336 | 7.6206 | 0 | 0 | 0 | 0.49741 | 0.99965 | 1.5077 | 0 | 0 | 0 | 0 | 0 | 0 | 0.49741 | 0.99965 | 1.5077 | 0 | 0 | 0 | 487 | -357.2801 | 0.26637 | 487 | -355.5195 | 0.26998 | 487 | -353.5452 | 0.27403 | 0 | 2.2583 | 0 | 0 | 2.2583 | 0 | 0 | 2.2696 | 0 | 0 | 0 | 0 | 2.281 | 0 | 0 | 0 | 0 | 0 | 0 | 2.2583 | 4.528 | 6.8089 | 0 | 0 | 0 | 0 | 0 | 0 | 2.2583 | 4.528 | 6.8089 | 0 | 0 | 0 | 679.5166 | 180.9996 | 679.5166 | 182.9659 | 0 | 682.9142 | 184.3734 | 682.9142 | 184.7511 | 0 | 686.3287 | 188.0778 | 686.3287 | 186.7725 | 0 | 1.3953 | 1.4023 | 1.4093 | 0.053333 | 0.053068 | 0.052804 | 0 | 1.8067 | 0 | 0 | 1.8067 | 0 | 0 | 1.8157 | 0 | 0 | 1.8157 | 0 | 0 | 1.8248 | 0 | 0 | 1.8248 | 0 | 0 | 0 | 0 | 27.1001 | 27.2356 | 27.3717 | 0 | 0 | 0 | 0 | 0 | 0 | 27.1001 | 27.2356 | 27.3717 | 0 | 0 | 0 | 1.8067 | 3.6224 | 5.4472 | 0 | 0 | 0 | 0 | 0 | 0 | 1.8067 | 3.6224 | 5.4472 | 0 | 0 | 0
| 724 | Business | Office | Hot Water | Electric | 02-417 | 02-417.01 | Low Flow Fixtures | [02-417]_Business_Hot Water_Thermostatic Restrictor Shower Valve_ADD_Electric_per unit | No Thermostatic Valve, not a low flow shower head | Thermostatic Valve, no low flow shower head | ENGINEER | 54.1877 | 0 | 0 | 0 | 0.037818 | 2.0452 | 68.5 | 10 | 0.00278 | 0.29785 | 0.42861 | 0.11215 | 0.16139 | 1 | 1 | Additions on Existing | 32.5135 | 0.12641 | 541.8769 | 0 | 0 | 0 | 2.1068 | 36.1427 | 0 | 0 | 0 | 0.42957 | 0 | 39.0952 | 75.6674 | 28.6559 | 47.0115 | 2.6406 | 35.7978 | 0 | 0 | 0 | 0.43864 | 0 | 39.0952 | 75.3316 | 28.6559 | 46.6757 | 2.6288 | 35.5706 | 0 | 0 | 0 | 0.4503 | 0 | 39.0952 | 75.1161 | 28.6559 | 46.4602 | 2.6213 | per unit | 0.05956 | 1463.3863 | 0.005 | 17167.8966 | 0 | 0 | 0 | 63.2656 | 0.033309 | 16608.9587 | 0 | 0 | 0 | 0.032225 | 15286.892 | 0 | 0 | 0 | 0.02966 | 17167.8966 | 33776.8553 | 49063.7473 | 0 | 0 | 0 | 0 | 0 | 0 | 0 | 0 | 0 | 63.2656 | 124.4715 | 180.8054 | 0.033309 | 0.065534 | 0.095193 | 17167.8966 | 0 | 0 | 0 | 63.2656 | 0.033309 | 16608.9587 | 0 | 0 | 0 | 0.032225 | 15286.892 | 0 | 0 | 0 | 0.02966 | 17167.8966 | 0.065534 | 49063.7473 | 0 | 0 | 0 | 0 | 0 | 0 | 0 | 0 | 0 | 63.2656 | 124.4715 | 180.8054 | 0.033309 | 0.065534 | 0.095193 | 2368.114 | 6253.125 | 2368.114 | 9208.3755 | 3292.6985 | 2285.4599 | 6008.0875 | 2285.4599 | 8866.9035 | 3177.7738 | 2107.9213 | 5525.5172 | 2107.9213 | 8194.8635 | 2930.9186 | 82.6396 | 79.7552 | 73.5597 | 0.056191 | 0.055911 | 0.055633 | 4478.0489 | 0 | 0 | 0 | 16.5021 | 0.0086883 | 4321.752 | 0 | 0 | 0 | 15.9261 | 0.008385 | 3986.0305 | 0 | 0 | 0 | 14.689 | 0.0077337 | 44780.4885 | 43217.5196 | 39860.3048 | 0 | 0 | 0 | 0 | 0 | 0 | 0 | 0 | 0 | 165.0211 | 159.2614 | 146.8897 | 4478.0489 | 0.017073 | 12785.8313 | 0 | 0 | 0 | 0 | 0 | 0 | 0 | 0 | 0 | 16.5021 | 32.4283 | 47.1172 | 0.0086883 | 0.017073 | 0.024807 | 1 | 1 | 1 | 1 | 1 | 1 | 1 | 51.375 | 24.2924 | 1.4728 | 51.375 | 23.9566 | 1.4663 | 51.375 | 23.7411 | 1.4621 | 17167.8966 | 0 | 0 | 0 | 63.2656 | 0.033309 | 16608.9587 | 0 | 0 | 0 | 0.032225 | 15286.892 | 0 | 0 | 0 | 0.02966 | 17167.8966 | 0.065534 | 49063.7473 | 0 | 0 | 0 | 0 | 0 | 0 | 0 | 0 | 0 | 63.2656 | 124.4715 | 180.8054 | 0.033309 | 0.065534 | 0.095193 | 9834.6862 | 14484.9696 | 9834.6862 | 21330.6209 | 3278.2287 | 9508.8607 | 13942.9186 | 9508.8607 | 20577.349 | 3169.6202 | 8756.456 | 12802.9334 | 8756.456 | 18987.9585 | 2918.8187 | 191.4294 | 185.0873 | 170.442 | 0.13016 | 0.12951 | 0.12887 | 10373.1177 | 0 | 0 | 0 | 38.2261 | 0.020126 | 10029.4538 | 0 | 0 | 0 | 36.9597 | 0.019459 | 9235.8562 | 0 | 0 | 0 | 34.0352 | 0.017919 | 103731.1767 | 100294.5381 | 92358.5623 | 0 | 0 | 0 | 0 | 0 | 0 | 0 | 0 | 0 | 382.2611 | 369.5967 | 340.3517 | 10373.1177 | 0.039585 | 29638.4277 | 0 | 0 | 0 | 0 | 0 | 0 | 0 | 0 | 0 | 38.2261 | 75.1858 | 109.2209 | 0.020126 | 0.039585 | 0.057504 | 68.5 | 7.1674 | 1.1046 | 68.5 | 6.8316 | 1.0997 | 68.5 | 6.6161 | 1.0966 | 17167.8966 | 0 | 0 | 0 | 63.2656 | 0.033309 | 16608.9587 | 0 | 0 | 0 | 0.032225 | 15286.892 | 0 | 0 | 0 | 0.02966 | 17167.8966 | 0.065534 | 49063.7473 | 0 | 0 | 0 | 0 | 0 | 0 | 0 | 0 | 0 | 63.2656 | 124.4715 | 180.8054 | 0.033309 | 0.065534 | 0.095193 | 17361.8906 | 19178.5319 | 17361.8906 | 28242.3784 | 0 | 16796.6369 | 18471.7823 | 16796.6369 | 27261.1728 | 0 | 15459.631 | 16952.8026 | 15459.631 | 25142.6062 | 0 | 253.4583 | 245.2064 | 225.688 | 0.17234 | 0.17148 | 0.17063 | 13734.3172 | 0 | 0 | 0 | 50.6125 | 0.026647 | 13287.167 | 0 | 0 | 0 | 48.9647 | 0.02578 | 12229.5136 | 0 | 0 | 0 | 45.0671 | 0.023728 | 137343.1725 | 132871.67 | 122295.1356 | 0 | 0 | 0 | 0 | 0 | 0 | 0 | 0 | 0 | 506.125 | 489.6471 | 450.6713 | 13734.3172 | 0.052427 | 39250.9978 | 0 | 0 | 0 | 0 | 0 | 0 | 0 | 0 | 0 | 50.6125 | 99.5772 | 144.6443 | 0.026647 | 0.052427 | 0.076155
| 725 | Business | Retail | Hot Water | Electric | 02-417 | 02-417.02 | Low Flow Fixtures | [02-417]_Business_Hot Water_Thermostatic Restrictor Shower Valve_ADD_Electric_per unit | No Thermostatic Valve, not a low flow shower head | Thermostatic Valve, no low flow shower head | ENGINEER | 54.1877 | 0 | 0 | 0 | 0.037818 | 2.0452 | 68.5 | 10 | 0.00278 | 0.29785 | 0.42861 | 0.11215 | 0.16139 | 1 | 1 | Additions on Existing | 32.5135 | 0.12641 | 541.8769 | 0 | 0 | 0 | 2.1068 | 36.1427 | 0 | 0 | 0 | 0.42957 | 0 | 39.0952 | 75.6674 | 28.6559 | 47.0115 | 2.6406 | 35.7978 | 0 | 0 | 0 | 0.43864 | 0 | 39.0952 | 75.3316 | 28.6559 | 46.6757 | 2.6288 | 35.5706 | 0 | 0 | 0 | 0.4503 | 0 | 39.0952 | 75.1161 | 28.6559 | 46.4602 | 2.6213 | per unit | 0.056616 | 485.139 | 0.005 | 5691.4684 | 0 | 0 | 0 | 20.9737 | 0.011043 | 5506.1704 | 0 | 0 | 0 | 0.010683 | 5067.8813 | 0 | 0 | 0 | 0.0098327 | 5691.4684 | 11197.6388 | 16265.5201 | 0 | 0 | 0 | 0 | 0 | 0 | 0 | 0 | 0 | 20.9737 | 41.2646 | 59.9403 | 0.011043 | 0.021726 | 0.031558 | 5691.4684 | 0 | 0 | 0 | 20.9737 | 0.011043 | 5506.1704 | 0 | 0 | 0 | 0.010683 | 5067.8813 | 0 | 0 | 0 | 0.0098327 | 5691.4684 | 0.021726 | 16265.5201 | 0 | 0 | 0 | 0 | 0 | 0 | 0 | 0 | 0 | 20.9737 | 41.2646 | 59.9403 | 0.011043 | 0.021726 | 0.031558 | 367.8076 | 971.2145 | 367.8076 | 1431.9312 | 511.411 | 354.6682 | 932.3626 | 354.6682 | 1377.669 | 493.1415 | 327.33 | 858.0337 | 327.33 | 1274.0953 | 455.1297 | 12.8353 | 12.3768 | 11.4228 | 0.026325 | 0.026194 | 0.026064 | 695.5156 | 0 | 0 | 0 | 2.5631 | 0.0013494 | 670.6693 | 0 | 0 | 0 | 2.4715 | 0.0013012 | 618.9735 | 0 | 0 | 0 | 2.281 | 0.0012009 | 6955.1561 | 6706.6932 | 6189.7348 | 0 | 0 | 0 | 0 | 0 | 0 | 0 | 0 | 0 | 25.6305 | 24.7149 | 22.8099 | 695.5156 | 0.0026507 | 1985.1584 | 0 | 0 | 0 | 0 | 0 | 0 | 0 | 0 | 0 | 2.5631 | 5.0345 | 7.3155 | 0.0013494 | 0.0026507 | 0.0038516 | 1 | 1 | 1 | 1 | 1 | 1 | 1 | 51.375 | 24.2924 | 1.4728 | 51.375 | 23.9566 | 1.4663 | 51.375 | 23.7411 | 1.4621 | 5691.4684 | 0 | 0 | 0 | 20.9737 | 0.011043 | 5506.1704 | 0 | 0 | 0 | 0.010683 | 5067.8813 | 0 | 0 | 0 | 0.0098327 | 5691.4684 | 0.021726 | 16265.5201 | 0 | 0 | 0 | 0 | 0 | 0 | 0 | 0 | 0 | 20.9737 | 41.2646 | 59.9403 | 0.011043 | 0.021726 | 0.031558 | 2708.0508 | 3988.5394 | 2708.0508 | 5880.5896 | 902.6836 | 2617.5442 | 3838.126 | 2617.5442 | 5671.256 | 872.5147 | 2411.0558 | 3525.2375 | 2411.0558 | 5234.6293 | 803.6853 | 52.7115 | 50.9498 | 46.9305 | 0.10811 | 0.10757 | 0.10704 | 2856.3117 | 0 | 0 | 0 | 10.5258 | 0.0055418 | 2760.85 | 0 | 0 | 0 | 10.174 | 0.0053566 | 2543.0568 | 0 | 0 | 0 | 9.3715 | 0.004934 | 28563.1173 | 27608.5003 | 25430.5682 | 0 | 0 | 0 | 0 | 0 | 0 | 0 | 0 | 0 | 105.2583 | 101.7404 | 93.7145 | 2856.3117 | 0.010898 | 8160.2186 | 0 | 0 | 0 | 0 | 0 | 0 | 0 | 0 | 0 | 10.5258 | 20.6999 | 30.0713 | 0.0055418 | 0.010898 | 0.015832 | 68.5 | 7.1674 | 1.1046 | 68.5 | 6.8316 | 1.0997 | 68.5 | 6.6161 | 1.0966 | 5691.4684 | 0 | 0 | 0 | 20.9737 | 0.011043 | 5506.1704 | 0 | 0 | 0 | 0.010683 | 5067.8813 | 0 | 0 | 0 | 0.0098327 | 5691.4684 | 0.021726 | 16265.5201 | 0 | 0 | 0 | 0 | 0 | 0 | 0 | 0 | 0 | 20.9737 | 41.2646 | 59.9403 | 0.011043 | 0.021726 | 0.031558 | 5396.0446 | 5960.6535 | 5396.0446 | 8788.2188 | 0 | 5220.3648 | 5740.997 | 5220.3648 | 8482.9585 | 0 | 4804.8257 | 5268.9008 | 4804.8257 | 7823.7968 | 0 | 78.7744 | 76.2097 | 70.1434 | 0.16157 | 0.16076 | 0.15996 | 4268.6013 | 0 | 0 | 0 | 15.7303 | 0.0082819 | 4129.6278 | 0 | 0 | 0 | 15.2181 | 0.0080123 | 3800.911 | 0 | 0 | 0 | 14.0068 | 0.0073745 | 42686.0128 | 41296.2778 | 38009.1098 | 0 | 0 | 0 | 0 | 0 | 0 | 0 | 0 | 0 | 157.3028 | 152.1814 | 140.0678 | 4268.6013 | 0.016294 | 12199.14 | 0 | 0 | 0 | 0 | 0 | 0 | 0 | 0 | 0 | 15.7303 | 30.9484 | 44.9552 | 0.0082819 | 0.016294 | 0.023669
| 726 | Business | Food Service | Hot Water | Electric | 02-417 | 02-417.03 | Low Flow Fixtures | [02-417]_Business_Hot Water_Thermostatic Restrictor Shower Valve_ADD_Electric_per unit | No Thermostatic Valve, not a low flow shower head | Thermostatic Valve, no low flow shower head | ENGINEER | 86.6602 | 0 | 0 | 0 | 0.037818 | 3.2708 | 68.5 | 10 | 0.00278 | 0.29785 | 0.42861 | 0.11215 | 0.16139 | 1 | 1 | Additions on Existing | 20.3303 | 0.079044 | 866.6025 | 0 | 0 | 0 | 3.3694 | 57.8016 | 0 | 0 | 0 | 0.42957 | 0 | 62.5234 | 132.4007 | 28.6559 | 103.7448 | 4.6204 | 57.25 | 0 | 0 | 0 | 0.43864 | 0 | 62.5234 | 131.7497 | 28.6559 | 103.0938 | 4.5976 | 56.8867 | 0 | 0 | 0 | 0.4503 | 0 | 62.5234 | 131.3278 | 28.6559 | 102.6718 | 4.5829 | per unit | 0.051647 | 82.7893 | 0.005 | 1553.2874 | 0 | 0 | 0 | 5.724 | 0.0018844 | 1502.7168 | 0 | 0 | 0 | 0.0018231 | 1383.1011 | 0 | 0 | 0 | 0.001678 | 1553.2874 | 3056.0042 | 4439.1053 | 0 | 0 | 0 | 0 | 0 | 0 | 0 | 0 | 0 | 5.724 | 11.2617 | 16.3586 | 0.0018844 | 0.0037075 | 0.0053854 | 1553.2874 | 0 | 0 | 0 | 5.724 | 0.0018844 | 1502.7168 | 0 | 0 | 0 | 0.0018231 | 1383.1011 | 0 | 0 | 0 | 0.001678 | 1553.2874 | 0.0037075 | 4439.1053 | 0 | 0 | 0 | 0 | 0 | 0 | 0 | 0 | 0 | 5.724 | 11.2617 | 16.3586 | 0.0018844 | 0.0037075 | 0.0053854 | 131.5836 | 607.9637 | 131.5836 | 927.6968 | 182.9578 | 126.9805 | 583.8109 | 126.9805 | 893.0691 | 176.5576 | 117.1214 | 536.758 | 117.1214 | 825.5027 | 162.8492 | 4.5918 | 4.4312 | 4.0872 | 0.055188 | 0.054914 | 0.05464 | 397.9304 | 0 | 0 | 0 | 1.4664 | 0.00048276 | 384.01 | 0 | 0 | 0 | 1.4151 | 0.00046587 | 354.1946 | 0 | 0 | 0 | 1.3052 | 0.0004297 | 3979.3044 | 3840.0998 | 3541.9459 | 0 | 0 | 0 | 0 | 0 | 0 | 0 | 0 | 0 | 14.6642 | 14.1512 | 13.0525 | 397.9304 | 0.00094864 | 1136.135 | 0 | 0 | 0 | 0 | 0 | 0 | 0 | 0 | 0 | 1.4664 | 2.8815 | 4.1868 | 0.00048276 | 0.00094864 | 0.0013783 | 1 | 1 | 1 | 1 | 1 | 1 | 1 | 51.375 | 81.0257 | 2.5771 | 51.375 | 80.3747 | 2.5645 | 51.375 | 79.9528 | 2.5563 | 1553.2874 | 0 | 0 | 0 | 5.724 | 0.0018844 | 1502.7168 | 0 | 0 | 0 | 0.0018231 | 1383.1011 | 0 | 0 | 0 | 0.001678 | 1553.2874 | 0.0037075 | 4439.1053 | 0 | 0 | 0 | 0 | 0 | 0 | 0 | 0 | 0 | 5.724 | 11.2617 | 16.3586 | 0.0018844 | 0.0037075 | 0.0053854 | 551.1636 | 1420.4277 | 551.1636 | 2167.4422 | 183.7212 | 532.939 | 1366.7067 | 532.939 | 2090.6831 | 177.6463 | 490.7477 | 1254.4778 | 490.7477 | 1929.3141 | 163.5826 | 10.7282 | 10.3735 | 9.5523 | 0.12894 | 0.1283 | 0.12766 | 929.7124 | 0 | 0 | 0 | 3.4261 | 0.0011279 | 898.9709 | 0 | 0 | 0 | 3.3128 | 0.0010906 | 827.8017 | 0 | 0 | 0 | 3.0505 | 0.0010043 | 9297.1242 | 8989.7089 | 8278.0173 | 0 | 0 | 0 | 0 | 0 | 0 | 0 | 0 | 0 | 34.2609 | 33.1281 | 30.5054 | 929.7124 | 0.0022185 | 2656.485 | 0 | 0 | 0 | 0 | 0 | 0 | 0 | 0 | 0 | 3.4261 | 6.7389 | 9.7894 | 0.0011279 | 0.0022185 | 0.0032228 | 68.5 | 63.9007 | 1.9329 | 68.5 | 63.2497 | 1.9234 | 68.5 | 62.8278 | 1.9172 | 1553.2874 | 0 | 0 | 0 | 5.724 | 0.0018844 | 1502.7168 | 0 | 0 | 0 | 0.0018231 | 1383.1011 | 0 | 0 | 0 | 0.001678 | 1553.2874 | 0.0037075 | 4439.1053 | 0 | 0 | 0 | 0 | 0 | 0 | 0 | 0 | 0 | 5.724 | 11.2617 | 16.3586 | 0.0018844 | 0.0037075 | 0.0053854 | 920.8391 | 1779.8507 | 920.8391 | 2715.8888 | 0 | 890.8592 | 1713.4369 | 890.8592 | 2621.0842 | 0 | 819.9471 | 1571.9975 | 819.9471 | 2417.6409 | 0 | 13.4429 | 13.0052 | 11.97 | 0.16157 | 0.16076 | 0.15996 | 1164.9656 | 0 | 0 | 0 | 4.293 | 0.0014133 | 1127.0376 | 0 | 0 | 0 | 4.1533 | 0.0013673 | 1037.3258 | 0 | 0 | 0 | 3.8227 | 0.0012585 | 11649.6557 | 11270.376 | 10373.2584 | 0 | 0 | 0 | 0 | 0 | 0 | 0 | 0 | 0 | 42.9303 | 41.5326 | 38.2266 | 1164.9656 | 0.0027806 | 3329.329 | 0 | 0 | 0 | 0 | 0 | 0 | 0 | 0 | 0 | 4.293 | 8.4463 | 12.269 | 0.0014133 | 0.0027806 | 0.0040391
| 727 | Business | Healthcare/Hospitals | Hot Water | Electric | 02-417 | 02-417.04 | Low Flow Fixtures | [02-417]_Business_Hot Water_Thermostatic Restrictor Shower Valve_ADD_Electric_per unit | No Thermostatic Valve, not a low flow shower head | Thermostatic Valve, no low flow shower head | ENGINEER | 72.3265 | 0 | 0 | 0 | 0.037818 | 2.7298 | 68.5 | 10 | 0.00278 | 0.29785 | 0.42861 | 0.11215 | 0.16139 | 1 | 1 | Additions on Existing | 24.3594 | 0.094709 | 723.2655 | 0 | 0 | 0 | 2.8121 | 48.2411 | 0 | 0 | 0 | 0.42957 | 0 | 52.1819 | 100.8526 | 23.5535 | 77.2991 | 4.2818 | 47.7808 | 0 | 0 | 0 | 0.43864 | 0 | 52.1819 | 100.4013 | 23.5535 | 76.8478 | 4.2627 | 47.4776 | 0 | 0 | 0 | 0.4503 | 0 | 52.1819 | 100.1098 | 23.5535 | 76.5563 | 4.2503 | per unit | 0.057256 | 155.5068 | 0.005 | 2435.0319 | 0 | 0 | 0 | 8.9734 | 0.0035396 | 2355.7542 | 0 | 0 | 0 | 0.0034244 | 2168.237 | 0 | 0 | 0 | 0.0031518 | 2435.0319 | 4790.786 | 6959.023 | 0 | 0 | 0 | 0 | 0 | 0 | 0 | 0 | 0 | 8.9734 | 17.6546 | 25.6448 | 0.0035396 | 0.0069639 | 0.010116 | 2435.0319 | 0 | 0 | 0 | 8.9734 | 0.0035396 | 2355.7542 | 0 | 0 | 0 | 0.0034244 | 2168.237 | 0 | 0 | 0 | 0.0031518 | 2435.0319 | 0.0069639 | 6959.023 | 0 | 0 | 0 | 0 | 0 | 0 | 0 | 0 | 0 | 8.9734 | 17.6546 | 25.6448 | 0.0035396 | 0.0069639 | 0.010116 | 92.0626 | 394.1976 | 92.0626 | 578.9479 | 175.6799 | 88.7703 | 378.3998 | 88.7703 | 556.9799 | 169.3974 | 81.9757 | 348.422 | 81.9757 | 515.3938 | 156.4315 | 3.9086 | 3.7689 | 3.4804 | 0.02501 | 0.024885 | 0.024762 | 282.6991 | 0 | 0 | 0 | 1.0418 | 0.00041093 | 272.5895 | 0 | 0 | 0 | 1.0045 | 0.00039624 | 251.7251 | 0 | 0 | 0 | 0.92764 | 0.00036591 | 2826.9915 | 2725.8951 | 2517.2515 | 0 | 0 | 0 | 0 | 0 | 0 | 0 | 0 | 0 | 10.4178 | 10.0452 | 9.2764 | 282.6991 | 0.00080717 | 807.0138 | 0 | 0 | 0 | 0 | 0 | 0 | 0 | 0 | 0 | 1.0418 | 2.0463 | 2.9739 | 0.00041093 | 0.00080717 | 0.0011731 | 1 | 1 | 1 | 1 | 1 | 1 | 1 | 51.375 | 49.4776 | 1.9631 | 51.375 | 49.0263 | 1.9543 | 51.375 | 48.7348 | 1.9486 | 2435.0319 | 0 | 0 | 0 | 8.9734 | 0.0035396 | 2355.7542 | 0 | 0 | 0 | 0.0034244 | 2168.237 | 0 | 0 | 0 | 0.0031518 | 2435.0319 | 0.0069639 | 6959.023 | 0 | 0 | 0 | 0 | 0 | 0 | 0 | 0 | 0 | 8.9734 | 17.6546 | 25.6448 | 0.0035396 | 0.0069639 | 0.010116 | 955.8601 | 1876.4186 | 955.8601 | 2755.8476 | 318.62 | 924.136 | 1806.0239 | 924.136 | 2658.3499 | 308.0453 | 851.0726 | 1658.4082 | 851.0726 | 2453.1558 | 283.6909 | 18.6055 | 17.988 | 16.5659 | 0.11905 | 0.11846 | 0.11787 | 1345.6751 | 0 | 0 | 0 | 4.959 | 0.0019561 | 1301.0134 | 0 | 0 | 0 | 4.7944 | 0.0018912 | 1198.1537 | 0 | 0 | 0 | 4.4153 | 0.0017417 | 13456.7514 | 13010.1338 | 11981.5367 | 0 | 0 | 0 | 0 | 0 | 0 | 0 | 0 | 0 | 49.5896 | 47.9438 | 44.1533 | 1345.6751 | 0.0038473 | 3844.8422 | 0 | 0 | 0 | 0 | 0 | 0 | 0 | 0 | 0 | 4.959 | 9.7533 | 14.1687 | 0.0019561 | 0.0038473 | 0.0055889 | 68.5 | 32.3526 | 1.4723 | 68.5 | 31.9013 | 1.4657 | 68.5 | 31.6098 | 1.4615 | 2435.0319 | 0 | 0 | 0 | 8.9734 | 0.0035396 | 2355.7542 | 0 | 0 | 0 | 0.0034244 | 2168.237 | 0 | 0 | 0 | 0.0031518 | 2435.0319 | 0.0069639 | 6959.023 | 0 | 0 | 0 | 0 | 0 | 0 | 0 | 0 | 0 | 8.9734 | 17.6546 | 25.6448 | 0.0035396 | 0.0069639 | 0.010116 | 1729.6521 | 2546.5688 | 1729.6521 | 3740.0799 | 0 | 1673.3396 | 2452.6353 | 1673.3396 | 3610.1197 | 0 | 1540.1424 | 2250.8519 | 1540.1424 | 3329.5123 | 0 | 25.2504 | 24.4283 | 22.4838 | 0.16157 | 0.16076 | 0.15996 | 1826.2739 | 0 | 0 | 0 | 6.73 | 0.0026547 | 1766.8156 | 0 | 0 | 0 | 6.5109 | 0.0025683 | 1626.1778 | 0 | 0 | 0 | 5.9926 | 0.0023638 | 18262.739 | 17668.1562 | 16261.7777 | 0 | 0 | 0 | 0 | 0 | 0 | 0 | 0 | 0 | 67.3002 | 65.1091 | 59.9265 | 1826.2739 | 0.005223 | 5219.2673 | 0 | 0 | 0 | 0 | 0 | 0 | 0 | 0 | 0 | 6.73 | 13.2409 | 19.2336 | 0.0026547 | 0.005223 | 0.0075868
| 728 | Business | Campus/Education | Hot Water | Electric | 02-417 | 02-417.05 | Low Flow Fixtures | [02-417]_Business_Hot Water_Thermostatic Restrictor Shower Valve_ADD_Electric_per unit | No Thermostatic Valve, not a low flow shower head | Thermostatic Valve, no low flow shower head | ENGINEER | 58.8511 | 0 | 0 | 0 | 0.037818 | 2.2212 | 68.5 | 10 | 0.00278 | 0.29785 | 0.42861 | 0.11215 | 0.16139 | 1 | 1 | Additions on Existing | 29.9371 | 0.1164 | 588.5115 | 0 | 0 | 0 | 2.2881 | 39.2532 | 0 | 0 | 0 | 0.42957 | 0 | 42.4597 | 82.1425 | 23.5535 | 58.5889 | 3.4875 | 38.8786 | 0 | 0 | 0 | 0.43864 | 0 | 42.4597 | 81.777 | 23.5535 | 58.2234 | 3.472 | 38.6319 | 0 | 0 | 0 | 0.4503 | 0 | 42.4597 | 81.5419 | 23.5535 | 57.9884 | 3.462 | per unit | 0.05403 | 122.701 | 0.005 | 1563.3658 | 0 | 0 | 0 | 5.7612 | 0.0027929 | 1512.467 | 0 | 0 | 0 | 0.002702 | 1392.0752 | 0 | 0 | 0 | 0.0024869 | 1563.3658 | 3075.8328 | 4467.908 | 0 | 0 | 0 | 0 | 0 | 0 | 0 | 0 | 0 | 5.7612 | 11.3348 | 16.4647 | 0.0027929 | 0.0054948 | 0.0079817 | 1563.3658 | 0 | 0 | 0 | 5.7612 | 0.0027929 | 1512.467 | 0 | 0 | 0 | 0.002702 | 1392.0752 | 0 | 0 | 0 | 0.0024869 | 1563.3658 | 0.0054948 | 4467.908 | 0 | 0 | 0 | 0 | 0 | 0 | 0 | 0 | 0 | 5.7612 | 11.3348 | 16.4647 | 0.0027929 | 0.0054948 | 0.0079817 | 51.8051 | 180.6693 | 51.8051 | 265.5261 | 98.858 | 49.9229 | 173.3303 | 49.9229 | 255.3012 | 95.2662 | 46.0991 | 159.5941 | 46.0991 | 236.2287 | 87.9693 | 2.1995 | 2.1195 | 1.9572 | 0.017836 | 0.017747 | 0.017659 | 129.4409 | 0 | 0 | 0 | 0.477 | 0.00023124 | 124.7379 | 0 | 0 | 0 | 0.45967 | 0.00022284 | 115.1837 | 0 | 0 | 0 | 0.42446 | 0.00020577 | 1294.4089 | 1247.3791 | 1151.8367 | 0 | 0 | 0 | 0 | 0 | 0 | 0 | 0 | 0 | 4.77 | 4.5967 | 4.2446 | 129.4409 | 0.00045408 | 369.3625 | 0 | 0 | 0 | 0 | 0 | 0 | 0 | 0 | 0 | 0.477 | 0.93668 | 1.3611 | 0.00023124 | 0.00045408 | 0.00065985 | 1 | 1 | 1 | 1 | 1 | 1 | 1 | 51.375 | 30.7675 | 1.5989 | 51.375 | 30.402 | 1.5918 | 51.375 | 30.1669 | 1.5872 | 1563.3658 | 0 | 0 | 0 | 5.7612 | 0.0027929 | 1512.467 | 0 | 0 | 0 | 0.002702 | 1392.0752 | 0 | 0 | 0 | 0.0024869 | 1563.3658 | 0.0054948 | 4467.908 | 0 | 0 | 0 | 0 | 0 | 0 | 0 | 0 | 0 | 5.7612 | 11.3348 | 16.4647 | 0.0027929 | 0.0054948 | 0.0079817 | 705.3994 | 1127.8492 | 705.3994 | 1657.578 | 235.1331 | 681.8754 | 1085.3858 | 681.8754 | 1598.6839 | 227.2918 | 628.048 | 996.8319 | 628.048 | 1475.4946 | 209.3493 | 13.7304 | 13.2725 | 12.2248 | 0.11134 | 0.11079 | 0.11024 | 808.0499 | 0 | 0 | 0 | 2.9778 | 0.0014435 | 781.1027 | 0 | 0 | 0 | 2.8785 | 0.0013954 | 719.4423 | 0 | 0 | 0 | 2.6512 | 0.0012852 | 8080.4991 | 7811.0273 | 7194.4229 | 0 | 0 | 0 | 0 | 0 | 0 | 0 | 0 | 0 | 29.7775 | 28.7845 | 26.5123 | 808.0499 | 0.0028389 | 2308.5949 | 0 | 0 | 0 | 0 | 0 | 0 | 0 | 0 | 0 | 2.9778 | 5.8562 | 8.5074 | 0.0014435 | 0.0028389 | 0.0041242 | 68.5 | 13.6425 | 1.1992 | 68.5 | 13.277 | 1.1938 | 68.5 | 13.0419 | 1.1904 | 1563.3658 | 0 | 0 | 0 | 5.7612 | 0.0027929 | 1512.467 | 0 | 0 | 0 | 0.002702 | 1392.0752 | 0 | 0 | 0 | 0.0024869 | 1563.3658 | 0.0054948 | 4467.908 | 0 | 0 | 0 | 0 | 0 | 0 | 0 | 0 | 0 | 5.7612 | 11.3348 | 16.4647 | 0.0027929 | 0.0054948 | 0.0079817 | 1364.7638 | 1636.5705 | 1364.7638 | 2405.2357 | 0 | 1320.3309 | 1576.2429 | 1320.3309 | 2321.6761 | 0 | 1215.2331 | 1446.6049 | 1215.2331 | 2141.2415 | 0 | 19.9236 | 19.2749 | 17.7406 | 0.16157 | 0.16076 | 0.15996 | 1172.5243 | 0 | 0 | 0 | 4.3209 | 0.0020947 | 1134.3503 | 0 | 0 | 0 | 4.1802 | 0.0020265 | 1044.0564 | 0 | 0 | 0 | 3.8475 | 0.0018652 | 11725.2432 | 11343.5027 | 10440.5642 | 0 | 0 | 0 | 0 | 0 | 0 | 0 | 0 | 0 | 43.2088 | 41.8021 | 38.4747 | 1172.5243 | 0.0041211 | 3350.931 | 0 | 0 | 0 | 0 | 0 | 0 | 0 | 0 | 0 | 4.3209 | 8.5011 | 12.3486 | 0.0020947 | 0.0041211 | 0.0059863
| 729 | Business | Warehouse | Hot Water | Electric | 02-417 | 02-417.06 | Low Flow Fixtures | [02-417]_Business_Hot Water_Thermostatic Restrictor Shower Valve_ADD_Electric_per unit | No Thermostatic Valve, not a low flow shower head | Thermostatic Valve, no low flow shower head | ENGINEER | 54.1877 | 0 | 0 | 0 | 0.037818 | 2.0452 | 68.5 | 10 | 0.00278 | 0.29785 | 0.42861 | 0.11215 | 0.16139 | 1 | 1 | Additions on Existing | 32.5135 | 0.12641 | 541.8769 | 0 | 0 | 0 | 2.1068 | 36.1427 | 0 | 0 | 0 | 0.42957 | 0 | 39.0952 | 75.6674 | 28.6559 | 47.0115 | 2.6406 | 35.7978 | 0 | 0 | 0 | 0.43864 | 0 | 39.0952 | 75.3316 | 28.6559 | 46.6757 | 2.6288 | 35.5706 | 0 | 0 | 0 | 0.4503 | 0 | 39.0952 | 75.1161 | 28.6559 | 46.4602 | 2.6213 | per unit | 0.05804 | 120.4907 | 0.005 | 1413.5511 | 0 | 0 | 0 | 5.2091 | 0.0027426 | 1367.5299 | 0 | 0 | 0 | 0.0026533 | 1258.675 | 0 | 0 | 0 | 0.0024421 | 1413.5511 | 2781.081 | 4039.756 | 0 | 0 | 0 | 0 | 0 | 0 | 0 | 0 | 0 | 5.2091 | 10.2486 | 14.887 | 0.0027426 | 0.0053958 | 0.0078379 | 1413.5511 | 0 | 0 | 0 | 5.2091 | 0.0027426 | 1367.5299 | 0 | 0 | 0 | 0.0026533 | 1258.675 | 0 | 0 | 0 | 0.0024421 | 1413.5511 | 0.0053958 | 4039.756 | 0 | 0 | 0 | 0 | 0 | 0 | 0 | 0 | 0 | 5.2091 | 10.2486 | 14.887 | 0.0027426 | 0.0053958 | 0.0078379 | 195.3875 | 515.9307 | 195.3875 | 761.5588 | 271.6729 | 188.635 | 495.8896 | 188.635 | 733.5812 | 262.2839 | 173.9799 | 456.0553 | 173.9799 | 677.981 | 241.907 | 6.8184 | 6.5828 | 6.0713 | 0.056307 | 0.056027 | 0.055748 | 369.4733 | 0 | 0 | 0 | 1.3616 | 0.00071685 | 356.7045 | 0 | 0 | 0 | 1.3145 | 0.00069208 | 328.9919 | 0 | 0 | 0 | 1.2124 | 0.00063831 | 3694.7335 | 3567.0448 | 3289.9191 | 0 | 0 | 0 | 0 | 0 | 0 | 0 | 0 | 0 | 13.6155 | 13.145 | 12.1237 | 369.4733 | 0.0014089 | 1055.1697 | 0 | 0 | 0 | 0 | 0 | 0 | 0 | 0 | 0 | 1.3616 | 2.676 | 3.8884 | 0.00071685 | 0.0014089 | 0.0020472 | 1 | 1 | 1 | 1 | 1 | 1 | 1 | 51.375 | 24.2924 | 1.4728 | 51.375 | 23.9566 | 1.4663 | 51.375 | 23.7411 | 1.4621 | 1413.5511 | 0 | 0 | 0 | 5.2091 | 0.0027426 | 1367.5299 | 0 | 0 | 0 | 0.0026533 | 1258.675 | 0 | 0 | 0 | 0.0024421 | 1413.5511 | 0.0053958 | 4039.756 | 0 | 0 | 0 | 0 | 0 | 0 | 0 | 0 | 0 | 5.2091 | 10.2486 | 14.887 | 0.0027426 | 0.0053958 | 0.0078379 | 810.2353 | 1193.3512 | 810.2353 | 1761.4905 | 270.0784 | 783.394 | 1148.6969 | 783.394 | 1699.2945 | 261.1313 | 721.4334 | 1054.8176 | 721.4334 | 1568.113 | 240.4778 | 15.771 | 15.2485 | 14.0425 | 0.13024 | 0.12959 | 0.12895 | 854.5943 | 0 | 0 | 0 | 3.1493 | 0.0016581 | 826.2834 | 0 | 0 | 0 | 3.0449 | 0.0016032 | 760.9306 | 0 | 0 | 0 | 2.8041 | 0.0014764 | 8545.9427 | 8262.8343 | 7609.3058 | 0 | 0 | 0 | 0 | 0 | 0 | 0 | 0 | 0 | 31.4928 | 30.4495 | 28.0411 | 854.5943 | 0.0032612 | 2441.8083 | 0 | 0 | 0 | 0 | 0 | 0 | 0 | 0 | 0 | 3.1493 | 6.1942 | 8.9983 | 0.0016581 | 0.0032612 | 0.0047376 | 68.5 | 7.1674 | 1.1046 | 68.5 | 6.8316 | 1.0997 | 68.5 | 6.6161 | 1.0966 | 1413.5511 | 0 | 0 | 0 | 5.2091 | 0.0027426 | 1367.5299 | 0 | 0 | 0 | 0.0026533 | 1258.675 | 0 | 0 | 0 | 0.0024421 | 1413.5511 | 0.0053958 | 4039.756 | 0 | 0 | 0 | 0 | 0 | 0 | 0 | 0 | 0 | 5.2091 | 10.2486 | 14.887 | 0.0027426 | 0.0053958 | 0.0078379 | 1429.524 | 1579.1005 | 1429.524 | 2330.8903 | 0 | 1382.9827 | 1520.909 | 1382.9827 | 2249.9167 | 0 | 1272.8978 | 1395.8409 | 1272.8978 | 2075.0852 | 0 | 20.869 | 20.1895 | 18.5825 | 0.17234 | 0.17148 | 0.17063 | 1130.8409 | 0 | 0 | 0 | 4.1673 | 0.0021941 | 1094.0239 | 0 | 0 | 0 | 4.0316 | 0.0021226 | 1006.94 | 0 | 0 | 0 | 3.7107 | 0.0019537 | 11308.4087 | 10940.2391 | 10069.4002 | 0 | 0 | 0 | 0 | 0 | 0 | 0 | 0 | 0 | 41.6728 | 40.316 | 37.1069 | 1130.8409 | 0.0043167 | 3231.8048 | 0 | 0 | 0 | 0 | 0 | 0 | 0 | 0 | 0 | 4.1673 | 8.1989 | 11.9096 | 0.0021941 | 0.0043167 | 0.0062703
| 730 | Business | Lodging | Hot Water | Electric | 02-417 | 02-417.07 | Low Flow Fixtures | [02-417]_Business_Hot Water_Thermostatic Restrictor Shower Valve_ADD_Electric_per unit | No Thermostatic Valve, not a low flow shower head | Thermostatic Valve, no low flow shower head | ENGINEER | 100.3931 | 0 | 0 | 0 | 0.037818 | 3.7891 | 68.5 | 10 | 0.00278 | 0.29785 | 0.42861 | 0.11215 | 0.16139 | 1 | 1 | Additions on Existing | 17.5493 | 0.068232 | 1003.9314 | 0 | 0 | 0 | 3.9033 | 66.9613 | 0 | 0 | 0 | 0.42957 | 0 | 72.4313 | 139.8222 | 23.5535 | 116.2686 | 5.9364 | 66.3223 | 0 | 0 | 0 | 0.43864 | 0 | 72.4313 | 139.1922 | 23.5535 | 115.6387 | 5.9096 | 65.9014 | 0 | 0 | 0 | 0.4503 | 0 | 72.4313 | 138.7831 | 23.5535 | 115.2295 | 5.8922 | per unit | 0.060142 | 172.428 | 0.005 | 3747.7396 | 0 | 0 | 0 | 13.8108 | 0.0039247 | 3625.7238 | 0 | 0 | 0 | 0.003797 | 3337.1176 | 0 | 0 | 0 | 0.0034947 | 3747.7396 | 7373.4634 | 10710.581 | 0 | 0 | 0 | 0 | 0 | 0 | 0 | 0 | 0 | 13.8108 | 27.172 | 39.4697 | 0.0039247 | 0.0077217 | 0.011216 | 3747.7396 | 0 | 0 | 0 | 13.8108 | 0.0039247 | 3625.7238 | 0 | 0 | 0 | 0.003797 | 3337.1176 | 0 | 0 | 0 | 0.0034947 | 3747.7396 | 0.0077217 | 10710.581 | 0 | 0 | 0 | 0 | 0 | 0 | 0 | 0 | 0 | 13.8108 | 27.172 | 39.4697 | 0.0039247 | 0.0077217 | 0.011216 | 295.8992 | 1756.5618 | 295.8992 | 2587.5437 | 564.6545 | 285.7493 | 1688.6663 | 285.7493 | 2493.0674 | 545.2859 | 263.3926 | 1551.9713 | 263.3926 | 2302.6389 | 502.6233 | 12.5628 | 12.1319 | 11.1827 | 0.072496 | 0.072135 | 0.071776 | 1261.2216 | 0 | 0 | 0 | 4.6477 | 0.0013208 | 1217.9596 | 0 | 0 | 0 | 4.4883 | 0.0012755 | 1122.6678 | 0 | 0 | 0 | 4.1372 | 0.0011757 | 12612.216 | 12179.5956 | 11226.6777 | 0 | 0 | 0 | 0 | 0 | 0 | 0 | 0 | 0 | 46.4774 | 44.8832 | 41.3716 | 1261.2216 | 0.0025963 | 3601.8489 | 0 | 0 | 0 | 0 | 0 | 0 | 0 | 0 | 0 | 4.6477 | 9.1361 | 13.2732 | 0.0013208 | 0.0025963 | 0.003772 | 1 | 1 | 1 | 1 | 1 | 1 | 1 | 51.375 | 88.4472 | 2.7216 | 51.375 | 87.8172 | 2.7093 | 51.375 | 87.4081 | 2.7014 | 3747.7396 | 0 | 0 | 0 | 13.8108 | 0.0039247 | 3625.7238 | 0 | 0 | 0 | 0.003797 | 3337.1176 | 0 | 0 | 0 | 0.0034947 | 3747.7396 | 0.0077217 | 10710.581 | 0 | 0 | 0 | 0 | 0 | 0 | 0 | 0 | 0 | 13.8108 | 27.172 | 39.4697 | 0.0039247 | 0.0077217 | 0.011216 | 1309.6501 | 3564.3432 | 1309.6501 | 5250.5375 | 436.55 | 1266.5836 | 3431.6029 | 1266.5836 | 5066.2569 | 422.1945 | 1166.1143 | 3150.1101 | 1166.1143 | 4673.776 | 388.7048 | 25.492 | 24.6537 | 22.6981 | 0.14711 | 0.14637 | 0.14565 | 2559.2191 | 0 | 0 | 0 | 9.431 | 0.0026801 | 2475.0619 | 0 | 0 | 0 | 9.1209 | 0.002592 | 2278.7323 | 0 | 0 | 0 | 8.3974 | 0.0023864 | 25592.191 | 24750.6186 | 22787.3228 | 0 | 0 | 0 | 0 | 0 | 0 | 0 | 0 | 0 | 94.3101 | 91.2088 | 83.9738 | 2559.2191 | 0.0052721 | 7313.0132 | 0 | 0 | 0 | 0 | 0 | 0 | 0 | 0 | 0 | 9.431 | 18.5519 | 26.9493 | 0.0026801 | 0.0052721 | 0.0076584 | 68.5 | 71.3222 | 2.0412 | 68.5 | 70.6922 | 2.032 | 68.5 | 70.2831 | 2.026 | 3747.7396 | 0 | 0 | 0 | 13.8108 | 0.0039247 | 3625.7238 | 0 | 0 | 0 | 0.003797 | 3337.1176 | 0 | 0 | 0 | 0.0034947 | 3747.7396 | 0.0077217 | 10710.581 | 0 | 0 | 0 | 0 | 0 | 0 | 0 | 0 | 0 | 13.8108 | 27.172 | 39.4697 | 0.0039247 | 0.0077217 | 0.011216 | 2045.7188 | 4175.7206 | 2045.7188 | 6151.141 | 0 | 1979.116 | 4021.5704 | 1979.116 | 5937.2572 | 0 | 1821.5791 | 3690.5741 | 1821.5791 | 5475.6551 | 0 | 29.8645 | 28.8922 | 26.5924 | 0.17234 | 0.17148 | 0.17063 | 2998.1916 | 0 | 0 | 0 | 11.0487 | 0.0031398 | 2900.5791 | 0 | 0 | 0 | 10.689 | 0.0030376 | 2669.6941 | 0 | 0 | 0 | 9.8381 | 0.0027958 | 29981.9164 | 29005.7906 | 26696.9407 | 0 | 0 | 0 | 0 | 0 | 0 | 0 | 0 | 0 | 110.4867 | 106.8896 | 98.3812 | 2998.1916 | 0.0061774 | 8568.4648 | 0 | 0 | 0 | 0 | 0 | 0 | 0 | 0 | 0 | 11.0487 | 21.7376 | 31.5758 | 0.0031398 | 0.0061774 | 0.0089732
| 731 | Business | Other Commercial | Hot Water | Electric | 02-417 | 02-417.08 | Low Flow Fixtures | [02-417]_Business_Hot Water_Thermostatic Restrictor Shower Valve_ADD_Electric_per unit | No Thermostatic Valve, not a low flow shower head | Thermostatic Valve, no low flow shower head | ENGINEER | 54.1877 | 0 | 0 | 0 | 0.037818 | 2.0452 | 68.5 | 10 | 0.00278 | 0.29785 | 0.42861 | 0.11215 | 0.16139 | 1 | 1 | Additions on Existing | 32.5135 | 0.12641 | 541.8769 | 0 | 0 | 0 | 2.1068 | 36.1427 | 0 | 0 | 0 | 0.42957 | 0 | 39.0952 | 75.6674 | 28.6559 | 47.0115 | 2.6406 | 35.7978 | 0 | 0 | 0 | 0.43864 | 0 | 39.0952 | 75.3316 | 28.6559 | 46.6757 | 2.6288 | 35.5706 | 0 | 0 | 0 | 0.4503 | 0 | 39.0952 | 75.1161 | 28.6559 | 46.4602 | 2.6213 | per unit | 0.061385 | 233.2648 | 0.005 | 2736.575 | 0 | 0 | 0 | 10.0846 | 0.0053095 | 2647.4799 | 0 | 0 | 0 | 0.0051366 | 2436.7415 | 0 | 0 | 0 | 0.0047278 | 2736.575 | 5384.0548 | 7820.7963 | 0 | 0 | 0 | 0 | 0 | 0 | 0 | 0 | 0 | 10.0846 | 19.8408 | 28.8205 | 0.0053095 | 0.010446 | 0.015174 | 2736.575 | 0 | 0 | 0 | 10.0846 | 0.0053095 | 2647.4799 | 0 | 0 | 0 | 0.0051366 | 2436.7415 | 0 | 0 | 0 | 0.0047278 | 2736.575 | 0.010446 | 7820.7963 | 0 | 0 | 0 | 0 | 0 | 0 | 0 | 0 | 0 | 10.0846 | 19.8408 | 28.8205 | 0.0053095 | 0.010446 | 0.015174 | 378.9134 | 1000.54 | 378.9134 | 1479.5171 | 526.8528 | 365.8207 | 961.6808 | 365.8207 | 1425.1681 | 508.6484 | 337.3976 | 884.4241 | 337.3976 | 1317.1424 | 469.1281 | 13.2229 | 12.766 | 11.7741 | 0.056404 | 0.056123 | 0.055844 | 716.5164 | 0 | 0 | 0 | 2.6404 | 0.0013902 | 691.7586 | 0 | 0 | 0 | 2.5492 | 0.0013421 | 638.0111 | 0 | 0 | 0 | 2.3511 | 0.0012379 | 7165.1643 | 6917.5855 | 6380.1114 | 0 | 0 | 0 | 0 | 0 | 0 | 0 | 0 | 0 | 26.4044 | 25.4921 | 23.5114 | 716.5164 | 0.0027323 | 2046.2861 | 0 | 0 | 0 | 0 | 0 | 0 | 0 | 0 | 0 | 2.6404 | 5.1897 | 7.5408 | 0.0013902 | 0.0027323 | 0.0039702 | 1 | 1 | 1 | 1 | 1 | 1 | 1 | 51.375 | 24.2924 | 1.4728 | 51.375 | 23.9566 | 1.4663 | 51.375 | 23.7411 | 1.4621 | 2736.575 | 0 | 0 | 0 | 10.0846 | 0.0053095 | 2647.4799 | 0 | 0 | 0 | 0.0051366 | 2436.7415 | 0 | 0 | 0 | 0.0047278 | 2736.575 | 0.010446 | 7820.7963 | 0 | 0 | 0 | 0 | 0 | 0 | 0 | 0 | 0 | 10.0846 | 19.8408 | 28.8205 | 0.0053095 | 0.010446 | 0.015174 | 1569.319 | 2311.3639 | 1569.319 | 3417.8568 | 523.1063 | 1517.334 | 2224.8789 | 1517.334 | 3297.1713 | 505.778 | 1397.2669 | 2042.9629 | 1397.2669 | 3042.5143 | 465.7556 | 30.5464 | 29.5345 | 27.1974 | 0.1303 | 0.12965 | 0.12901 | 1655.2364 | 0 | 0 | 0 | 6.0997 | 0.0032115 | 1600.4053 | 0 | 0 | 0 | 5.8977 | 0.0031051 | 1473.7647 | 0 | 0 | 0 | 5.431 | 0.0028594 | 16552.3643 | 16004.0526 | 14737.6472 | 0 | 0 | 0 | 0 | 0 | 0 | 0 | 0 | 0 | 60.9973 | 58.9767 | 54.3099 | 1655.2364 | 0.0063166 | 4729.4064 | 0 | 0 | 0 | 0 | 0 | 0 | 0 | 0 | 0 | 6.0997 | 11.9974 | 17.4284 | 0.0032115 | 0.0063166 | 0.009176 | 68.5 | 7.1674 | 1.1046 | 68.5 | 6.8316 | 1.0997 | 68.5 | 6.6161 | 1.0966 | 2736.575 | 0 | 0 | 0 | 10.0846 | 0.0053095 | 2647.4799 | 0 | 0 | 0 | 0.0051366 | 2436.7415 | 0 | 0 | 0 | 0.0047278 | 2736.575 | 0.010446 | 7820.7963 | 0 | 0 | 0 | 0 | 0 | 0 | 0 | 0 | 0 | 10.0846 | 19.8408 | 28.8205 | 0.0053095 | 0.010446 | 0.015174 | 2767.4978 | 3057.0717 | 2767.4978 | 4520.5488 | 0 | 2677.3959 | 2944.4153 | 2677.3959 | 4363.4921 | 0 | 2464.2762 | 2702.2888 | 2464.2762 | 4024.4257 | 0 | 40.4014 | 39.0861 | 35.9748 | 0.17234 | 0.17148 | 0.17063 | 2189.26 | 0 | 0 | 0 | 8.0677 | 0.0042476 | 2117.9839 | 0 | 0 | 0 | 7.805 | 0.0041093 | 1949.3932 | 0 | 0 | 0 | 7.1837 | 0.0037822 | 21892.5997 | 21179.839 | 19493.9319 | 0 | 0 | 0 | 0 | 0 | 0 | 0 | 0 | 0 | 80.6767 | 78.0501 | 71.8373 | 2189.26 | 0.0083569 | 6256.637 | 0 | 0 | 0 | 0 | 0 | 0 | 0 | 0 | 0 | 8.0677 | 15.8727 | 23.0564 | 0.0042476 | 0.0083569 | 0.012139
| 732 | Business | Food Sales | Hot Water | Electric | 02-417 | 02-417.09 | Low Flow Fixtures | [02-417]_Business_Hot Water_Thermostatic Restrictor Shower Valve_ADD_Electric_per unit | No Thermostatic Valve, not a low flow shower head | Thermostatic Valve, no low flow shower head | ENGINEER | 54.1877 | 0 | 0 | 0 | 0.037818 | 2.0452 | 68.5 | 10 | 0.00278 | 0.29785 | 0.42861 | 0.11215 | 0.16139 | 1 | 1 | Additions on Existing | 32.5135 | 0.12641 | 541.8769 | 0 | 0 | 0 | 2.1068 | 36.1427 | 0 | 0 | 0 | 0.42957 | 0 | 39.0952 | 75.6674 | 23.5535 | 52.1139 | 3.2126 | 35.7978 | 0 | 0 | 0 | 0.43864 | 0 | 39.0952 | 75.3316 | 23.5535 | 51.778 | 3.1983 | 35.5706 | 0 | 0 | 0 | 0.4503 | 0 | 39.0952 | 75.1161 | 23.5535 | 51.5625 | 3.1892 | per unit | 0.057514 | 103.2956 | 0.005 | 1211.8245 | 0 | 0 | 0 | 4.4657 | 0.0023512 | 1172.371 | 0 | 0 | 0 | 0.0022746 | 1079.0507 | 0 | 0 | 0 | 0.0020936 | 1211.8245 | 2384.1955 | 3463.2462 | 0 | 0 | 0 | 0 | 0 | 0 | 0 | 0 | 0 | 4.4657 | 8.786 | 12.7625 | 0.0023512 | 0.0046258 | 0.0067194 | 1211.8245 | 0 | 0 | 0 | 4.4657 | 0.0023512 | 1172.371 | 0 | 0 | 0 | 0.0022746 | 1079.0507 | 0 | 0 | 0 | 0.0020936 | 1211.8245 | 0.0046258 | 3463.2462 | 0 | 0 | 0 | 0 | 0 | 0 | 0 | 0 | 0 | 4.4657 | 8.786 | 12.7625 | 0.0023512 | 0.0046258 | 0.0067194 | 37.7178 | 121.1711 | 37.7178 | 178.194 | 71.9756 | 36.329 | 116.1916 | 36.329 | 171.246 | 69.3255 | 33.5606 | 107.0301 | 33.5606 | 158.5205 | 64.0425 | 1.6014 | 1.5424 | 1.4249 | 0.015426 | 0.015349 | 0.015273 | 86.7742 | 0 | 0 | 0 | 0.31977 | 0.00016836 | 83.5792 | 0 | 0 | 0 | 0.308 | 0.00016216 | 77.21 | 0 | 0 | 0 | 0.28453 | 0.0001498 | 867.7422 | 835.792 | 772.1002 | 0 | 0 | 0 | 0 | 0 | 0 | 0 | 0 | 0 | 3.1977 | 3.08 | 2.8453 | 86.7742 | 0.00033052 | 247.5634 | 0 | 0 | 0 | 0 | 0 | 0 | 0 | 0 | 0 | 0.31977 | 0.62777 | 0.9123 | 0.00016836 | 0.00033052 | 0.00048032 | 1 | 1 | 1 | 1 | 1 | 1 | 1 | 51.375 | 24.2924 | 1.4728 | 51.375 | 23.9566 | 1.4663 | 51.375 | 23.7411 | 1.4621 | 1211.8245 | 0 | 0 | 0 | 4.4657 | 0.0023512 | 1172.371 | 0 | 0 | 0 | 0.0022746 | 1079.0507 | 0 | 0 | 0 | 0.0020936 | 1211.8245 | 0.0046258 | 3463.2462 | 0 | 0 | 0 | 0 | 0 | 0 | 0 | 0 | 0 | 4.4657 | 8.786 | 12.7625 | 0.0023512 | 0.0046258 | 0.0067194 | 576.0129 | 848.3778 | 576.0129 | 1247.6233 | 192.0043 | 556.7593 | 816.3806 | 556.7593 | 1203.202 | 185.5864 | 512.8713 | 749.8761 | 512.8713 | 1110.6287 | 170.9571 | 11.2119 | 10.8372 | 9.9829 | 0.108 | 0.10746 | 0.10693 | 607.5486 | 0 | 0 | 0 | 2.2389 | 0.0011788 | 587.2409 | 0 | 0 | 0 | 2.164 | 0.0011394 | 540.9501 | 0 | 0 | 0 | 1.9935 | 0.0010495 | 6075.4861 | 5872.4087 | 5409.5008 | 0 | 0 | 0 | 0 | 0 | 0 | 0 | 0 | 0 | 22.3888 | 21.6405 | 19.9346 | 607.5486 | 0.0023181 | 1735.7396 | 0 | 0 | 0 | 0 | 0 | 0 | 0 | 0 | 0 | 2.2389 | 4.4029 | 6.3964 | 0.0011788 | 0.0023181 | 0.0033677 | 68.5 | 7.1674 | 1.1046 | 68.5 | 6.8316 | 1.0997 | 68.5 | 6.6161 | 1.0966 | 1211.8245 | 0 | 0 | 0 | 4.4657 | 0.0023512 | 1172.371 | 0 | 0 | 0 | 0.0022746 | 1079.0507 | 0 | 0 | 0 | 0.0020936 | 1211.8245 | 0.0046258 | 3463.2462 | 0 | 0 | 0 | 0 | 0 | 0 | 0 | 0 | 0 | 4.4657 | 8.786 | 12.7625 | 0.0023512 | 0.0046258 | 0.0067194 | 1148.923 | 1269.1393 | 1148.923 | 1866.3946 | 0 | 1111.5174 | 1222.3701 | 1111.5174 | 1801.5594 | 0 | 1023.041 | 1121.8516 | 1023.041 | 1661.5554 | 0 | 16.7726 | 16.2265 | 14.9349 | 0.16157 | 0.16076 | 0.15996 | 908.8684 | 0 | 0 | 0 | 3.3493 | 0.0017634 | 879.2782 | 0 | 0 | 0 | 3.2402 | 0.001706 | 809.288 | 0 | 0 | 0 | 2.9823 | 0.0015702 | 9088.6839 | 8792.7822 | 8092.8801 | 0 | 0 | 0 | 0 | 0 | 0 | 0 | 0 | 0 | 33.4928 | 32.4024 | 29.8232 | 908.8684 | 0.0034694 | 2597.4346 | 0 | 0 | 0 | 0 | 0 | 0 | 0 | 0 | 0 | 3.3493 | 6.5895 | 9.5718 | 0.0017634 | 0.0034694 | 0.0050395
| 733 | Business | Manufacturing/Industrial | Hot Water | Electric | 02-417 | 02-417.10 | Low Flow Fixtures | [02-417]_Business_Hot Water_Thermostatic Restrictor Shower Valve_ADD_Electric_per unit | No Thermostatic Valve, not a low flow shower head | Thermostatic Valve, no low flow shower head | ENGINEER | 54.1877 | 0 | 0 | 0 | 0.037818 | 2.0452 | 68.5 | 10 | 0.00278 | 0.29785 | 0.42861 | 0.11215 | 0.16139 | 1 | 1 | Additions on Existing | 32.5135 | 0.12641 | 541.8769 | 0 | 0 | 0 | 2.1068 | 36.1427 | 0 | 0 | 0 | 0.42957 | 0 | 39.0952 | 75.6674 | 23.5535 | 52.1139 | 3.2126 | 35.7978 | 0 | 0 | 0 | 0.43864 | 0 | 39.0952 | 75.3316 | 23.5535 | 51.778 | 3.1983 | 35.5706 | 0 | 0 | 0 | 0.4503 | 0 | 39.0952 | 75.1161 | 23.5535 | 51.5625 | 3.1892 | per unit | 0.060131 | 249.1231 | 0.005 | 2922.6182 | 0 | 0 | 0 | 10.7702 | 0.0056705 | 2827.466 | 0 | 0 | 0 | 0.0054858 | 2602.4008 | 0 | 0 | 0 | 0.0050492 | 2922.6182 | 5750.0842 | 8352.485 | 0 | 0 | 0 | 0 | 0 | 0 | 0 | 0 | 0 | 10.7702 | 21.1897 | 30.7798 | 0.0056705 | 0.011156 | 0.016205 | 2922.6182 | 0 | 0 | 0 | 10.7702 | 0.0056705 | 2827.466 | 0 | 0 | 0 | 0.0054858 | 2602.4008 | 0 | 0 | 0 | 0.0050492 | 2922.6182 | 0.011156 | 8352.485 | 0 | 0 | 0 | 0 | 0 | 0 | 0 | 0 | 0 | 10.7702 | 21.1897 | 30.7798 | 0.0056705 | 0.011156 | 0.016205 | 232.513 | 746.964 | 232.513 | 1095.1778 | 443.6967 | 224.3755 | 717.6227 | 224.3755 | 1054.4726 | 428.1683 | 207.0376 | 660.2765 | 207.0376 | 974.9849 | 395.083 | 9.8717 | 9.5262 | 8.7901 | 0.039429 | 0.039232 | 0.039037 | 534.9232 | 0 | 0 | 0 | 1.9713 | 0.0010379 | 516.2021 | 0 | 0 | 0 | 1.9023 | 0.0010015 | 476.3142 | 0 | 0 | 0 | 1.7553 | 0.00092414 | 5349.2318 | 5162.0212 | 4763.1419 | 0 | 0 | 0 | 0 | 0 | 0 | 0 | 0 | 0 | 19.7125 | 19.0226 | 17.5527 | 534.9232 | 0.0020394 | 1527.4395 | 0 | 0 | 0 | 0 | 0 | 0 | 0 | 0 | 0 | 1.9713 | 3.8735 | 5.6288 | 0.0010379 | 0.0020394 | 0.0029635 | 1 | 1 | 1 | 1 | 1 | 1 | 1 | 51.375 | 24.2924 | 1.4728 | 51.375 | 23.9566 | 1.4663 | 51.375 | 23.7411 | 1.4621 | 2922.6182 | 0 | 0 | 0 | 10.7702 | 0.0056705 | 2827.466 | 0 | 0 | 0 | 0.0054858 | 2602.4008 | 0 | 0 | 0 | 0.0050492 | 2922.6182 | 0.011156 | 8352.485 | 0 | 0 | 0 | 0 | 0 | 0 | 0 | 0 | 0 | 10.7702 | 21.1897 | 30.7798 | 0.0056705 | 0.011156 | 0.016205 | 1672.3108 | 2463.0548 | 1672.3108 | 3611.2621 | 557.4369 | 1616.9633 | 2370.9663 | 1616.9633 | 3483.8903 | 538.9878 | 1489.0245 | 2177.1229 | 1489.0245 | 3214.8077 | 496.3415 | 32.5511 | 31.4737 | 28.9834 | 0.13001 | 0.12937 | 0.12872 | 1763.8668 | 0 | 0 | 0 | 6.5 | 0.0034222 | 1705.4892 | 0 | 0 | 0 | 6.2849 | 0.003309 | 1570.5459 | 0 | 0 | 0 | 5.7876 | 0.0030472 | 17638.6678 | 17054.8917 | 15705.4588 | 0 | 0 | 0 | 0 | 0 | 0 | 0 | 0 | 0 | 65.0005 | 62.8492 | 57.8764 | 1763.8668 | 0.0067312 | 5039.9018 | 0 | 0 | 0 | 0 | 0 | 0 | 0 | 0 | 0 | 6.5 | 12.785 | 18.5726 | 0.0034222 | 0.0067312 | 0.0097784 | 68.5 | 7.1674 | 1.1046 | 68.5 | 6.8316 | 1.0997 | 68.5 | 6.6161 | 1.0966 | 2922.6182 | 0 | 0 | 0 | 10.7702 | 0.0056705 | 2827.466 | 0 | 0 | 0 | 0.0054858 | 2602.4008 | 0 | 0 | 0 | 0.0050492 | 2922.6182 | 0.011156 | 8352.485 | 0 | 0 | 0 | 0 | 0 | 0 | 0 | 0 | 0 | 10.7702 | 21.1897 | 30.7798 | 0.0056705 | 0.011156 | 0.016205 | 2955.6432 | 3264.9035 | 2955.6432 | 4786.9104 | 0 | 2859.4159 | 3144.5883 | 2859.4159 | 4620.6481 | 0 | 2631.8075 | 2886.0011 | 2631.8075 | 4261.5594 | 0 | 43.1481 | 41.7433 | 38.4205 | 0.17234 | 0.17148 | 0.17063 | 2338.0945 | 0 | 0 | 0 | 8.6161 | 0.0045364 | 2261.9728 | 0 | 0 | 0 | 8.3356 | 0.0043887 | 2081.9207 | 0 | 0 | 0 | 7.6721 | 0.0040393 | 23380.9454 | 22619.7284 | 20819.2066 | 0 | 0 | 0 | 0 | 0 | 0 | 0 | 0 | 0 | 86.1614 | 83.3562 | 76.7211 | 2338.0945 | 0.008925 | 6681.988 | 0 | 0 | 0 | 0 | 0 | 0 | 0 | 0 | 0 | 8.6161 | 16.9518 | 24.6239 | 0.0045364 | 0.008925 | 0.012964
| 734 | Business | Office | Hot Water | Gas | 02-285 | 02-285.01 | Low Flow Fixtures | [02-285]_Business_Hot Water_Thermostatic Restrictor Shower Valve_ADD_Gas_per unit | No Thermostatic Valve, not a low flow shower head | Thermostatic Valve, no low flow shower head | ENGINEER | 0 | 0.23705 | 0 | 0 | 0 | 2.0452 | 68.5 | 10 | 0.00278 | 0.29785 | 0.42861 | 0.11215 | 0.16139 | 1 | 1 | Additions on Existing | 27.3894 | #NUM! | 0 | 2.501 | 0 | 0 | 2.501 | 0 | 16.3585 | 0 | 0 | 0 | 0.2501 | 39.0952 | 55.7037 | 25.2014 | 30.5023 | 2.2103 | 0 | 16.613 | 0 | 0 | 0 | 0.2501 | 39.0952 | 55.9582 | 25.2014 | 30.7568 | 2.2204 | 0 | 16.9026 | 0 | 0 | 0 | 0.2501 | 39.0952 | 56.2478 | 25.2014 | 31.0464 | 2.2319 | per unit | 0.028156 | 691.7906 | 0.005 | 0 | 35.503 | 0 | 0 | 35.503 | 0 | 0 | 34.3471 | 0 | 0 | 0 | 0 | 31.6131 | 0 | 0 | 0 | 0 | 0 | 0 | 35.503 | 69.8501 | 101.4633 | 0 | 0 | 0 | 0 | 0 | 0 | 35.503 | 69.8501 | 101.4633 | 0 | 0 | 0 | 0 | 35.503 | 0 | 0 | 35.503 | 0 | 0 | 34.3471 | 0 | 0 | 0 | 0 | 31.6131 | 0 | 0 | 0 | 0 | 0 | 0 | 35.503 | 69.8501 | 101.4633 | 0 | 0 | 0 | 0 | 0 | 0 | 35.503 | 69.8501 | 101.4633 | 0 | 0 | 0 | 269.8375 | 596.4327 | 269.8375 | 578.7909 | 463.6077 | 262.1895 | 582.1755 | 262.1895 | 563.5396 | 450.4677 | 242.3668 | 540.9455 | 242.3668 | 522.2163 | 416.4102 | 10.7072 | 10.4038 | 9.6172 | 0.015401 | 0.015324 | 0.015248 | 0 | 2.5381 | 0 | 0 | 2.5381 | 0 | 0 | 2.4662 | 0 | 0 | 2.4662 | 0 | 0 | 2.2797 | 0 | 0 | 2.2797 | 0 | 0 | 0 | 0 | 25.3811 | 24.6617 | 22.7972 | 0 | 0 | 0 | 0 | 0 | 0 | 25.3811 | 24.6617 | 22.7972 | 0 | 0 | 0 | 2.5381 | 5.0043 | 7.284 | 0 | 0 | 0 | 0 | 0 | 0 | 2.5381 | 5.0043 | 7.284 | 0 | 0 | 0 | 1 | 1 | 1 | 1 | 1 | 1 | 1 | 51.375 | 4.3287 | 1.0843 | 51.375 | 4.5832 | 1.0892 | 51.375 | 4.8728 | 1.0948 | 0 | 35.503 | 0 | 0 | 35.503 | 0 | 0 | 34.3471 | 0 | 0 | 0 | 0 | 31.6131 | 0 | 0 | 0 | 0 | 0 | 0 | 35.503 | 69.8501 | 101.4633 | 0 | 0 | 0 | 0 | 0 | 0 | 35.503 | 69.8501 | 101.4633 | 0 | 0 | 0 | 3610.9171 | 3915.1644 | 3610.9171 | 3799.3588 | 1203.639 | 3496.3986 | 3808.3157 | 3496.3986 | 3686.4083 | 1165.4662 | 3221.8096 | 3527.392 | 3221.8096 | 3405.2624 | 1073.9365 | 70.2855 | 68.0564 | 62.7116 | 0.10109 | 0.10059 | 0.10009 | 0 | 16.6609 | 0 | 0 | 16.6609 | 0 | 0 | 16.1325 | 0 | 0 | 16.1325 | 0 | 0 | 14.8656 | 0 | 0 | 14.8656 | 0 | 0 | 0 | 0 | 166.6091 | 161.3252 | 148.6555 | 0 | 0 | 0 | 0 | 0 | 0 | 166.6091 | 161.3252 | 148.6555 | 0 | 0 | 0 | 16.6609 | 32.7934 | 47.659 | 0 | 0 | 0 | 0 | 0 | 0 | 16.6609 | 32.7934 | 47.659 | 0 | 0 | 0 | 68.5 | -12.7963 | 0.81319 | 68.5 | -12.5418 | 0.81691 | 68.5 | -12.2522 | 0.82114 | 0 | 35.503 | 0 | 0 | 35.503 | 0 | 0 | 34.3471 | 0 | 0 | 0 | 0 | 31.6131 | 0 | 0 | 0 | 0 | 0 | 0 | 35.503 | 69.8501 | 101.4633 | 0 | 0 | 0 | 0 | 0 | 0 | 35.503 | 69.8501 | 101.4633 | 0 | 0 | 0 | 8207.5342 | 6674.3111 | 8207.5342 | 6476.8933 | 0 | 7940.3202 | 6486.5129 | 7940.3202 | 6278.8743 | 0 | 7308.2738 | 6001.087 | 7308.2738 | 5793.3102 | 0 | 119.818 | 115.9171 | 106.6901 | 0.17234 | 0.17148 | 0.17063 | 0 | 28.4024 | 0 | 0 | 28.4024 | 0 | 0 | 27.4777 | 0 | 0 | 27.4777 | 0 | 0 | 25.2905 | 0 | 0 | 25.2905 | 0 | 0 | 0 | 0 | 284.0241 | 274.7771 | 252.9049 | 0 | 0 | 0 | 0 | 0 | 0 | 284.0241 | 274.7771 | 252.9049 | 0 | 0 | 0 | 28.4024 | 55.8801 | 81.1706 | 0 | 0 | 0 | 0 | 0 | 0 | 28.4024 | 55.8801 | 81.1706 | 0 | 0 | 0
| 735 | Business | Retail | Hot Water | Gas | 02-285 | 02-285.02 | Low Flow Fixtures | [02-285]_Business_Hot Water_Thermostatic Restrictor Shower Valve_ADD_Gas_per unit | No Thermostatic Valve, not a low flow shower head | Thermostatic Valve, no low flow shower head | ENGINEER | 0 | 0.23705 | 0 | 0 | 0 | 2.0452 | 68.5 | 10 | 0.00278 | 0.29785 | 0.42861 | 0.11215 | 0.16139 | 1 | 1 | Additions on Existing | 27.3894 | #NUM! | 0 | 2.501 | 0 | 0 | 2.501 | 0 | 16.3585 | 0 | 0 | 0 | 0.2501 | 39.0952 | 55.7037 | 25.2014 | 30.5023 | 2.2103 | 0 | 16.613 | 0 | 0 | 0 | 0.2501 | 39.0952 | 55.9582 | 25.2014 | 30.7568 | 2.2204 | 0 | 16.9026 | 0 | 0 | 0 | 0.2501 | 39.0952 | 56.2478 | 25.2014 | 31.0464 | 2.2319 | per unit | 0.03146 | 269.5841 | 0.005 | 0 | 13.8352 | 0 | 0 | 13.8352 | 0 | 0 | 13.3847 | 0 | 0 | 0 | 0 | 12.3193 | 0 | 0 | 0 | 0 | 0 | 0 | 13.8352 | 27.2199 | 39.5393 | 0 | 0 | 0 | 0 | 0 | 0 | 13.8352 | 27.2199 | 39.5393 | 0 | 0 | 0 | 0 | 13.8352 | 0 | 0 | 13.8352 | 0 | 0 | 13.3847 | 0 | 0 | 0 | 0 | 12.3193 | 0 | 0 | 0 | 0 | 0 | 0 | 13.8352 | 27.2199 | 39.5393 | 0 | 0 | 0 | 0 | 0 | 0 | 13.8352 | 27.2199 | 39.5393 | 0 | 0 | 0 | 29.7087 | 65.6664 | 29.7087 | 63.7738 | 51.0425 | 28.8971 | 64.1641 | 28.8971 | 62.1589 | 49.648 | 26.7404 | 59.6827 | 26.7404 | 57.6618 | 45.9426 | 1.1789 | 1.1466 | 1.0611 | 0.0043511 | 0.0043294 | 0.0043079 | 0 | 0.27944 | 0 | 0 | 0.27944 | 0 | 0 | 0.27181 | 0 | 0 | 0.27181 | 0 | 0 | 0.25152 | 0 | 0 | 0.25152 | 0 | 0 | 0 | 0 | 2.7944 | 2.7181 | 2.5152 | 0 | 0 | 0 | 0 | 0 | 0 | 2.7944 | 2.7181 | 2.5152 | 0 | 0 | 0 | 0.27944 | 0.55125 | 0.80277 | 0 | 0 | 0 | 0 | 0 | 0 | 0.27944 | 0.55125 | 0.80277 | 0 | 0 | 0 | 1 | 1 | 1 | 1 | 1 | 1 | 1 | 51.375 | 4.3287 | 1.0843 | 51.375 | 4.5832 | 1.0892 | 51.375 | 4.8728 | 1.0948 | 0 | 13.8352 | 0 | 0 | 13.8352 | 0 | 0 | 13.3847 | 0 | 0 | 0 | 0 | 12.3193 | 0 | 0 | 0 | 0 | 0 | 0 | 13.8352 | 27.2199 | 39.5393 | 0 | 0 | 0 | 0 | 0 | 0 | 13.8352 | 27.2199 | 39.5393 | 0 | 0 | 0 | 1010.5088 | 1095.6518 | 1010.5088 | 1064.0744 | 336.8363 | 979.2301 | 1066.5881 | 979.2301 | 1033.2566 | 326.41 | 902.7716 | 988.3977 | 902.7716 | 954.9304 | 300.9239 | 19.6693 | 19.0604 | 17.5722 | 0.072599 | 0.072237 | 0.071878 | 0 | 4.6625 | 0 | 0 | 4.6625 | 0 | 0 | 4.5182 | 0 | 0 | 4.5182 | 0 | 0 | 4.1654 | 0 | 0 | 4.1654 | 0 | 0 | 0 | 0 | 46.6253 | 45.1821 | 41.6542 | 0 | 0 | 0 | 0 | 0 | 0 | 46.6253 | 45.1821 | 41.6542 | 0 | 0 | 0 | 4.6625 | 9.1807 | 13.3462 | 0 | 0 | 0 | 0 | 0 | 0 | 4.6625 | 9.1807 | 13.3462 | 0 | 0 | 0 | 68.5 | -12.7963 | 0.81319 | 68.5 | -12.5418 | 0.81691 | 68.5 | -12.2522 | 0.82114 | 0 | 13.8352 | 0 | 0 | 13.8352 | 0 | 0 | 13.3847 | 0 | 0 | 0 | 0 | 12.3193 | 0 | 0 | 0 | 0 | 0 | 0 | 13.8352 | 27.2199 | 39.5393 | 0 | 0 | 0 | 0 | 0 | 0 | 13.8352 | 27.2199 | 39.5393 | 0 | 0 | 0 | 2998.4972 | 2438.3575 | 2998.4972 | 2368.0824 | 0 | 2900.8746 | 2369.7483 | 2900.8746 | 2295.6922 | 0 | 2669.9661 | 2192.4054 | 2669.9661 | 2118.1701 | 0 | 43.7737 | 42.3485 | 38.9776 | 0.16157 | 0.16076 | 0.15996 | 0 | 10.3764 | 0 | 0 | 10.3764 | 0 | 0 | 10.0386 | 0 | 0 | 10.0386 | 0 | 0 | 9.2395 | 0 | 0 | 9.2395 | 0 | 0 | 0 | 0 | 103.7639 | 100.3856 | 92.3949 | 0 | 0 | 0 | 0 | 0 | 0 | 103.7639 | 100.3856 | 92.3949 | 0 | 0 | 0 | 10.3764 | 20.4149 | 29.6544 | 0 | 0 | 0 | 0 | 0 | 0 | 10.3764 | 20.4149 | 29.6544 | 0 | 0 | 0
| 736 | Business | Food Service | Hot Water | Gas | 02-285 | 02-285.03 | Low Flow Fixtures | [02-285]_Business_Hot Water_Thermostatic Restrictor Shower Valve_ADD_Gas_per unit | No Thermostatic Valve, not a low flow shower head | Thermostatic Valve, no low flow shower head | ENGINEER | 0 | 0.3791 | 0 | 0 | 0 | 3.2708 | 68.5 | 10 | 0.00278 | 0.29785 | 0.42861 | 0.11215 | 0.16139 | 1 | 1 | Additions on Existing | 17.1263 | #NUM! | 0 | 3.9997 | 0 | 0 | 3.9997 | 0 | 26.1615 | 0 | 0 | 0 | 0.39997 | 62.5234 | 94.3971 | 25.2014 | 69.1957 | 3.7457 | 0 | 26.5685 | 0 | 0 | 0 | 0.39997 | 62.5234 | 94.8855 | 25.2014 | 69.684 | 3.7651 | 0 | 27.0316 | 0 | 0 | 0 | 0.39997 | 62.5234 | 95.4412 | 25.2014 | 70.2398 | 3.7871 | per unit | 0.0349 | 55.9442 | 0.005 | 0 | 4.5916 | 0 | 0 | 4.5916 | 0 | 0 | 4.4421 | 0 | 0 | 0 | 0 | 4.0885 | 0 | 0 | 0 | 0 | 0 | 0 | 4.5916 | 9.0337 | 13.1223 | 0 | 0 | 0 | 0 | 0 | 0 | 4.5916 | 9.0337 | 13.1223 | 0 | 0 | 0 | 0 | 4.5916 | 0 | 0 | 4.5916 | 0 | 0 | 4.4421 | 0 | 0 | 0 | 0 | 4.0885 | 0 | 0 | 0 | 0 | 0 | 0 | 4.5916 | 9.0337 | 13.1223 | 0 | 0 | 0 | 0 | 0 | 0 | 4.5916 | 9.0337 | 13.1223 | 0 | 0 | 0 | 18.0469 | 67.5983 | 18.0469 | 64.7415 | 31.0063 | 17.539 | 66.0359 | 17.539 | 63.0634 | 30.1338 | 16.2311 | 61.4692 | 16.2311 | 58.5206 | 27.8866 | 0.71611 | 0.69595 | 0.64405 | 0.012737 | 0.012673 | 0.01261 | 0 | 0.27147 | 0 | 0 | 0.27147 | 0 | 0 | 0.26384 | 0 | 0 | 0.26384 | 0 | 0 | 0.24416 | 0 | 0 | 0.24416 | 0 | 0 | 0 | 0 | 2.7147 | 2.6384 | 2.4416 | 0 | 0 | 0 | 0 | 0 | 0 | 2.7147 | 2.6384 | 2.4416 | 0 | 0 | 0 | 0.27147 | 0.53531 | 0.77947 | 0 | 0 | 0 | 0 | 0 | 0 | 0.27147 | 0.53531 | 0.77947 | 0 | 0 | 0 | 1 | 1 | 1 | 1 | 1 | 1 | 1 | 51.375 | 43.0221 | 1.8374 | 51.375 | 43.5105 | 1.8469 | 51.375 | 44.0662 | 1.8577 | 0 | 4.5916 | 0 | 0 | 4.5916 | 0 | 0 | 4.4421 | 0 | 0 | 0 | 0 | 4.0885 | 0 | 0 | 0 | 0 | 0 | 0 | 4.5916 | 9.0337 | 13.1223 | 0 | 0 | 0 | 0 | 0 | 0 | 4.5916 | 9.0337 | 13.1223 | 0 | 0 | 0 | 285.4075 | 524.4115 | 285.4075 | 502.2492 | 95.1358 | 276.4105 | 510.5078 | 276.4105 | 487.5282 | 92.1368 | 254.7465 | 473.252 | 254.7465 | 450.5504 | 84.9155 | 5.5554 | 5.3803 | 4.9586 | 0.098808 | 0.098317 | 0.097827 | 0 | 2.106 | 0 | 0 | 2.106 | 0 | 0 | 2.0396 | 0 | 0 | 2.0396 | 0 | 0 | 1.8798 | 0 | 0 | 1.8798 | 0 | 0 | 0 | 0 | 21.0604 | 20.3965 | 18.7979 | 0 | 0 | 0 | 0 | 0 | 0 | 21.0604 | 20.3965 | 18.7979 | 0 | 0 | 0 | 2.106 | 4.1457 | 6.0255 | 0 | 0 | 0 | 0 | 0 | 0 | 2.106 | 4.1457 | 6.0255 | 0 | 0 | 0 | 68.5 | 25.8971 | 1.3781 | 68.5 | 26.3855 | 1.3852 | 68.5 | 26.9412 | 1.3933 | 0 | 4.5916 | 0 | 0 | 4.5916 | 0 | 0 | 4.4421 | 0 | 0 | 0 | 0 | 4.0885 | 0 | 0 | 0 | 0 | 0 | 0 | 4.5916 | 9.0337 | 13.1223 | 0 | 0 | 0 | 0 | 0 | 0 | 4.5916 | 9.0337 | 13.1223 | 0 | 0 | 0 | 622.2491 | 857.4964 | 622.2491 | 821.2576 | 0 | 601.9905 | 833.8707 | 601.9905 | 796.3356 | 0 | 554.0722 | 771.9905 | 554.0722 | 734.9586 | 0 | 9.0839 | 8.7882 | 8.0886 | 0.16157 | 0.16076 | 0.15996 | 0 | 3.4437 | 0 | 0 | 3.4437 | 0 | 0 | 3.3316 | 0 | 0 | 3.3316 | 0 | 0 | 3.0664 | 0 | 0 | 3.0664 | 0 | 0 | 0 | 0 | 34.4371 | 33.3159 | 30.664 | 0 | 0 | 0 | 0 | 0 | 0 | 34.4371 | 33.3159 | 30.664 | 0 | 0 | 0 | 3.4437 | 6.7753 | 9.8417 | 0 | 0 | 0 | 0 | 0 | 0 | 3.4437 | 6.7753 | 9.8417 | 0 | 0 | 0
| 737 | Business | Healthcare/Hospitals | Hot Water | Gas | 02-285 | 02-285.04 | Low Flow Fixtures | [02-285]_Business_Hot Water_Thermostatic Restrictor Shower Valve_ADD_Gas_per unit | No Thermostatic Valve, not a low flow shower head | Thermostatic Valve, no low flow shower head | ENGINEER | 0 | 0.3164 | 0 | 0 | 0 | 2.7298 | 68.5 | 10 | 0.00278 | 0.29785 | 0.42861 | 0.11215 | 0.16139 | 1 | 1 | Additions on Existing | 20.5204 | #NUM! | 0 | 3.3381 | 0 | 0 | 3.3381 | 0 | 21.8343 | 0 | 0 | 0 | 0.33381 | 52.1819 | 74.3501 | 28.8751 | 45.475 | 2.5749 | 0 | 22.174 | 0 | 0 | 0 | 0.33381 | 52.1819 | 74.6897 | 28.8751 | 45.8146 | 2.5866 | 0 | 22.5605 | 0 | 0 | 0 | 0.33381 | 52.1819 | 75.0763 | 28.8751 | 46.2012 | 2.6 | per unit | 0.031485 | 85.5144 | 0.005 | 0 | 5.8577 | 0 | 0 | 5.8577 | 0 | 0 | 5.667 | 0 | 0 | 0 | 0 | 5.2159 | 0 | 0 | 0 | 0 | 0 | 0 | 5.8577 | 11.5247 | 16.7406 | 0 | 0 | 0 | 0 | 0 | 0 | 5.8577 | 11.5247 | 16.7406 | 0 | 0 | 0 | 0 | 5.8577 | 0 | 0 | 5.8577 | 0 | 0 | 5.667 | 0 | 0 | 0 | 0 | 5.2159 | 0 | 0 | 0 | 0 | 0 | 0 | 5.8577 | 11.5247 | 16.7406 | 0 | 0 | 0 | 0 | 0 | 0 | 5.8577 | 11.5247 | 16.7406 | 0 | 0 | 0 | 33.0543 | 85.111 | 33.0543 | 84.6613 | 45.36 | 32.1398 | 83.1345 | 32.1398 | 82.4987 | 44.1051 | 29.7007 | 77.2229 | 29.7007 | 76.4375 | 40.7579 | 1.1447 | 1.1131 | 1.0286 | 0.01332 | 0.013254 | 0.013188 | 0 | 0.36219 | 0 | 0 | 0.36219 | 0 | 0 | 0.35217 | 0 | 0 | 0.35217 | 0 | 0 | 0.32544 | 0 | 0 | 0.32544 | 0 | 0 | 0 | 0 | 3.6219 | 3.5217 | 3.2544 | 0 | 0 | 0 | 0 | 0 | 0 | 3.6219 | 3.5217 | 3.2544 | 0 | 0 | 0 | 0.36219 | 0.71436 | 1.0398 | 0 | 0 | 0 | 0 | 0 | 0 | 0.36219 | 0.71436 | 1.0398 | 0 | 0 | 0 | 1 | 1 | 1 | 1 | 1 | 1 | 1 | 51.375 | 22.9751 | 1.4472 | 51.375 | 23.3147 | 1.4538 | 51.375 | 23.7013 | 1.4613 | 0 | 5.8577 | 0 | 0 | 5.8577 | 0 | 0 | 5.667 | 0 | 0 | 0 | 0 | 5.2159 | 0 | 0 | 0 | 0 | 0 | 0 | 5.8577 | 11.5247 | 16.7406 | 0 | 0 | 0 | 0 | 0 | 0 | 5.8577 | 11.5247 | 16.7406 | 0 | 0 | 0 | 393.2639 | 569.1328 | 393.2639 | 566.1258 | 131.088 | 380.9084 | 553.7702 | 380.9084 | 549.5356 | 126.9695 | 351.0906 | 513.0624 | 351.0906 | 507.8444 | 117.0302 | 7.6548 | 7.4143 | 6.8339 | 0.089069 | 0.088626 | 0.088185 | 0 | 2.4219 | 0 | 0 | 2.4219 | 0 | 0 | 2.3458 | 0 | 0 | 2.3458 | 0 | 0 | 2.1622 | 0 | 0 | 2.1622 | 0 | 0 | 0 | 0 | 24.2193 | 23.4584 | 21.6221 | 0 | 0 | 0 | 0 | 0 | 0 | 24.2193 | 23.4584 | 21.6221 | 0 | 0 | 0 | 2.4219 | 4.7678 | 6.93 | 0 | 0 | 0 | 0 | 0 | 0 | 2.4219 | 4.7678 | 6.93 | 0 | 0 | 0 | 68.5 | 5.8501 | 1.0854 | 68.5 | 6.1897 | 1.0904 | 68.5 | 6.5763 | 1.096 | 0 | 5.8577 | 0 | 0 | 5.8577 | 0 | 0 | 5.667 | 0 | 0 | 0 | 0 | 5.2159 | 0 | 0 | 0 | 0 | 0 | 0 | 5.8577 | 11.5247 | 16.7406 | 0 | 0 | 0 | 0 | 0 | 0 | 5.8577 | 11.5247 | 16.7406 | 0 | 0 | 0 | 951.1496 | 1032.3802 | 951.1496 | 1026.9255 | 0 | 920.1828 | 1003.3316 | 920.1828 | 995.6592 | 0 | 846.9366 | 928.2461 | 846.9366 | 918.8056 | 0 | 13.8854 | 13.4333 | 12.364 | 0.16157 | 0.16076 | 0.15996 | 0 | 4.3933 | 0 | 0 | 4.3933 | 0 | 0 | 4.2502 | 0 | 0 | 4.2502 | 0 | 0 | 3.9119 | 0 | 0 | 3.9119 | 0 | 0 | 0 | 0 | 43.9327 | 42.5024 | 39.1192 | 0 | 0 | 0 | 0 | 0 | 0 | 43.9327 | 42.5024 | 39.1192 | 0 | 0 | 0 | 4.3933 | 8.6435 | 12.5554 | 0 | 0 | 0 | 0 | 0 | 0 | 4.3933 | 8.6435 | 12.5554 | 0 | 0 | 0
| 738 | Business | Campus/Education | Hot Water | Gas | 02-285 | 02-285.05 | Low Flow Fixtures | [02-285]_Business_Hot Water_Thermostatic Restrictor Shower Valve_ADD_Gas_per unit | No Thermostatic Valve, not a low flow shower head | Thermostatic Valve, no low flow shower head | ENGINEER | 0 | 0.25745 | 0 | 0 | 0 | 2.2212 | 68.5 | 10 | 0.00278 | 0.29785 | 0.42861 | 0.11215 | 0.16139 | 1 | 1 | Additions on Existing | 25.219 | #NUM! | 0 | 2.7162 | 0 | 0 | 2.7162 | 0 | 17.7663 | 0 | 0 | 0 | 0.27162 | 42.4597 | 60.4977 | 28.8751 | 31.6226 | 2.0952 | 0 | 18.0427 | 0 | 0 | 0 | 0.27162 | 42.4597 | 60.774 | 28.8751 | 31.899 | 2.1047 | 0 | 18.3572 | 0 | 0 | 0 | 0.27162 | 42.4597 | 61.0886 | 28.8751 | 32.2135 | 2.1156 | per unit | 0.039306 | 89.2642 | 0.005 | 0 | 4.9753 | 0 | 0 | 4.9753 | 0 | 0 | 4.8134 | 0 | 0 | 0 | 0 | 4.4302 | 0 | 0 | 0 | 0 | 0 | 0 | 4.9753 | 9.7887 | 14.2189 | 0 | 0 | 0 | 0 | 0 | 0 | 4.9753 | 9.7887 | 14.2189 | 0 | 0 | 0 | 0 | 4.9753 | 0 | 0 | 4.9753 | 0 | 0 | 4.8134 | 0 | 0 | 0 | 0 | 4.4302 | 0 | 0 | 0 | 0 | 0 | 0 | 4.9753 | 9.7887 | 14.2189 | 0 | 0 | 0 | 0 | 0 | 0 | 4.9753 | 9.7887 | 14.2189 | 0 | 0 | 0 | 22.434 | 47.0027 | 22.434 | 46.1664 | 30.7859 | 21.7928 | 45.8679 | 21.7928 | 44.9417 | 29.906 | 20.1678 | 42.6673 | 20.1678 | 41.6961 | 27.676 | 0.77693 | 0.75473 | 0.69845 | 0.0086605 | 0.0086174 | 0.0085745 | 0 | 0.20002 | 0 | 0 | 0.20002 | 0 | 0 | 0.1943 | 0 | 0 | 0.1943 | 0 | 0 | 0.17981 | 0 | 0 | 0.17981 | 0 | 0 | 0 | 0 | 2.0002 | 1.943 | 1.7981 | 0 | 0 | 0 | 0 | 0 | 0 | 2.0002 | 1.943 | 1.7981 | 0 | 0 | 0 | 0.20002 | 0.39432 | 0.57413 | 0 | 0 | 0 | 0 | 0 | 0 | 0.20002 | 0.39432 | 0.57413 | 0 | 0 | 0 | 1 | 1 | 1 | 1 | 1 | 1 | 1 | 51.375 | 9.1227 | 1.1776 | 51.375 | 9.399 | 1.1829 | 51.375 | 9.7136 | 1.1891 | 0 | 4.9753 | 0 | 0 | 4.9753 | 0 | 0 | 4.8134 | 0 | 0 | 0 | 0 | 4.4302 | 0 | 0 | 0 | 0 | 0 | 0 | 4.9753 | 9.7887 | 14.2189 | 0 | 0 | 0 | 0 | 0 | 0 | 4.9753 | 9.7887 | 14.2189 | 0 | 0 | 0 | 357.9618 | 421.5251 | 357.9618 | 414.0248 | 119.3206 | 346.7885 | 410.2335 | 346.7885 | 401.9499 | 115.5962 | 319.7519 | 380.2081 | 319.7519 | 371.554 | 106.584 | 6.9676 | 6.7501 | 6.2239 | 0.077668 | 0.077281 | 0.076897 | 0 | 1.7938 | 0 | 0 | 1.7938 | 0 | 0 | 1.7378 | 0 | 0 | 1.7378 | 0 | 0 | 1.6023 | 0 | 0 | 1.6023 | 0 | 0 | 0 | 0 | 17.9379 | 17.378 | 16.0232 | 0 | 0 | 0 | 0 | 0 | 0 | 17.9379 | 17.378 | 16.0232 | 0 | 0 | 0 | 1.7938 | 3.5316 | 5.1339 | 0 | 0 | 0 | 0 | 0 | 0 | 1.7938 | 3.5316 | 5.1339 | 0 | 0 | 0 | 68.5 | -8.0023 | 0.88318 | 68.5 | -7.726 | 0.88721 | 68.5 | -7.4114 | 0.8918 | 0 | 4.9753 | 0 | 0 | 4.9753 | 0 | 0 | 4.8134 | 0 | 0 | 0 | 0 | 4.4302 | 0 | 0 | 0 | 0 | 0 | 0 | 4.9753 | 9.7887 | 14.2189 | 0 | 0 | 0 | 0 | 0 | 0 | 4.9753 | 9.7887 | 14.2189 | 0 | 0 | 0 | 992.8572 | 876.8692 | 992.8572 | 861.2667 | 0 | 960.5326 | 852.1964 | 960.5326 | 834.9887 | 0 | 884.0745 | 788.4212 | 884.0745 | 770.4757 | 0 | 14.4943 | 14.0224 | 12.9062 | 0.16157 | 0.16076 | 0.15996 | 0 | 3.7315 | 0 | 0 | 3.7315 | 0 | 0 | 3.61 | 0 | 0 | 3.61 | 0 | 0 | 3.3227 | 0 | 0 | 3.3227 | 0 | 0 | 0 | 0 | 37.315 | 36.1001 | 33.2266 | 0 | 0 | 0 | 0 | 0 | 0 | 37.315 | 36.1001 | 33.2266 | 0 | 0 | 0 | 3.7315 | 7.3415 | 10.6642 | 0 | 0 | 0 | 0 | 0 | 0 | 3.7315 | 7.3415 | 10.6642 | 0 | 0 | 0
| 739 | Business | Warehouse | Hot Water | Gas | 02-285 | 02-285.06 | Low Flow Fixtures | [02-285]_Business_Hot Water_Thermostatic Restrictor Shower Valve_ADD_Gas_per unit | No Thermostatic Valve, not a low flow shower head | Thermostatic Valve, no low flow shower head | ENGINEER | 0 | 0.23705 | 0 | 0 | 0 | 2.0452 | 68.5 | 10 | 0.00278 | 0.29785 | 0.42861 | 0.11215 | 0.16139 | 1 | 1 | Additions on Existing | 27.3894 | #NUM! | 0 | 2.501 | 0 | 0 | 2.501 | 0 | 16.3585 | 0 | 0 | 0 | 0.2501 | 39.0952 | 55.7037 | 28.8751 | 26.8286 | 1.9291 | 0 | 16.613 | 0 | 0 | 0 | 0.2501 | 39.0952 | 55.9582 | 28.8751 | 27.0831 | 1.9379 | 0 | 16.9026 | 0 | 0 | 0 | 0.2501 | 39.0952 | 56.2478 | 28.8751 | 27.3727 | 1.948 | per unit | 0.03473 | 72.0986 | 0.005 | 0 | 3.7001 | 0 | 0 | 3.7001 | 0 | 0 | 3.5797 | 0 | 0 | 0 | 0 | 3.2947 | 0 | 0 | 0 | 0 | 0 | 0 | 3.7001 | 7.2798 | 10.5745 | 0 | 0 | 0 | 0 | 0 | 0 | 3.7001 | 7.2798 | 10.5745 | 0 | 0 | 0 | 0 | 3.7001 | 0 | 0 | 3.7001 | 0 | 0 | 3.5797 | 0 | 0 | 0 | 0 | 3.2947 | 0 | 0 | 0 | 0 | 0 | 0 | 3.7001 | 7.2798 | 10.5745 | 0 | 0 | 0 | 0 | 0 | 0 | 3.7001 | 7.2798 | 10.5745 | 0 | 0 | 0 | 48.3521 | 93.2773 | 48.3521 | 91.6899 | 66.3529 | 46.94 | 90.9669 | 46.94 | 89.2007 | 64.4151 | 43.3528 | 84.4499 | 43.3528 | 82.5936 | 59.4924 | 1.6745 | 1.6256 | 1.5014 | 0.02311 | 0.022995 | 0.022881 | 0 | 0.39694 | 0 | 0 | 0.39694 | 0 | 0 | 0.38535 | 0 | 0 | 0.38535 | 0 | 0 | 0.3559 | 0 | 0 | 0.3559 | 0 | 0 | 0 | 0 | 3.9694 | 3.8535 | 3.559 | 0 | 0 | 0 | 0 | 0 | 0 | 3.9694 | 3.8535 | 3.559 | 0 | 0 | 0 | 0.39694 | 0.78229 | 1.1382 | 0 | 0 | 0 | 0 | 0 | 0 | 0.39694 | 0.78229 | 1.1382 | 0 | 0 | 0 | 1 | 1 | 1 | 1 | 1 | 1 | 1 | 51.375 | 4.3287 | 1.0843 | 51.375 | 4.5832 | 1.0892 | 51.375 | 4.8728 | 1.0948 | 0 | 3.7001 | 0 | 0 | 3.7001 | 0 | 0 | 3.5797 | 0 | 0 | 0 | 0 | 3.2947 | 0 | 0 | 0 | 0 | 0 | 0 | 3.7001 | 7.2798 | 10.5745 | 0 | 0 | 0 | 0 | 0 | 0 | 3.7001 | 7.2798 | 10.5745 | 0 | 0 | 0 | 378.5008 | 410.3923 | 378.5008 | 403.408 | 126.1669 | 366.5417 | 399.2412 | 366.5417 | 391.4899 | 122.1806 | 337.7466 | 369.7812 | 337.7466 | 361.6529 | 112.5822 | 7.3674 | 7.1346 | 6.5741 | 0.10168 | 0.10117 | 0.10067 | 0 | 1.7464 | 0 | 0 | 1.7464 | 0 | 0 | 1.6912 | 0 | 0 | 1.6912 | 0 | 0 | 1.5584 | 0 | 0 | 1.5584 | 0 | 0 | 0 | 0 | 17.4642 | 16.9124 | 15.5838 | 0 | 0 | 0 | 0 | 0 | 0 | 17.4642 | 16.9124 | 15.5838 | 0 | 0 | 0 | 1.7464 | 3.4377 | 4.996 | 0 | 0 | 0 | 0 | 0 | 0 | 1.7464 | 3.4377 | 4.996 | 0 | 0 | 0 | 68.5 | -12.7963 | 0.81319 | 68.5 | -12.5418 | 0.81691 | 68.5 | -12.2522 | 0.82114 | 0 | 3.7001 | 0 | 0 | 3.7001 | 0 | 0 | 3.5797 | 0 | 0 | 0 | 0 | 3.2947 | 0 | 0 | 0 | 0 | 0 | 0 | 3.7001 | 7.2798 | 10.5745 | 0 | 0 | 0 | 0 | 0 | 0 | 3.7001 | 7.2798 | 10.5745 | 0 | 0 | 0 | 855.3918 | 695.5988 | 855.3918 | 683.7607 | 0 | 827.5426 | 676.0264 | 827.5426 | 662.9012 | 0 | 761.6706 | 625.4352 | 761.6706 | 611.6872 | 0 | 12.4875 | 12.0809 | 11.1193 | 0.17234 | 0.17148 | 0.17063 | 0 | 2.9601 | 0 | 0 | 2.9601 | 0 | 0 | 2.8637 | 0 | 0 | 2.8637 | 0 | 0 | 2.6358 | 0 | 0 | 2.6358 | 0 | 0 | 0 | 0 | 29.6011 | 28.6374 | 26.3578 | 0 | 0 | 0 | 0 | 0 | 0 | 29.6011 | 28.6374 | 26.3578 | 0 | 0 | 0 | 2.9601 | 5.8238 | 8.4596 | 0 | 0 | 0 | 0 | 0 | 0 | 2.9601 | 5.8238 | 8.4596 | 0 | 0 | 0
| 740 | Business | Lodging | Hot Water | Gas | 02-285 | 02-285.07 | Low Flow Fixtures | [02-285]_Business_Hot Water_Thermostatic Restrictor Shower Valve_ADD_Gas_per unit | No Thermostatic Valve, not a low flow shower head | Thermostatic Valve, no low flow shower head | ENGINEER | 0 | 0.43917 | 0 | 0 | 0 | 3.7891 | 68.5 | 10 | 0.00278 | 0.29785 | 0.42861 | 0.11215 | 0.16139 | 1 | 1 | Additions on Existing | 14.7835 | #NUM! | 0 | 4.6335 | 0 | 0 | 4.6335 | 0 | 30.3072 | 0 | 0 | 0 | 0.46335 | 72.4313 | 103.2019 | 25.2014 | 78.0005 | 4.0951 | 0 | 30.7787 | 0 | 0 | 0 | 0.46335 | 72.4313 | 103.6734 | 25.2014 | 78.4719 | 4.1138 | 0 | 31.3153 | 0 | 0 | 0 | 0.46335 | 72.4313 | 104.2099 | 25.2014 | 79.0085 | 4.1351 | per unit | 0.032245 | 92.4465 | 0.005 | 0 | 8.7899 | 0 | 0 | 8.7899 | 0 | 0 | 8.5037 | 0 | 0 | 0 | 0 | 7.8268 | 0 | 0 | 0 | 0 | 0 | 0 | 8.7899 | 17.2937 | 25.1205 | 0 | 0 | 0 | 0 | 0 | 0 | 8.7899 | 17.2937 | 25.1205 | 0 | 0 | 0 | 0 | 8.7899 | 0 | 0 | 8.7899 | 0 | 0 | 8.5037 | 0 | 0 | 0 | 0 | 7.8268 | 0 | 0 | 0 | 0 | 0 | 0 | 8.7899 | 17.2937 | 25.1205 | 0 | 0 | 0 | 0 | 0 | 0 | 8.7899 | 17.2937 | 25.1205 | 0 | 0 | 0 | 92.5342 | 378.9349 | 92.5342 | 367.343 | 158.9829 | 89.714 | 369.0645 | 89.714 | 356.8759 | 154.1376 | 82.8383 | 342.5429 | 82.8383 | 330.3341 | 142.3244 | 3.6718 | 3.5599 | 3.287 | 0.03952 | 0.039324 | 0.039128 | 0 | 1.6126 | 0 | 0 | 1.6126 | 0 | 0 | 1.5634 | 0 | 0 | 1.5634 | 0 | 0 | 1.4436 | 0 | 0 | 1.4436 | 0 | 0 | 0 | 0 | 16.1255 | 15.634 | 14.4358 | 0 | 0 | 0 | 0 | 0 | 0 | 16.1255 | 15.634 | 14.4358 | 0 | 0 | 0 | 1.6126 | 3.176 | 4.6195 | 0 | 0 | 0 | 0 | 0 | 0 | 1.6126 | 3.176 | 4.6195 | 0 | 0 | 0 | 1 | 1 | 1 | 1 | 1 | 1 | 1 | 51.375 | 51.8269 | 2.0088 | 51.375 | 52.2984 | 2.018 | 51.375 | 52.8349 | 2.0284 | 0 | 8.7899 | 0 | 0 | 8.7899 | 0 | 0 | 8.5037 | 0 | 0 | 0 | 0 | 7.8268 | 0 | 0 | 0 | 0 | 0 | 0 | 8.7899 | 17.2937 | 25.1205 | 0 | 0 | 0 | 0 | 0 | 0 | 8.7899 | 17.2937 | 25.1205 | 0 | 0 | 0 | 603.5652 | 1212.4395 | 603.5652 | 1175.3503 | 201.1884 | 584.251 | 1179.0028 | 584.251 | 1140.0657 | 194.7503 | 538.1045 | 1091.5004 | 538.1045 | 1052.5975 | 179.3682 | 11.7482 | 11.3723 | 10.4741 | 0.12645 | 0.12582 | 0.12519 | 0 | 5.1595 | 0 | 0 | 5.1595 | 0 | 0 | 4.9944 | 0 | 0 | 4.9944 | 0 | 0 | 4.5999 | 0 | 0 | 4.5999 | 0 | 0 | 0 | 0 | 51.5951 | 49.9441 | 45.9993 | 0 | 0 | 0 | 0 | 0 | 0 | 51.5951 | 49.9441 | 45.9993 | 0 | 0 | 0 | 5.1595 | 10.1539 | 14.7539 | 0 | 0 | 0 | 0 | 0 | 0 | 5.1595 | 10.1539 | 14.7539 | 0 | 0 | 0 | 68.5 | 34.7019 | 1.5066 | 68.5 | 35.1734 | 1.5135 | 68.5 | 35.7099 | 1.5213 | 0 | 8.7899 | 0 | 0 | 8.7899 | 0 | 0 | 8.5037 | 0 | 0 | 0 | 0 | 7.8268 | 0 | 0 | 0 | 0 | 0 | 0 | 8.7899 | 17.2937 | 25.1205 | 0 | 0 | 0 | 0 | 0 | 0 | 8.7899 | 17.2937 | 25.1205 | 0 | 0 | 0 | 1096.8032 | 1652.4405 | 1096.8032 | 1601.8915 | 0 | 1061.0944 | 1605.9451 | 1061.0944 | 1552.9079 | 0 | 976.6317 | 1485.7623 | 976.6317 | 1432.8073 | 0 | 16.0117 | 15.4904 | 14.2574 | 0.17234 | 0.17148 | 0.17063 | 0 | 7.0319 | 0 | 0 | 7.0319 | 0 | 0 | 6.803 | 0 | 0 | 6.803 | 0 | 0 | 6.2615 | 0 | 0 | 6.2615 | 0 | 0 | 0 | 0 | 70.3193 | 68.0299 | 62.6148 | 0 | 0 | 0 | 0 | 0 | 0 | 70.3193 | 68.0299 | 62.6148 | 0 | 0 | 0 | 7.0319 | 13.8349 | 20.0964 | 0 | 0 | 0 | 0 | 0 | 0 | 7.0319 | 13.8349 | 20.0964 | 0 | 0 | 0
| 741 | Business | Other Commercial | Hot Water | Gas | 02-285 | 02-285.08 | Low Flow Fixtures | [02-285]_Business_Hot Water_Thermostatic Restrictor Shower Valve_ADD_Gas_per unit | No Thermostatic Valve, not a low flow shower head | Thermostatic Valve, no low flow shower head | ENGINEER | 0 | 0.23705 | 0 | 0 | 0 | 2.0452 | 68.5 | 10 | 0.00278 | 0.29785 | 0.42861 | 0.11215 | 0.16139 | 1 | 1 | Additions on Existing | 27.3894 | #NUM! | 0 | 2.501 | 0 | 0 | 2.501 | 0 | 16.3585 | 0 | 0 | 0 | 0.2501 | 39.0952 | 55.7037 | 25.2014 | 30.5023 | 2.2103 | 0 | 16.613 | 0 | 0 | 0 | 0.2501 | 39.0952 | 55.9582 | 25.2014 | 30.7568 | 2.2204 | 0 | 16.9026 | 0 | 0 | 0 | 0.2501 | 39.0952 | 56.2478 | 25.2014 | 31.0464 | 2.2319 | per unit | 0.0293 | 111.34 | 0.005 | 0 | 5.714 | 0 | 0 | 5.714 | 0 | 0 | 5.528 | 0 | 0 | 0 | 0 | 5.088 | 0 | 0 | 0 | 0 | 0 | 0 | 5.714 | 11.242 | 16.33 | 0 | 0 | 0 | 0 | 0 | 0 | 5.714 | 11.242 | 16.33 | 0 | 0 | 0 | 0 | 5.714 | 0 | 0 | 5.714 | 0 | 0 | 5.528 | 0 | 0 | 0 | 0 | 5.088 | 0 | 0 | 0 | 0 | 0 | 0 | 5.714 | 11.242 | 16.33 | 0 | 0 | 0 | 0 | 0 | 0 | 5.714 | 11.242 | 16.33 | 0 | 0 | 0 | 43.555 | 96.2714 | 43.555 | 93.5595 | 74.8318 | 42.3201 | 93.9691 | 42.3201 | 91.0939 | 72.7101 | 39.1201 | 87.3133 | 39.1201 | 84.4141 | 67.2122 | 1.7283 | 1.6793 | 1.5523 | 0.015445 | 0.015368 | 0.015292 | 0 | 0.40968 | 0 | 0 | 0.40968 | 0 | 0 | 0.39807 | 0 | 0 | 0.39807 | 0 | 0 | 0.36797 | 0 | 0 | 0.36797 | 0 | 0 | 0 | 0 | 4.0968 | 3.9807 | 3.6797 | 0 | 0 | 0 | 0 | 0 | 0 | 4.0968 | 3.9807 | 3.6797 | 0 | 0 | 0 | 0.40968 | 0.80775 | 1.1757 | 0 | 0 | 0 | 0 | 0 | 0 | 0.40968 | 0.80775 | 1.1757 | 0 | 0 | 0 | 1 | 1 | 1 | 1 | 1 | 1 | 1 | 51.375 | 4.3287 | 1.0843 | 51.375 | 4.5832 | 1.0892 | 51.375 | 4.8728 | 1.0948 | 0 | 5.714 | 0 | 0 | 5.714 | 0 | 0 | 5.528 | 0 | 0 | 0 | 0 | 5.088 | 0 | 0 | 0 | 0 | 0 | 0 | 5.714 | 11.242 | 16.33 | 0 | 0 | 0 | 0 | 0 | 0 | 5.714 | 11.242 | 16.33 | 0 | 0 | 0 | 581.4954 | 630.4908 | 581.4954 | 612.7305 | 193.8318 | 563.1338 | 613.3715 | 563.1338 | 594.6041 | 187.7113 | 518.8319 | 568.0421 | 518.8319 | 549.1806 | 172.944 | 11.3186 | 10.9612 | 10.0989 | 0.10115 | 0.10065 | 0.10015 | 0 | 2.683 | 0 | 0 | 2.683 | 0 | 0 | 2.5983 | 0 | 0 | 2.5983 | 0 | 0 | 2.3939 | 0 | 0 | 2.3939 | 0 | 0 | 0 | 0 | 26.8304 | 25.9832 | 23.9391 | 0 | 0 | 0 | 0 | 0 | 0 | 26.8304 | 25.9832 | 23.9391 | 0 | 0 | 0 | 2.683 | 5.2814 | 7.6753 | 0 | 0 | 0 | 0 | 0 | 0 | 2.683 | 5.2814 | 7.6753 | 0 | 0 | 0 | 68.5 | -12.7963 | 0.81319 | 68.5 | -12.5418 | 0.81691 | 68.5 | -12.2522 | 0.82114 | 0 | 5.714 | 0 | 0 | 5.714 | 0 | 0 | 5.528 | 0 | 0 | 0 | 0 | 5.088 | 0 | 0 | 0 | 0 | 0 | 0 | 5.714 | 11.242 | 16.33 | 0 | 0 | 0 | 0 | 0 | 0 | 5.714 | 11.242 | 16.33 | 0 | 0 | 0 | 1320.9587 | 1074.1947 | 1320.9587 | 1043.9356 | 0 | 1277.9521 | 1043.9696 | 1277.9521 | 1012.0271 | 0 | 1176.2276 | 965.8429 | 1176.2276 | 933.7727 | 0 | 19.2841 | 18.6562 | 17.1712 | 0.17234 | 0.17148 | 0.17063 | 0 | 4.5712 | 0 | 0 | 4.5712 | 0 | 0 | 4.4224 | 0 | 0 | 4.4224 | 0 | 0 | 4.0704 | 0 | 0 | 4.0704 | 0 | 0 | 0 | 0 | 45.7122 | 44.2239 | 40.7037 | 0 | 0 | 0 | 0 | 0 | 0 | 45.7122 | 44.2239 | 40.7037 | 0 | 0 | 0 | 4.5712 | 8.9936 | 13.064 | 0 | 0 | 0 | 0 | 0 | 0 | 4.5712 | 8.9936 | 13.064 | 0 | 0 | 0
| 742 | Business | Food Sales | Hot Water | Gas | 02-285 | 02-285.09 | Low Flow Fixtures | [02-285]_Business_Hot Water_Thermostatic Restrictor Shower Valve_ADD_Gas_per unit | No Thermostatic Valve, not a low flow shower head | Thermostatic Valve, no low flow shower head | ENGINEER | 0 | 0.23705 | 0 | 0 | 0 | 2.0452 | 68.5 | 10 | 0.00278 | 0.29785 | 0.42861 | 0.11215 | 0.16139 | 1 | 1 | Additions on Existing | 27.3894 | #NUM! | 0 | 2.501 | 0 | 0 | 2.501 | 0 | 16.3585 | 0 | 0 | 0 | 0.2501 | 39.0952 | 55.7037 | 25.2014 | 30.5023 | 2.2103 | 0 | 16.613 | 0 | 0 | 0 | 0.2501 | 39.0952 | 55.9582 | 25.2014 | 30.7568 | 2.2204 | 0 | 16.9026 | 0 | 0 | 0 | 0.2501 | 39.0952 | 56.2478 | 25.2014 | 31.0464 | 2.2319 | per unit | 0.025701 | 46.159 | 0.005 | 0 | 2.3689 | 0 | 0 | 2.3689 | 0 | 0 | 2.2918 | 0 | 0 | 0 | 0 | 2.1094 | 0 | 0 | 0 | 0 | 0 | 0 | 2.3689 | 4.6607 | 6.77 | 0 | 0 | 0 | 0 | 0 | 0 | 2.3689 | 4.6607 | 6.77 | 0 | 0 | 0 | 0 | 2.3689 | 0 | 0 | 2.3689 | 0 | 0 | 2.2918 | 0 | 0 | 0 | 0 | 2.1094 | 0 | 0 | 0 | 0 | 0 | 0 | 2.3689 | 4.6607 | 6.77 | 0 | 0 | 0 | 0 | 0 | 0 | 2.3689 | 4.6607 | 6.77 | 0 | 0 | 0 | 5.0594 | 11.1829 | 5.0594 | 10.8283 | 8.6925 | 4.9123 | 10.9075 | 4.9123 | 10.5351 | 8.4399 | 4.5458 | 10.1459 | 4.5458 | 9.7729 | 7.8102 | 0.20076 | 0.19492 | 0.18038 | 0.0043276 | 0.0043061 | 0.0042846 | 0 | 0.047589 | 0 | 0 | 0.047589 | 0 | 0 | 0.046206 | 0 | 0 | 0.046206 | 0 | 0 | 0.042758 | 0 | 0 | 0.042758 | 0 | 0 | 0 | 0 | 0.47589 | 0.46206 | 0.42758 | 0 | 0 | 0 | 0 | 0 | 0 | 0.47589 | 0.46206 | 0.42758 | 0 | 0 | 0 | 0.047589 | 0.093794 | 0.13655 | 0 | 0 | 0 | 0 | 0 | 0 | 0.047589 | 0.093794 | 0.13655 | 0 | 0 | 0 | 1 | 1 | 1 | 1 | 1 | 1 | 1 | 51.375 | 4.3287 | 1.0843 | 51.375 | 4.5832 | 1.0892 | 51.375 | 4.8728 | 1.0948 | 0 | 2.3689 | 0 | 0 | 2.3689 | 0 | 0 | 2.2918 | 0 | 0 | 0 | 0 | 2.1094 | 0 | 0 | 0 | 0 | 0 | 0 | 2.3689 | 4.6607 | 6.77 | 0 | 0 | 0 | 0 | 0 | 0 | 2.3689 | 4.6607 | 6.77 | 0 | 0 | 0 | 172.6525 | 187.1998 | 172.6525 | 181.2645 | 57.5508 | 167.2701 | 182.1924 | 167.2701 | 175.9717 | 55.7567 | 154.2476 | 168.8777 | 154.2476 | 162.6691 | 51.4159 | 3.3606 | 3.2559 | 3.0024 | 0.072443 | 0.072083 | 0.071724 | 0 | 0.79663 | 0 | 0 | 0.79663 | 0 | 0 | 0.77179 | 0 | 0 | 0.77179 | 0 | 0 | 0.7117 | 0 | 0 | 0.7117 | 0 | 0 | 0 | 0 | 7.9663 | 7.7179 | 7.117 | 0 | 0 | 0 | 0 | 0 | 0 | 7.9663 | 7.7179 | 7.117 | 0 | 0 | 0 | 0.79663 | 1.5684 | 2.2801 | 0 | 0 | 0 | 0 | 0 | 0 | 0.79663 | 1.5684 | 2.2801 | 0 | 0 | 0 | 68.5 | -12.7963 | 0.81319 | 68.5 | -12.5418 | 0.81691 | 68.5 | -12.2522 | 0.82114 | 0 | 2.3689 | 0 | 0 | 2.3689 | 0 | 0 | 2.2918 | 0 | 0 | 0 | 0 | 2.1094 | 0 | 0 | 0 | 0 | 0 | 0 | 2.3689 | 4.6607 | 6.77 | 0 | 0 | 0 | 0 | 0 | 0 | 2.3689 | 4.6607 | 6.77 | 0 | 0 | 0 | 513.4116 | 417.5029 | 513.4116 | 404.2657 | 0 | 496.6964 | 405.7554 | 496.6964 | 391.9014 | 0 | 457.1596 | 375.3902 | 457.1596 | 361.5894 | 0 | 7.4951 | 7.251 | 6.6739 | 0.16157 | 0.16076 | 0.15996 | 0 | 1.7767 | 0 | 0 | 1.7767 | 0 | 0 | 1.7188 | 0 | 0 | 1.7188 | 0 | 0 | 1.582 | 0 | 0 | 1.582 | 0 | 0 | 0 | 0 | 17.7668 | 17.1883 | 15.8201 | 0 | 0 | 0 | 0 | 0 | 0 | 17.7668 | 17.1883 | 15.8201 | 0 | 0 | 0 | 1.7767 | 3.4955 | 5.0775 | 0 | 0 | 0 | 0 | 0 | 0 | 1.7767 | 3.4955 | 5.0775 | 0 | 0 | 0
| 743 | Business | Manufacturing/Industrial | Hot Water | Gas | 02-285 | 02-285.10 | Low Flow Fixtures | [02-285]_Business_Hot Water_Thermostatic Restrictor Shower Valve_ADD_Gas_per unit | No Thermostatic Valve, not a low flow shower head | Thermostatic Valve, no low flow shower head | ENGINEER | 0 | 0.23705 | 0 | 0 | 0 | 2.0452 | 68.5 | 10 | 0.00278 | 0.29785 | 0.42861 | 0.11215 | 0.16139 | 1 | 1 | Additions on Existing | 27.3894 | #NUM! | 0 | 2.501 | 0 | 0 | 2.501 | 0 | 16.3585 | 0 | 0 | 0 | 0.2501 | 39.0952 | 55.7037 | 28.8751 | 26.8286 | 1.9291 | 0 | 16.613 | 0 | 0 | 0 | 0.2501 | 39.0952 | 55.9582 | 28.8751 | 27.0831 | 1.9379 | 0 | 16.9026 | 0 | 0 | 0 | 0.2501 | 39.0952 | 56.2478 | 28.8751 | 27.3727 | 1.948 | per unit | 0.027443 | 113.6958 | 0.005 | 0 | 5.8349 | 0 | 0 | 5.8349 | 0 | 0 | 5.645 | 0 | 0 | 0 | 0 | 5.1956 | 0 | 0 | 0 | 0 | 0 | 0 | 5.8349 | 11.4799 | 16.6755 | 0 | 0 | 0 | 0 | 0 | 0 | 5.8349 | 11.4799 | 16.6755 | 0 | 0 | 0 | 0 | 5.8349 | 0 | 0 | 5.8349 | 0 | 0 | 5.645 | 0 | 0 | 0 | 0 | 5.1956 | 0 | 0 | 0 | 0 | 0 | 0 | 5.8349 | 11.4799 | 16.6755 | 0 | 0 | 0 | 0 | 0 | 0 | 5.8349 | 11.4799 | 16.6755 | 0 | 0 | 0 | 79.3314 | 153.0404 | 79.3314 | 154.2836 | 108.8655 | 77.0042 | 149.2296 | 77.0042 | 150.0947 | 105.6719 | 71.1883 | 138.6728 | 71.1883 | 139.1336 | 97.6908 | 2.7474 | 2.6668 | 2.4654 | 0.024044 | 0.023925 | 0.023806 | 0 | 0.65126 | 0 | 0 | 0.65126 | 0 | 0 | 0.63216 | 0 | 0 | 0.63216 | 0 | 0 | 0.58441 | 0 | 0 | 0.58441 | 0 | 0 | 0 | 0 | 6.5126 | 6.3216 | 5.8441 | 0 | 0 | 0 | 0 | 0 | 0 | 6.5126 | 6.3216 | 5.8441 | 0 | 0 | 0 | 0.65126 | 1.2834 | 1.8678 | 0 | 0 | 0 | 0 | 0 | 0 | 0.65126 | 1.2834 | 1.8678 | 0 | 0 | 0 | 1 | 1 | 1 | 1 | 1 | 1 | 1 | 51.375 | 4.3287 | 1.0843 | 51.375 | 4.5832 | 1.0892 | 51.375 | 4.8728 | 1.0948 | 0 | 5.8349 | 0 | 0 | 5.8349 | 0 | 0 | 5.645 | 0 | 0 | 0 | 0 | 5.1956 | 0 | 0 | 0 | 0 | 0 | 0 | 5.8349 | 11.4799 | 16.6755 | 0 | 0 | 0 | 0 | 0 | 0 | 5.8349 | 11.4799 | 16.6755 | 0 | 0 | 0 | 603.7176 | 654.5854 | 603.7176 | 659.9026 | 201.2392 | 584.6963 | 636.8576 | 584.6963 | 640.5498 | 194.8988 | 538.7363 | 589.8344 | 538.7363 | 591.7946 | 179.5788 | 11.7512 | 11.3809 | 10.4864 | 0.10284 | 0.10233 | 0.10182 | 0 | 2.7856 | 0 | 0 | 2.7856 | 0 | 0 | 2.6978 | 0 | 0 | 2.6978 | 0 | 0 | 2.4857 | 0 | 0 | 2.4857 | 0 | 0 | 0 | 0 | 27.8558 | 26.9781 | 24.8575 | 0 | 0 | 0 | 0 | 0 | 0 | 27.8558 | 26.9781 | 24.8575 | 0 | 0 | 0 | 2.7856 | 5.4834 | 7.9691 | 0 | 0 | 0 | 0 | 0 | 0 | 2.7856 | 5.4834 | 7.9691 | 0 | 0 | 0 | 68.5 | -12.7963 | 0.81319 | 68.5 | -12.5418 | 0.81691 | 68.5 | -12.2522 | 0.82114 | 0 | 5.8349 | 0 | 0 | 5.8349 | 0 | 0 | 5.645 | 0 | 0 | 0 | 0 | 5.1956 | 0 | 0 | 0 | 0 | 0 | 0 | 5.8349 | 11.4799 | 16.6755 | 0 | 0 | 0 | 0 | 0 | 0 | 5.8349 | 11.4799 | 16.6755 | 0 | 0 | 0 | 1348.9089 | 1096.9235 | 1348.9089 | 1105.8338 | 0 | 1304.9922 | 1066.0589 | 1304.9922 | 1072.2394 | 0 | 1201.1153 | 986.2791 | 1201.1153 | 989.5569 | 0 | 19.6921 | 19.051 | 17.5345 | 0.17234 | 0.17148 | 0.17063 | 0 | 4.6679 | 0 | 0 | 4.6679 | 0 | 0 | 4.516 | 0 | 0 | 4.516 | 0 | 0 | 4.1565 | 0 | 0 | 4.1565 | 0 | 0 | 0 | 0 | 46.6794 | 45.1596 | 41.5649 | 0 | 0 | 0 | 0 | 0 | 0 | 46.6794 | 45.1596 | 41.5649 | 0 | 0 | 0 | 4.6679 | 9.1839 | 13.3404 | 0 | 0 | 0 | 0 | 0 | 0 | 4.6679 | 9.1839 | 13.3404 | 0 | 0 | 0
| 744 | Business | Office | HVAC | Electric | 02-186 | 02-186.01 | HVAC Control | [02-186]_Business_HVAC_Thermostat Wi-Fi_ROB_Electric_per sf | Erratic Controls | Programmable Thermostat | DEEMED | 0.92012 | 0 | 0 | 0 | 0 | 0 | 0.616 | 8 | 0.476 | 0.25758 | 0.40817 | 0.12932 | 0.20492 | 1 | 1 | Replace on Burnout | 21.5238 | 0.083685 | 7.361 | 0 | 0 | 0 | 0.028619 | 0.49965 | 0 | 0 | 0 | 0 | 0 | 0 | 0.49965 | 0.25769 | 0.24196 | 1.9389 | 0.49815 | 0 | 0 | 0 | 0 | 0 | 0 | 0.49815 | 0.25769 | 0.24045 | 1.9331 | 0.49792 | 0 | 0 | 0 | 0 | 0 | 0 | 0.49792 | 0.25769 | 0.24022 | 1.9322 | per sf | 202.4034 | 4973051.8395 | 0.005 | 574836.7347 | 0 | 0 | 0 | 2118.338 | 0 | 577710.9183 | 0 | 0 | 0 | 0 | 580599.4729 | 0 | 0 | 0 | 0 | 574836.7347 | 1152547.653 | 1733147.1259 | 0 | 0 | 0 | 0 | 0 | 0 | 0 | 0 | 0 | 2118.338 | 4247.2678 | 6386.8421 | 0 | 0 | 0 | 574836.7347 | 0 | 0 | 0 | 2118.338 | 0 | 577710.9183 | 0 | 0 | 0 | 0 | 580599.4729 | 0 | 0 | 0 | 0 | 574836.7347 | 0 | 1733147.1259 | 0 | 0 | 0 | 0 | 0 | 0 | 0 | 0 | 0 | 2118.338 | 4247.2678 | 6386.8421 | 0 | 0 | 0 | 43515.0569 | 84372.6934 | 43515.0569 | 169182.9915 | 60504.6736 | 43791.2948 | 84652.6569 | 43791.2948 | 170505.7786 | 60888.7633 | 44406.2325 | 85801.8951 | 44406.2325 | 174567.2101 | 61743.7916 | 168863.1988 | 169935.1593 | 172321.4678 | 0.033787 | 0.033619 | 0.033451 | 155374.7577 | 0 | 0 | 0 | 572.5735 | 0 | 156361.0922 | 0 | 0 | 0 | 576.2082 | 0 | 158556.7874 | 0 | 0 | 0 | 584.2996 | 0 | 1242998.0616 | 1250888.7378 | 1268454.2993 | 0 | 0 | 0 | 0 | 0 | 0 | 0 | 0 | 0 | 4580.5877 | 4609.6657 | 4674.3968 | 155374.7577 | 0 | 470292.6373 | 0 | 0 | 0 | 0 | 0 | 0 | 0 | 0 | 0 | 572.5735 | 1148.7817 | 1733.0813 | 0 | 0 | 0 | 1 | 1 | 1 | 1 | 1 | 1 | 1 | 0.462 | 0.037651 | 1.0815 | 0.462 | 0.036147 | 1.0782 | 0.462 | 0.035918 | 1.0777 | 574836.7347 | 0 | 0 | 0 | 2118.338 | 0 | 577710.9183 | 0 | 0 | 0 | 0 | 580599.4729 | 0 | 0 | 0 | 0 | 574836.7347 | 0 | 1733147.1259 | 0 | 0 | 0 | 0 | 0 | 0 | 0 | 0 | 0 | 2118.338 | 4247.2678 | 6386.8421 | 0 | 0 | 0 | 174387.813 | 188599.726 | 174387.813 | 378177.637 | 58129.271 | 175321.8794 | 189039.0354 | 175321.8794 | 380758.8453 | 58440.6265 | 176631.7552 | 190363.773 | 176631.7552 | 387302.3169 | 58877.2517 | 377462.7988 | 379484.5874 | 382319.8164 | 0.075524 | 0.075148 | 0.074774 | 347311.8556 | 0 | 0 | 0 | 1279.8833 | 0 | 349172.1479 | 0 | 0 | 0 | 1286.7386 | 0 | 351780.9048 | 0 | 0 | 0 | 1296.3522 | 0 | 2778494.8448 | 2793377.1833 | 2814247.2382 | 0 | 0 | 0 | 0 | 0 | 0 | 0 | 0 | 0 | 10239.0661 | 10293.9092 | 10370.8177 | 347311.8556 | 0 | 1048264.9083 | 0 | 0 | 0 | 0 | 0 | 0 | 0 | 0 | 0 | 1279.8833 | 2566.6219 | 3862.9741 | 0 | 0 | 0 | 0.616 | -0.11635 | 0.81112 | 0.616 | -0.11785 | 0.80868 | 0.616 | -0.11808 | 0.80831 | 574836.7347 | 0 | 0 | 0 | 2118.338 | 0 | 577710.9183 | 0 | 0 | 0 | 0 | 580599.4729 | 0 | 0 | 0 | 0 | 574836.7347 | 0 | 1733147.1259 | 0 | 0 | 0 | 0 | 0 | 0 | 0 | 0 | 0 | 2118.338 | 4247.2678 | 6386.8421 | 0 | 0 | 0 | 307871.6933 | 249721.5085 | 307871.6933 | 500738.2143 | 0 | 309411.0517 | 250214.4925 | 309411.0517 | 503977.2926 | 0 | 310958.107 | 251349.8709 | 310958.107 | 511380.8464 | 0 | 499791.7099 | 502290.6684 | 504802.1218 | 0.1 | 0.099502 | 0.099007 | 459869.3877 | 0 | 0 | 0 | 1694.6704 | 0 | 462168.7347 | 0 | 0 | 0 | 1703.1438 | 0 | 464479.5783 | 0 | 0 | 0 | 1711.6595 | 0 | 3678955.1018 | 3697349.8773 | 3715836.6267 | 0 | 0 | 0 | 0 | 0 | 0 | 0 | 0 | 0 | 13557.3634 | 13625.1502 | 13693.276 | 459869.3877 | 0 | 1386517.7007 | 0 | 0 | 0 | 0 | 0 | 0 | 0 | 0 | 0 | 1694.6704 | 3397.8142 | 5109.4737 | 0 | 0 | 0
| 745 | Business | Retail | HVAC | Electric | 02-186 | 02-186.02 | HVAC Control | [02-186]_Business_HVAC_Thermostat Wi-Fi_ROB_Electric_per sf | Erratic Controls | Programmable Thermostat | DEEMED | 0.81386 | 0 | 0 | 0 | 0 | 0 | 0.616 | 8 | 0.476 | 0.25758 | 0.40817 | 0.12932 | 0.20492 | 1 | 1 | Replace on Burnout | 24.3342 | 0.094611 | 6.5108 | 0 | 0 | 0 | 0.025314 | 0.44195 | 0 | 0 | 0 | 0 | 0 | 0 | 0.44195 | 0.25769 | 0.18425 | 1.715 | 0.44062 | 0 | 0 | 0 | 0 | 0 | 0 | 0.44062 | 0.25769 | 0.18292 | 1.7098 | 0.44041 | 0 | 0 | 0 | 0 | 0 | 0 | 0.44041 | 0.25769 | 0.18272 | 1.7091 | per sf | 518.5546 | 4443494.0521 | 0.005 | 454305.8156 | 0 | 0 | 0 | 1674.168 | 0 | 456577.3446 | 0 | 0 | 0 | 0 | 458860.2314 | 0 | 0 | 0 | 0 | 454305.8156 | 910883.1602 | 1369743.3916 | 0 | 0 | 0 | 0 | 0 | 0 | 0 | 0 | 0 | 1674.168 | 3356.7069 | 5047.6585 | 0 | 0 | 0 | 454305.8156 | 0 | 0 | 0 | 1674.168 | 0 | 456577.3446 | 0 | 0 | 0 | 0 | 458860.2314 | 0 | 0 | 0 | 0 | 454305.8156 | 0 | 1369743.3916 | 0 | 0 | 0 | 0 | 0 | 0 | 0 | 0 | 0 | 1674.168 | 3356.7069 | 5047.6585 | 0 | 0 | 0 | 15389.5883 | 26393.1681 | 15389.5883 | 52995.4516 | 21398.1569 | 15496.6493 | 26496.7604 | 15496.6493 | 53442.1071 | 21547.0179 | 15816.2659 | 27030.811 | 15816.2659 | 55070.2634 | 21991.4227 | 59720.3655 | 60135.8234 | 61376.1179 | 0.013373 | 0.013307 | 0.01324 | 48603.7832 | 0 | 0 | 0 | 179.1104 | 0 | 48941.9062 | 0 | 0 | 0 | 180.3564 | 0 | 49951.3274 | 0 | 0 | 0 | 184.0763 | 0 | 388830.2658 | 391535.2496 | 399610.6192 | 0 | 0 | 0 | 0 | 0 | 0 | 0 | 0 | 0 | 1432.8833 | 1442.8514 | 1472.6101 | 48603.7832 | 0 | 147497.0168 | 0 | 0 | 0 | 0 | 0 | 0 | 0 | 0 | 0 | 179.1104 | 359.4668 | 543.5431 | 0 | 0 | 0 | 1 | 1 | 1 | 1 | 1 | 1 | 1 | 0.462 | -0.020054 | 0.95659 | 0.462 | -0.021385 | 0.95371 | 0.462 | -0.021587 | 0.95327 | 454305.8156 | 0 | 0 | 0 | 1674.168 | 0 | 456577.3446 | 0 | 0 | 0 | 0 | 458860.2314 | 0 | 0 | 0 | 0 | 454305.8156 | 0 | 1369743.3916 | 0 | 0 | 0 | 0 | 0 | 0 | 0 | 0 | 0 | 1674.168 | 3356.7069 | 5047.6585 | 0 | 0 | 0 | 123066.1093 | 117724.1497 | 123066.1093 | 236381.0379 | 41022.0364 | 123765.2139 | 118036.4495 | 123765.2139 | 238071.2392 | 41255.0713 | 124894.3202 | 119058.4909 | 124894.3202 | 242559.5906 | 41631.4401 | 266376.8599 | 267890.0734 | 270334.0264 | 0.059649 | 0.059353 | 0.059057 | 216792.43 | 0 | 0 | 0 | 798.9045 | 0 | 218023.9681 | 0 | 0 | 0 | 803.4428 | 0 | 220012.9941 | 0 | 0 | 0 | 810.7726 | 0 | 1734339.4399 | 1744191.7445 | 1760103.9526 | 0 | 0 | 0 | 0 | 0 | 0 | 0 | 0 | 0 | 6391.2359 | 6427.5428 | 6486.1811 | 216792.43 | 0 | 654829.3921 | 0 | 0 | 0 | 0 | 0 | 0 | 0 | 0 | 0 | 798.9045 | 1602.3473 | 2413.12 | 0 | 0 | 0 | 0.616 | -0.17405 | 0.71744 | 0.616 | -0.17538 | 0.71528 | 0.616 | -0.17559 | 0.71496 | 454305.8156 | 0 | 0 | 0 | 1674.168 | 0 | 456577.3446 | 0 | 0 | 0 | 0 | 458860.2314 | 0 | 0 | 0 | 0 | 454305.8156 | 0 | 1369743.3916 | 0 | 0 | 0 | 0 | 0 | 0 | 0 | 0 | 0 | 1674.168 | 3356.7069 | 5047.6585 | 0 | 0 | 0 | 257894.8404 | 185025.2538 | 257894.8404 | 371516.4785 | 0 | 259184.3146 | 185390.5187 | 259184.3146 | 373919.6723 | 0 | 260480.2362 | 186231.7505 | 260480.2362 | 379412.6468 | 0 | 418660.4552 | 420753.7575 | 422857.5263 | 0.09375 | 0.093284 | 0.092819 | 340729.3617 | 0 | 0 | 0 | 1255.626 | 0 | 342433.0085 | 0 | 0 | 0 | 1261.9042 | 0 | 344145.1735 | 0 | 0 | 0 | 1268.2137 | 0 | 2725834.8934 | 2739464.0678 | 2753161.3882 | 0 | 0 | 0 | 0 | 0 | 0 | 0 | 0 | 0 | 10045.0082 | 10095.2333 | 10145.7094 | 340729.3617 | 0 | 1027307.5437 | 0 | 0 | 0 | 0 | 0 | 0 | 0 | 0 | 0 | 1255.626 | 2517.5302 | 3785.7439 | 0 | 0 | 0
| 746 | Business | Food Service | HVAC | Electric | 02-186 | 02-186.03 | HVAC Control | [02-186]_Business_HVAC_Thermostat Wi-Fi_ROB_Electric_per sf | Erratic Controls | Programmable Thermostat | DEEMED | 0.95122 | 0 | 0 | 0 | 0 | 0 | 0.616 | 8 | 0.476 | 0.25758 | 0.40817 | 0.12932 | 0.20492 | 1 | 1 | Replace on Burnout | 20.8202 | 0.080949 | 7.6097 | 0 | 0 | 0 | 0.029587 | 0.51654 | 0 | 0 | 0 | 0 | 0 | 0 | 0.61984 | 0.25769 | 0.36215 | 2.4053 | 0.51498 | 0 | 0 | 0 | 0 | 0 | 0 | 0.61798 | 0.25769 | 0.36028 | 2.3981 | 0.51474 | 0 | 0 | 0 | 0 | 0 | 0 | 0.61769 | 0.25769 | 0.36 | 2.397 | per sf | 47.0965 | 75495.6773 | 0.005 | 9021.4849 | 0 | 0 | 0 | 33.2452 | 0 | 9066.5924 | 0 | 0 | 0 | 0 | 9111.9253 | 0 | 0 | 0 | 0 | 9021.4849 | 18088.0773 | 27200.0027 | 0 | 0 | 0 | 0 | 0 | 0 | 0 | 0 | 0 | 33.2452 | 66.6566 | 100.2351 | 0 | 0 | 0 | 9021.4849 | 0 | 0 | 0 | 33.2452 | 0 | 9066.5924 | 0 | 0 | 0 | 0 | 9111.9253 | 0 | 0 | 0 | 0 | 9021.4849 | 0 | 27200.0027 | 0 | 0 | 0 | 0 | 0 | 0 | 0 | 0 | 0 | 33.2452 | 66.6566 | 100.2351 | 0 | 0 | 0 | 429.1641 | 1032.2894 | 429.1641 | 2083.1133 | 596.723 | 432.1004 | 1036.2228 | 432.1004 | 2100.4305 | 600.8057 | 439.6489 | 1053.8397 | 439.6489 | 2157.7295 | 611.3013 | 1665.4012 | 1676.7957 | 1706.0879 | 0.02195 | 0.021841 | 0.021732 | 1584.1589 | 0 | 0 | 0 | 5.8378 | 0 | 1594.9975 | 0 | 0 | 0 | 5.8777 | 0 | 1622.8608 | 0 | 0 | 0 | 5.9804 | 0 | 12673.2716 | 12759.9801 | 12982.8865 | 0 | 0 | 0 | 0 | 0 | 0 | 0 | 0 | 0 | 46.7024 | 47.022 | 47.8434 | 1584.1589 | 0 | 4802.0173 | 0 | 0 | 0 | 0 | 0 | 0 | 0 | 0 | 0 | 5.8378 | 11.7155 | 17.696 | 0 | 0 | 0 | 1 | 1 | 1 | 1 | 1 | 1 | 1 | 0.462 | 0.15784 | 1.3417 | 0.462 | 0.15598 | 1.3376 | 0.462 | 0.15569 | 1.337 | 9021.4849 | 0 | 0 | 0 | 33.2452 | 0 | 9066.5924 | 0 | 0 | 0 | 0 | 9111.9253 | 0 | 0 | 0 | 0 | 9021.4849 | 0 | 27200.0027 | 0 | 0 | 0 | 0 | 0 | 0 | 0 | 0 | 0 | 33.2452 | 66.6566 | 100.2351 | 0 | 0 | 0 | 2375.3439 | 3186.8901 | 2375.3439 | 6431.0003 | 791.7813 | 2388.3302 | 3194.6656 | 2388.3302 | 6475.6082 | 796.1101 | 2407.455 | 3218.7656 | 2407.455 | 6590.4004 | 802.485 | 5141.4371 | 5169.5458 | 5210.9415 | 0.067764 | 0.067426 | 0.067091 | 4890.6253 | 0 | 0 | 0 | 18.0225 | 0 | 4917.3629 | 0 | 0 | 0 | 18.121 | 0 | 4956.7392 | 0 | 0 | 0 | 18.2661 | 0 | 39125.0026 | 39338.9028 | 39653.9133 | 0 | 0 | 0 | 0 | 0 | 0 | 0 | 0 | 0 | 144.18 | 144.9683 | 146.1291 | 4890.6253 | 0 | 14764.7273 | 0 | 0 | 0 | 0 | 0 | 0 | 0 | 0 | 0 | 18.0225 | 36.1435 | 54.4097 | 0 | 0 | 0 | 0.616 | 0.0038442 | 1.0062 | 0.616 | 0.001978 | 1.0032 | 0.616 | 0.0016937 | 1.0027 | 9021.4849 | 0 | 0 | 0 | 33.2452 | 0 | 9066.5924 | 0 | 0 | 0 | 0 | 9111.9253 | 0 | 0 | 0 | 0 | 9021.4849 | 0 | 27200.0027 | 0 | 0 | 0 | 0 | 0 | 0 | 0 | 0 | 0 | 33.2452 | 66.6566 | 100.2351 | 0 | 0 | 0 | 4381.6747 | 4409.0192 | 4381.6747 | 8897.2015 | 0 | 4403.5831 | 4417.7232 | 4403.5831 | 8954.754 | 0 | 4425.601 | 4437.7691 | 4425.601 | 9086.3016 | 0 | 7113.1083 | 7148.6739 | 7184.4173 | 0.09375 | 0.093284 | 0.092819 | 6766.1137 | 0 | 0 | 0 | 24.9339 | 0 | 6799.9443 | 0 | 0 | 0 | 25.0586 | 0 | 6833.944 | 0 | 0 | 0 | 25.1839 | 0 | 54128.9097 | 54399.5542 | 54671.552 | 0 | 0 | 0 | 0 | 0 | 0 | 0 | 0 | 0 | 199.4711 | 200.4685 | 201.4708 | 6766.1137 | 0 | 20400.002 | 0 | 0 | 0 | 0 | 0 | 0 | 0 | 0 | 0 | 24.9339 | 49.9924 | 75.1763 | 0 | 0 | 0
| 747 | Business | Healthcare/Hospitals | HVAC | Electric | 02-186 | 02-186.04 | HVAC Control | [02-186]_Business_HVAC_Thermostat Wi-Fi_ROB_Electric_per sf | Erratic Controls | Programmable Thermostat | DEEMED | 0.96232 | 0 | 0 | 0 | 0 | 0 | 0.616 | 8 | 0.476 | 0.25758 | 0.40817 | 0.12932 | 0.20492 | 1 | 1 | Replace on Burnout | 20.58 | 0.080015 | 7.6986 | 0 | 0 | 0 | 0.029932 | 0.52257 | 0 | 0 | 0 | 0 | 0 | 0 | 0.52257 | 0.21181 | 0.31076 | 2.4671 | 0.52099 | 0 | 0 | 0 | 0 | 0 | 0 | 0.52099 | 0.21181 | 0.30918 | 2.4597 | 0.52075 | 0 | 0 | 0 | 0 | 0 | 0 | 0.52075 | 0.21181 | 0.30894 | 2.4586 | per sf | 1274.3265 | 3461070.8255 | 0.005 | 418414.3476 | 0 | 0 | 0 | 1541.9039 | 0 | 420506.4193 | 0 | 0 | 0 | 0 | 422608.9514 | 0 | 0 | 0 | 0 | 418414.3476 | 838920.7668 | 1261529.7182 | 0 | 0 | 0 | 0 | 0 | 0 | 0 | 0 | 0 | 1541.9039 | 3091.5174 | 4648.8789 | 0 | 0 | 0 | 418414.3476 | 0 | 0 | 0 | 1541.9039 | 0 | 420506.4193 | 0 | 0 | 0 | 0 | 422608.9514 | 0 | 0 | 0 | 0 | 418414.3476 | 0 | 1261529.7182 | 0 | 0 | 0 | 0 | 0 | 0 | 0 | 0 | 0 | 1541.9039 | 3091.5174 | 4648.8789 | 0 | 0 | 0 | 7687.4559 | 18966.0806 | 7687.4559 | 37813.5129 | 14669.715 | 7741.5704 | 19042.0837 | 7741.5704 | 38135.3402 | 14772.9799 | 7911.7347 | 19451.6865 | 7911.7347 | 39349.3624 | 15097.6987 | 36294.1087 | 36549.5946 | 37352.9763 | 0.010434 | 0.010382 | 0.010331 | 34926.5865 | 0 | 0 | 0 | 128.7084 | 0 | 35172.446 | 0 | 0 | 0 | 129.6144 | 0 | 35945.5571 | 0 | 0 | 0 | 132.4634 | 0 | 279412.6917 | 281379.5679 | 287564.4568 | 0 | 0 | 0 | 0 | 0 | 0 | 0 | 0 | 0 | 1029.6672 | 1036.9154 | 1059.7074 | 34926.5865 | 0 | 106044.5895 | 0 | 0 | 0 | 0 | 0 | 0 | 0 | 0 | 0 | 128.7084 | 258.3228 | 390.7862 | 0 | 0 | 0 | 1 | 1 | 1 | 1 | 1 | 1 | 1 | 0.462 | 0.060566 | 1.1311 | 0.462 | 0.058993 | 1.1277 | 0.462 | 0.058753 | 1.1272 | 418414.3476 | 0 | 0 | 0 | 1541.9039 | 0 | 420506.4193 | 0 | 0 | 0 | 0 | 422608.9514 | 0 | 0 | 0 | 0 | 418414.3476 | 0 | 1261529.7182 | 0 | 0 | 0 | 0 | 0 | 0 | 0 | 0 | 0 | 1541.9039 | 3091.5174 | 4648.8789 | 0 | 0 | 0 | 102266.4253 | 115673.1483 | 102266.4253 | 230622.6669 | 34088.8084 | 102834.4963 | 115965.4866 | 102834.4963 | 232242.6139 | 34278.1654 | 103721.7468 | 116912.2169 | 103721.7468 | 236505.0042 | 34573.9156 | 221355.899 | 222585.4899 | 224505.9454 | 0.063638 | 0.063321 | 0.063006 | 213015.4515 | 0 | 0 | 0 | 784.9859 | 0 | 214198.7128 | 0 | 0 | 0 | 789.3464 | 0 | 216046.8076 | 0 | 0 | 0 | 796.1568 | 0 | 1704123.6119 | 1713589.7025 | 1728374.4609 | 0 | 0 | 0 | 0 | 0 | 0 | 0 | 0 | 0 | 6279.8872 | 6314.7708 | 6369.2543 | 213015.4515 | 0 | 643260.9719 | 0 | 0 | 0 | 0 | 0 | 0 | 0 | 0 | 0 | 784.9859 | 1574.3323 | 2370.489 | 0 | 0 | 0 | 0.616 | -0.093434 | 0.84832 | 0.616 | -0.095007 | 0.84577 | 0.616 | -0.095247 | 0.84538 | 418414.3476 | 0 | 0 | 0 | 1541.9039 | 0 | 420506.4193 | 0 | 0 | 0 | 0 | 422608.9514 | 0 | 0 | 0 | 0 | 418414.3476 | 0 | 1261529.7182 | 0 | 0 | 0 | 0 | 0 | 0 | 0 | 0 | 0 | 1541.9039 | 3091.5174 | 4648.8789 | 0 | 0 | 0 | 200876.2244 | 170407.7258 | 200876.2244 | 339749.4127 | 0 | 201880.6055 | 170744.1337 | 201880.6055 | 341947.1178 | 0 | 202890.0085 | 171518.9058 | 202890.0085 | 346970.4075 | 0 | 326097.7668 | 327728.2557 | 329366.897 | 0.09375 | 0.093284 | 0.092819 | 313810.7607 | 0 | 0 | 0 | 1156.428 | 0 | 315379.8145 | 0 | 0 | 0 | 1162.2101 | 0 | 316956.7135 | 0 | 0 | 0 | 1168.0211 | 0 | 2510486.0853 | 2523038.5157 | 2535653.7083 | 0 | 0 | 0 | 0 | 0 | 0 | 0 | 0 | 0 | 9251.4236 | 9297.6808 | 9344.1692 | 313810.7607 | 0 | 946147.2887 | 0 | 0 | 0 | 0 | 0 | 0 | 0 | 0 | 0 | 1156.428 | 2318.6381 | 3486.6592 | 0 | 0 | 0
| 748 | Business | Campus/Education | HVAC | Electric | 02-186 | 02-186.05 | HVAC Control | [02-186]_Business_HVAC_Thermostat Wi-Fi_ROB_Electric_per sf | Erratic Controls | Programmable Thermostat | DEEMED | 0.91537 | 0 | 0 | 0 | 0 | 0 | 0.616 | 8 | 0.476 | 0.25758 | 0.40817 | 0.12932 | 0.20492 | 1 | 1 | Replace on Burnout | 21.6355 | 0.084119 | 7.323 | 0 | 0 | 0 | 0.028472 | 0.49707 | 0 | 0 | 0 | 0 | 0 | 0 | 0.49707 | 0.21181 | 0.28526 | 2.3468 | 0.49557 | 0 | 0 | 0 | 0 | 0 | 0 | 0.49557 | 0.21181 | 0.28376 | 2.3397 | 0.49535 | 0 | 0 | 0 | 0 | 0 | 0 | 0.49535 | 0.21181 | 0.28354 | 2.3386 | per sf | 248.0956 | 563425.1404 | 0.005 | 64790.226 | 0 | 0 | 0 | 238.7593 | 0 | 65114.1771 | 0 | 0 | 0 | 0 | 65439.748 | 0 | 0 | 0 | 0 | 64790.226 | 129904.4031 | 195344.1511 | 0 | 0 | 0 | 0 | 0 | 0 | 0 | 0 | 0 | 238.7593 | 478.7123 | 719.8652 | 0 | 0 | 0 | 64790.226 | 0 | 0 | 0 | 238.7593 | 0 | 65114.1771 | 0 | 0 | 0 | 0 | 65439.748 | 0 | 0 | 0 | 0 | 64790.226 | 0 | 195344.1511 | 0 | 0 | 0 | 0 | 0 | 0 | 0 | 0 | 0 | 238.7593 | 478.7123 | 719.8652 | 0 | 0 | 0 | 1149.6401 | 2697.9509 | 1149.6401 | 5389.9953 | 2193.8197 | 1157.9084 | 2709.1734 | 1157.9084 | 5436.6937 | 2209.5979 | 1183.992 | 2768.927 | 1183.992 | 5612.7649 | 2259.3724 | 5427.6945 | 5466.7311 | 5589.8772 | 0.0095855 | 0.0095378 | 0.0094903 | 4968.3547 | 0 | 0 | 0 | 18.3089 | 0 | 5004.0877 | 0 | 0 | 0 | 18.4406 | 0 | 5116.8121 | 0 | 0 | 0 | 18.856 | 0 | 39746.8378 | 40032.7012 | 40934.4967 | 0 | 0 | 0 | 0 | 0 | 0 | 0 | 0 | 0 | 146.4716 | 147.525 | 150.8482 | 4968.3547 | 0 | 15089.2545 | 0 | 0 | 0 | 0 | 0 | 0 | 0 | 0 | 0 | 18.3089 | 36.7496 | 55.6056 | 0 | 0 | 0 | 1 | 1 | 1 | 1 | 1 | 1 | 1 | 0.462 | 0.035071 | 1.0759 | 0.462 | 0.033575 | 1.0727 | 0.462 | 0.033347 | 1.0722 | 64790.226 | 0 | 0 | 0 | 238.7593 | 0 | 65114.1771 | 0 | 0 | 0 | 0 | 65439.748 | 0 | 0 | 0 | 0 | 64790.226 | 0 | 195344.1511 | 0 | 0 | 0 | 0 | 0 | 0 | 0 | 0 | 0 | 238.7593 | 478.7123 | 719.8652 | 0 | 0 | 0 | 16345.1346 | 17585.9232 | 16345.1346 | 35133.346 | 5448.3782 | 16436.8102 | 17631.3132 | 16436.8102 | 35382.0281 | 5478.9367 | 16580.4631 | 17777.2231 | 16580.4631 | 36035.3933 | 5526.821 | 35379.0792 | 35577.5113 | 35888.4484 | 0.06248 | 0.06217 | 0.06186 | 32384.9868 | 0 | 0 | 0 | 119.3423 | 0 | 32566.6257 | 0 | 0 | 0 | 120.0117 | 0 | 32851.2486 | 0 | 0 | 0 | 121.0605 | 0 | 259079.8942 | 260533.0058 | 262809.9885 | 0 | 0 | 0 | 0 | 0 | 0 | 0 | 0 | 0 | 954.7386 | 960.0934 | 968.4844 | 32384.9868 | 0 | 97802.8611 | 0 | 0 | 0 | 0 | 0 | 0 | 0 | 0 | 0 | 119.3423 | 239.354 | 360.4145 | 0 | 0 | 0 | 0.616 | -0.11893 | 0.80693 | 0.616 | -0.12043 | 0.8045 | 0.616 | -0.12065 | 0.80413 | 64790.226 | 0 | 0 | 0 | 238.7593 | 0 | 65114.1771 | 0 | 0 | 0 | 0 | 65439.748 | 0 | 0 | 0 | 0 | 64790.226 | 0 | 195344.1511 | 0 | 0 | 0 | 0 | 0 | 0 | 0 | 0 | 0 | 238.7593 | 478.7123 | 719.8652 | 0 | 0 | 0 | 32700.4909 | 26387.1331 | 32700.4909 | 52716.4973 | 0 | 32863.9933 | 26439.2248 | 32863.9933 | 53057.4996 | 0 | 33028.3133 | 26559.196 | 33028.3133 | 53836.9277 | 0 | 53085.2124 | 53350.6385 | 53617.3917 | 0.09375 | 0.093284 | 0.092819 | 48592.6695 | 0 | 0 | 0 | 179.0695 | 0 | 48835.6328 | 0 | 0 | 0 | 179.9648 | 0 | 49079.811 | 0 | 0 | 0 | 180.8646 | 0 | 388741.3559 | 390685.0626 | 392638.4879 | 0 | 0 | 0 | 0 | 0 | 0 | 0 | 0 | 0 | 1432.5556 | 1439.7184 | 1446.917 | 48592.6695 | 0 | 146508.1133 | 0 | 0 | 0 | 0 | 0 | 0 | 0 | 0 | 0 | 179.0695 | 359.0343 | 539.8989 | 0 | 0 | 0
| 749 | Business | Warehouse | HVAC | Electric | 02-186 | 02-186.06 | HVAC Control | [02-186]_Business_HVAC_Thermostat Wi-Fi_ROB_Electric_per sf | Erratic Controls | Programmable Thermostat | DEEMED | 0.71224 | 0 | 0 | 0 | 0 | 0 | 0.616 | 8 | 0.476 | 0.25758 | 0.40817 | 0.12932 | 0.20492 | 1 | 1 | Replace on Burnout | 27.8062 | 0.10811 | 5.6979 | 0 | 0 | 0 | 0.022153 | 0.38676 | 0 | 0 | 0 | 0 | 0 | 0 | 0.38676 | 0.25769 | 0.12907 | 1.5009 | 0.3856 | 0 | 0 | 0 | 0 | 0 | 0 | 0.3856 | 0.25769 | 0.1279 | 1.4963 | 0.38542 | 0 | 0 | 0 | 0 | 0 | 0 | 0.38542 | 0.25769 | 0.12773 | 1.4957 | per sf | 2949.5918 | 6123352.6067 | 0.005 | 547884.3056 | 0 | 0 | 0 | 2019.0153 | 0 | 550623.7272 | 0 | 0 | 0 | 0 | 553376.8458 | 0 | 0 | 0 | 0 | 547884.3056 | 1098508.0328 | 1651884.8786 | 0 | 0 | 0 | 0 | 0 | 0 | 0 | 0 | 0 | 2019.0153 | 4048.1257 | 6087.3816 | 0 | 0 | 0 | 547884.3056 | 0 | 0 | 0 | 2019.0153 | 0 | 550623.7272 | 0 | 0 | 0 | 0 | 553376.8458 | 0 | 0 | 0 | 0 | 547884.3056 | 0 | 1651884.8786 | 0 | 0 | 0 | 0 | 0 | 0 | 0 | 0 | 0 | 2019.0153 | 4048.1257 | 6087.3816 | 0 | 0 | 0 | 41187.205 | 61816.2625 | 41187.205 | 124364.4284 | 57267.9568 | 41458.8206 | 62036.5752 | 41458.8206 | 125367.5014 | 57645.6194 | 42126.5866 | 63006.7802 | 42126.5866 | 128615.0306 | 58574.1018 | 159829.8081 | 160883.831 | 163475.1436 | 0.025972 | 0.025843 | 0.025714 | 113836.4372 | 0 | 0 | 0 | 419.5001 | 0 | 114587.1495 | 0 | 0 | 0 | 422.2665 | 0 | 116432.7739 | 0 | 0 | 0 | 429.0679 | 0 | 910691.4973 | 916697.1963 | 931462.1915 | 0 | 0 | 0 | 0 | 0 | 0 | 0 | 0 | 0 | 3356.0006 | 3378.1323 | 3432.543 | 113836.4372 | 0 | 344856.3606 | 0 | 0 | 0 | 0 | 0 | 0 | 0 | 0 | 0 | 419.5001 | 841.7666 | 1270.8345 | 0 | 0 | 0 | 1 | 1 | 1 | 1 | 1 | 1 | 1 | 0.462 | -0.075237 | 0.83715 | 0.462 | -0.076401 | 0.83463 | 0.462 | -0.076579 | 0.83424 | 547884.3056 | 0 | 0 | 0 | 2019.0153 | 0 | 550623.7272 | 0 | 0 | 0 | 0 | 553376.8458 | 0 | 0 | 0 | 0 | 547884.3056 | 0 | 1651884.8786 | 0 | 0 | 0 | 0 | 0 | 0 | 0 | 0 | 0 | 2019.0153 | 4048.1257 | 6087.3816 | 0 | 0 | 0 | 199776.1683 | 167242.5071 | 199776.1683 | 336465.162 | 66592.0561 | 200862.917 | 167646.0034 | 200862.917 | 338789.8268 | 66954.3057 | 202480.2915 | 168918.1595 | 202480.2915 | 344810.7362 | 67493.4305 | 432415.9487 | 434768.2185 | 438269.0293 | 0.070266 | 0.069917 | 0.069569 | 307981.9187 | 0 | 0 | 0 | 1134.948 | 0 | 309657.2884 | 0 | 0 | 0 | 1141.1219 | 0 | 312150.6896 | 0 | 0 | 0 | 1150.3104 | 0 | 2463855.3498 | 2477258.3075 | 2497205.5165 | 0 | 0 | 0 | 0 | 0 | 0 | 0 | 0 | 0 | 9079.5841 | 9128.9755 | 9202.4833 | 307981.9187 | 0 | 929789.8967 | 0 | 0 | 0 | 0 | 0 | 0 | 0 | 0 | 0 | 1134.948 | 2276.07 | 3426.3804 | 0 | 0 | 0 | 0.616 | -0.22924 | 0.62786 | 0.616 | -0.2304 | 0.62597 | 0.616 | -0.23058 | 0.62568 | 547884.3056 | 0 | 0 | 0 | 2019.0153 | 0 | 550623.7272 | 0 | 0 | 0 | 0 | 553376.8458 | 0 | 0 | 0 | 0 | 547884.3056 | 0 | 1651884.8786 | 0 | 0 | 0 | 0 | 0 | 0 | 0 | 0 | 0 | 2019.0153 | 4048.1257 | 6087.3816 | 0 | 0 | 0 | 379084.5132 | 238012.7905 | 379084.5132 | 478843.6474 | 0 | 380979.9357 | 238482.6599 | 380979.9357 | 481941.0984 | 0 | 382884.8354 | 239564.8037 | 382884.8354 | 489020.935 | 0 | 615396.937 | 618473.9217 | 621566.2913 | 0.1 | 0.099502 | 0.099007 | 438307.4445 | 0 | 0 | 0 | 1615.2122 | 0 | 440498.9817 | 0 | 0 | 0 | 1623.2883 | 0 | 442701.4766 | 0 | 0 | 0 | 1631.4047 | 0 | 3506459.5561 | 3523991.8539 | 3541611.8132 | 0 | 0 | 0 | 0 | 0 | 0 | 0 | 0 | 0 | 12921.6979 | 12986.3064 | 13051.2379 | 438307.4445 | 0 | 1321507.9029 | 0 | 0 | 0 | 0 | 0 | 0 | 0 | 0 | 0 | 1615.2122 | 3238.5005 | 4869.9053 | 0 | 0 | 0
| 750 | Business | Lodging | HVAC | Electric | 02-186 | 02-186.07 | HVAC Control | [02-186]_Business_HVAC_Thermostat Wi-Fi_ROB_Electric_per sf | Erratic Controls | Programmable Thermostat | DEEMED | 0.90733 | 0 | 0 | 0 | 0 | 0 | 0.616 | 8 | 0.476 | 0.25758 | 0.40817 | 0.12932 | 0.20492 | 1 | 1 | Replace on Burnout | 21.8273 | 0.084864 | 7.2586 | 0 | 0 | 0 | 0.028222 | 0.4927 | 0 | 0 | 0 | 0 | 0 | 0 | 0.4927 | 0.21181 | 0.28089 | 2.3262 | 0.49122 | 0 | 0 | 0 | 0 | 0 | 0 | 0.49122 | 0.21181 | 0.27941 | 2.3192 | 0.49099 | 0 | 0 | 0 | 0 | 0 | 0 | 0.49099 | 0.21181 | 0.27918 | 2.3181 | per sf | 574.9693 | 1648436.8885 | 0.005 | 187894.2039 | 0 | 0 | 0 | 692.4113 | 0 | 188833.6749 | 0 | 0 | 0 | 0 | 189777.8433 | 0 | 0 | 0 | 0 | 187894.2039 | 376727.8788 | 566505.7221 | 0 | 0 | 0 | 0 | 0 | 0 | 0 | 0 | 0 | 692.4113 | 1388.2846 | 2087.6373 | 0 | 0 | 0 | 187894.2039 | 0 | 0 | 0 | 692.4113 | 0 | 188833.6749 | 0 | 0 | 0 | 0 | 189777.8433 | 0 | 0 | 0 | 0 | 187894.2039 | 0 | 566505.7221 | 0 | 0 | 0 | 0 | 0 | 0 | 0 | 0 | 0 | 692.4113 | 1388.2846 | 2087.6373 | 0 | 0 | 0 | 8373.7364 | 19478.6661 | 8373.7364 | 38990.3534 | 15979.3211 | 8432.3376 | 19555.925 | 8432.3376 | 39320.5916 | 16091.1478 | 8570.9066 | 19868.1433 | 8570.9066 | 40352.1098 | 16355.5744 | 39534.1841 | 39810.8528 | 40465.0665 | 0.023864 | 0.023745 | 0.023627 | 35870.5276 | 0 | 0 | 0 | 132.1869 | 0 | 36121.5573 | 0 | 0 | 0 | 133.112 | 0 | 36715.1445 | 0 | 0 | 0 | 135.2994 | 0 | 286964.2209 | 288972.4582 | 293721.1563 | 0 | 0 | 0 | 0 | 0 | 0 | 0 | 0 | 0 | 1057.4954 | 1064.896 | 1082.3955 | 35870.5276 | 0 | 108707.2294 | 0 | 0 | 0 | 0 | 0 | 0 | 0 | 0 | 0 | 132.1869 | 265.2989 | 400.5984 | 0 | 0 | 0 | 1 | 1 | 1 | 1 | 1 | 1 | 1 | 0.462 | 0.030704 | 1.0665 | 0.462 | 0.029221 | 1.0632 | 0.462 | 0.028995 | 1.0628 | 187894.2039 | 0 | 0 | 0 | 692.4113 | 0 | 188833.6749 | 0 | 0 | 0 | 0 | 189777.8433 | 0 | 0 | 0 | 0 | 187894.2039 | 0 | 566505.7221 | 0 | 0 | 0 | 0 | 0 | 0 | 0 | 0 | 0 | 692.4113 | 1388.2846 | 2087.6373 | 0 | 0 | 0 | 57569.5972 | 61395.6566 | 57569.5972 | 122895.3939 | 19189.8657 | 57880.9029 | 61541.8013 | 57880.9029 | 123740.5049 | 19293.6343 | 58312.8671 | 61972.5613 | 58312.8671 | 125865.9935 | 19437.6224 | 124609.5177 | 125283.3397 | 126218.3271 | 0.075216 | 0.074842 | 0.07447 | 113061.8791 | 0 | 0 | 0 | 416.6457 | 0 | 113673.2576 | 0 | 0 | 0 | 418.8987 | 0 | 114521.5991 | 0 | 0 | 0 | 422.025 | 0 | 904495.0328 | 909386.0607 | 916172.7928 | 0 | 0 | 0 | 0 | 0 | 0 | 0 | 0 | 0 | 3333.1659 | 3351.1899 | 3376.1998 | 113061.8791 | 0 | 341256.7358 | 0 | 0 | 0 | 0 | 0 | 0 | 0 | 0 | 0 | 416.6457 | 835.5445 | 1257.5695 | 0 | 0 | 0 | 0.616 | -0.1233 | 0.79984 | 0.616 | -0.12478 | 0.79744 | 0.616 | -0.12501 | 0.79707 | 187894.2039 | 0 | 0 | 0 | 692.4113 | 0 | 188833.6749 | 0 | 0 | 0 | 0 | 189777.8433 | 0 | 0 | 0 | 0 | 187894.2039 | 0 | 566505.7221 | 0 | 0 | 0 | 0 | 0 | 0 | 0 | 0 | 0 | 692.4113 | 1388.2846 | 2087.6373 | 0 | 0 | 0 | 102051.4309 | 81625.3054 | 102051.4309 | 163388.9858 | 0 | 102561.688 | 81786.4448 | 102561.688 | 164445.8848 | 0 | 103074.4965 | 82157.5606 | 103074.4965 | 166861.6365 | 0 | 165667.9073 | 166496.2468 | 167328.7281 | 0.1 | 0.099502 | 0.099007 | 150315.3631 | 0 | 0 | 0 | 553.929 | 0 | 151066.9399 | 0 | 0 | 0 | 556.6987 | 0 | 151822.2746 | 0 | 0 | 0 | 559.4822 | 0 | 1202522.9049 | 1208535.5194 | 1214578.197 | 0 | 0 | 0 | 0 | 0 | 0 | 0 | 0 | 0 | 4431.4322 | 4453.5893 | 4475.8573 | 150315.3631 | 0 | 453204.5777 | 0 | 0 | 0 | 0 | 0 | 0 | 0 | 0 | 0 | 553.929 | 1110.6277 | 1670.1099 | 0 | 0 | 0
| 751 | Business | Other Commercial | HVAC | Electric | 02-186 | 02-186.08 | HVAC Control | [02-186]_Business_HVAC_Thermostat Wi-Fi_ROB_Electric_per sf | Erratic Controls | Programmable Thermostat | DEEMED | 0.807 | 0 | 0 | 0 | 0 | 0 | 0.616 | 8 | 0.476 | 0.25758 | 0.40817 | 0.12932 | 0.20492 | 1 | 1 | Replace on Burnout | 24.5409 | 0.095415 | 6.456 | 0 | 0 | 0 | 0.025101 | 0.43822 | 0 | 0 | 0 | 0 | 0 | 0 | 0.43822 | 0.25769 | 0.18053 | 1.7006 | 0.4369 | 0 | 0 | 0 | 0 | 0 | 0 | 0.4369 | 0.25769 | 0.17921 | 1.6954 | 0.4367 | 0 | 0 | 0 | 0 | 0 | 0 | 0.4367 | 0.25769 | 0.17901 | 1.6947 | per sf | 558.8829 | 2123755.1561 | 0.005 | 215305.4863 | 0 | 0 | 0 | 793.4249 | 0 | 216382.0137 | 0 | 0 | 0 | 0 | 217463.9238 | 0 | 0 | 0 | 0 | 215305.4863 | 431687.5001 | 649151.4239 | 0 | 0 | 0 | 0 | 0 | 0 | 0 | 0 | 0 | 793.4249 | 1590.817 | 2392.196 | 0 | 0 | 0 | 215305.4863 | 0 | 0 | 0 | 793.4249 | 0 | 216382.0137 | 0 | 0 | 0 | 0 | 217463.9238 | 0 | 0 | 0 | 0 | 215305.4863 | 0 | 649151.4239 | 0 | 0 | 0 | 0 | 0 | 0 | 0 | 0 | 0 | 793.4249 | 1590.817 | 2392.196 | 0 | 0 | 0 | 16427.3466 | 27935.6577 | 16427.3466 | 56360.6819 | 22841.088 | 16530.331 | 28026.1524 | 16530.331 | 56796.8878 | 22984.2807 | 16779.8966 | 28436.1865 | 16779.8966 | 58210.2811 | 23331.2844 | 63747.4587 | 64147.0968 | 65115.5535 | 0.029867 | 0.029718 | 0.029571 | 51444.3225 | 0 | 0 | 0 | 189.5781 | 0 | 51766.8312 | 0 | 0 | 0 | 190.7666 | 0 | 52548.3776 | 0 | 0 | 0 | 193.6467 | 0 | 411554.5798 | 414134.6492 | 420387.0205 | 0 | 0 | 0 | 0 | 0 | 0 | 0 | 0 | 0 | 1516.6249 | 1526.1328 | 1549.1735 | 51444.3225 | 0 | 155759.5312 | 0 | 0 | 0 | 0 | 0 | 0 | 0 | 0 | 0 | 189.5781 | 380.3447 | 573.9914 | 0 | 0 | 0 | 1 | 1 | 1 | 1 | 1 | 1 | 1 | 0.462 | -0.023776 | 0.94854 | 0.462 | -0.025096 | 0.94568 | 0.462 | -0.025297 | 0.94525 | 215305.4863 | 0 | 0 | 0 | 793.4249 | 0 | 216382.0137 | 0 | 0 | 0 | 0 | 217463.9238 | 0 | 0 | 0 | 0 | 215305.4863 | 0 | 649151.4239 | 0 | 0 | 0 | 0 | 0 | 0 | 0 | 0 | 0 | 793.4249 | 1590.817 | 2392.196 | 0 | 0 | 0 | 71995.513 | 68290.3721 | 71995.513 | 137777.0295 | 23998.5043 | 72384.1716 | 68452.3097 | 72384.1716 | 138723.2216 | 24128.0572 | 72946.1427 | 68952.0169 | 72946.1427 | 141148.191 | 24315.3809 | 155834.4437 | 156675.6961 | 157892.0838 | 0.073012 | 0.072649 | 0.072287 | 125758.6974 | 0 | 0 | 0 | 463.4349 | 0 | 126437.5897 | 0 | 0 | 0 | 465.9367 | 0 | 127419.2169 | 0 | 0 | 0 | 469.5541 | 0 | 1006069.5794 | 1011500.7177 | 1019353.7355 | 0 | 0 | 0 | 0 | 0 | 0 | 0 | 0 | 0 | 3707.4796 | 3727.4939 | 3756.4332 | 125758.6974 | 0 | 379615.5041 | 0 | 0 | 0 | 0 | 0 | 0 | 0 | 0 | 0 | 463.4349 | 929.3717 | 1398.9258 | 0 | 0 | 0 | 0.616 | -0.17778 | 0.7114 | 0.616 | -0.1791 | 0.70926 | 0.616 | -0.1793 | 0.70893 | 215305.4863 | 0 | 0 | 0 | 793.4249 | 0 | 216382.0137 | 0 | 0 | 0 | 0 | 217463.9238 | 0 | 0 | 0 | 0 | 215305.4863 | 0 | 649151.4239 | 0 | 0 | 0 | 0 | 0 | 0 | 0 | 0 | 0 | 793.4249 | 1590.817 | 2392.196 | 0 | 0 | 0 | 131477.4342 | 93533.3593 | 131477.4342 | 188705.201 | 0 | 132134.8214 | 93718.0068 | 132134.8214 | 189925.8606 | 0 | 132795.4955 | 94143.2635 | 132795.4955 | 192715.9195 | 0 | 213437.3932 | 214504.5802 | 215577.1031 | 0.1 | 0.099502 | 0.099007 | 172244.3891 | 0 | 0 | 0 | 634.74 | 0 | 173105.611 | 0 | 0 | 0 | 637.9137 | 0 | 173971.1391 | 0 | 0 | 0 | 641.1032 | 0 | 1377955.1124 | 1384844.888 | 1391769.1124 | 0 | 0 | 0 | 0 | 0 | 0 | 0 | 0 | 0 | 5077.9196 | 5103.3092 | 5128.8257 | 172244.3891 | 0 | 519321.1391 | 0 | 0 | 0 | 0 | 0 | 0 | 0 | 0 | 0 | 634.74 | 1272.6536 | 1913.7568 | 0 | 0 | 0
| 752 | Business | Food Sales | HVAC | Electric | 02-186 | 02-186.09 | HVAC Control | [02-186]_Business_HVAC_Thermostat Wi-Fi_ROB_Electric_per sf | Erratic Controls | Programmable Thermostat | DEEMED | 0.90197 | 0 | 0 | 0 | 0 | 0 | 0.616 | 8 | 0.476 | 0.25758 | 0.40817 | 0.12932 | 0.20492 | 1 | 1 | Replace on Burnout | 21.9571 | 0.085369 | 7.2157 | 0 | 0 | 0 | 0.028055 | 0.48979 | 0 | 0 | 0 | 0 | 0 | 0 | 0.48979 | 0.21181 | 0.27798 | 2.3124 | 0.48832 | 0 | 0 | 0 | 0 | 0 | 0 | 0.48832 | 0.21181 | 0.27651 | 2.3054 | 0.48809 | 0 | 0 | 0 | 0 | 0 | 0 | 0.48809 | 0.21181 | 0.27628 | 2.3044 | per sf | 83.339 | 149676.78 | 0.005 | 16959.793 | 0 | 0 | 0 | 62.4987 | 0 | 17044.5919 | 0 | 0 | 0 | 0 | 17129.8149 | 0 | 0 | 0 | 0 | 16959.793 | 34004.3849 | 51134.1998 | 0 | 0 | 0 | 0 | 0 | 0 | 0 | 0 | 0 | 62.4987 | 125.31 | 188.4353 | 0 | 0 | 0 | 16959.793 | 0 | 0 | 0 | 62.4987 | 0 | 17044.5919 | 0 | 0 | 0 | 0 | 17129.8149 | 0 | 0 | 0 | 0 | 16959.793 | 0 | 51134.1998 | 0 | 0 | 0 | 0 | 0 | 0 | 0 | 0 | 0 | 62.4987 | 125.31 | 188.4353 | 0 | 0 | 0 | 298.0963 | 689.3211 | 298.0963 | 1379.122 | 568.8472 | 300.4758 | 692.7315 | 300.4758 | 1392.1621 | 573.388 | 307.1246 | 707.7341 | 307.1246 | 1436.6873 | 586.0755 | 1407.3757 | 1418.61 | 1450.0002 | 0.009356 | 0.0093094 | 0.0092631 | 1269.4047 | 0 | 0 | 0 | 4.6779 | 0 | 1279.5376 | 0 | 0 | 0 | 4.7152 | 0 | 1307.8505 | 0 | 0 | 0 | 4.8196 | 0 | 10155.2376 | 10236.301 | 10462.8038 | 0 | 0 | 0 | 0 | 0 | 0 | 0 | 0 | 0 | 37.4232 | 37.7219 | 38.5566 | 1269.4047 | 0 | 3856.7928 | 0 | 0 | 0 | 0 | 0 | 0 | 0 | 0 | 0 | 4.6779 | 9.3931 | 14.2127 | 0 | 0 | 0 | 1 | 1 | 1 | 1 | 1 | 1 | 1 | 0.462 | 0.027792 | 1.0602 | 0.462 | 0.026317 | 1.057 | 0.462 | 0.026092 | 1.0565 | 16959.793 | 0 | 0 | 0 | 62.4987 | 0 | 17044.5919 | 0 | 0 | 0 | 0 | 17129.8149 | 0 | 0 | 0 | 0 | 16959.793 | 0 | 51134.1998 | 0 | 0 | 0 | 0 | 0 | 0 | 0 | 0 | 0 | 62.4987 | 125.31 | 188.4353 | 0 | 0 | 0 | 4319.5566 | 4579.4011 | 4319.5566 | 9161.9899 | 1439.8522 | 4343.5827 | 4591.008 | 4343.5827 | 9226.4132 | 1447.8609 | 4381.9694 | 4629.4505 | 4381.9694 | 9397.7 | 1460.6565 | 9349.6896 | 9401.6941 | 9484.7822 | 0.062155 | 0.061846 | 0.061538 | 8433.0997 | 0 | 0 | 0 | 31.0769 | 0 | 8480.0059 | 0 | 0 | 0 | 31.2498 | 0 | 8554.9486 | 0 | 0 | 0 | 31.5259 | 0 | 67464.7975 | 67840.0473 | 68439.5888 | 0 | 0 | 0 | 0 | 0 | 0 | 0 | 0 | 0 | 248.6154 | 249.9982 | 252.2076 | 8433.0997 | 0 | 25468.0542 | 0 | 0 | 0 | 0 | 0 | 0 | 0 | 0 | 0 | 31.0769 | 62.3267 | 93.8526 | 0 | 0 | 0 | 0.616 | -0.12621 | 0.79512 | 0.616 | -0.12768 | 0.79272 | 0.616 | -0.12791 | 0.79236 | 16959.793 | 0 | 0 | 0 | 62.4987 | 0 | 17044.5919 | 0 | 0 | 0 | 0 | 17129.8149 | 0 | 0 | 0 | 0 | 16959.793 | 0 | 51134.1998 | 0 | 0 | 0 | 0 | 0 | 0 | 0 | 0 | 0 | 62.4987 | 125.31 | 188.4353 | 0 | 0 | 0 | 8687.0532 | 6907.2195 | 8687.0532 | 13819.2472 | 0 | 8730.4885 | 6920.8553 | 8730.4885 | 13908.6384 | 0 | 8774.1409 | 6952.2595 | 8774.1409 | 14112.9598 | 0 | 14102.3591 | 14172.8709 | 14243.7353 | 0.09375 | 0.093284 | 0.092819 | 12719.8447 | 0 | 0 | 0 | 46.8741 | 0 | 12783.444 | 0 | 0 | 0 | 47.1084 | 0 | 12847.3612 | 0 | 0 | 0 | 47.344 | 0 | 101758.7578 | 102267.5516 | 102778.8894 | 0 | 0 | 0 | 0 | 0 | 0 | 0 | 0 | 0 | 374.9925 | 376.8674 | 378.7518 | 12719.8447 | 0 | 38350.6499 | 0 | 0 | 0 | 0 | 0 | 0 | 0 | 0 | 0 | 46.8741 | 93.9825 | 141.3265 | 0 | 0 | 0
| 753 | Business | Manufacturing/Industrial | HVAC | Electric | 02-186 | 02-186.10 | HVAC Control | [02-186]_Business_HVAC_Thermostat Wi-Fi_ROB_Electric_per sf | Erratic Controls | Programmable Thermostat | DEEMED | 0.89782 | 0 | 0 | 0 | 0 | 0 | 0.616 | 8 | 0.476 | 0.25758 | 0.40817 | 0.12932 | 0.20492 | 1 | 1 | Replace on Burnout | 22.0585 | 0.085764 | 7.1825 | 0 | 0 | 0 | 0.027926 | 0.48754 | 0 | 0 | 0 | 0 | 0 | 0 | 0.48754 | 0.21181 | 0.27573 | 2.3018 | 0.48607 | 0 | 0 | 0 | 0 | 0 | 0 | 0.48607 | 0.21181 | 0.27426 | 2.2948 | 0.48585 | 0 | 0 | 0 | 0 | 0 | 0 | 0.48585 | 0.21181 | 0.27404 | 2.2938 | per sf | 470.0671 | 1947488.0444 | 0.005 | 219653.8293 | 0 | 0 | 0 | 809.4491 | 0 | 220752.0985 | 0 | 0 | 0 | 0 | 221855.859 | 0 | 0 | 0 | 0 | 219653.8293 | 440405.9278 | 662261.7868 | 0 | 0 | 0 | 0 | 0 | 0 | 0 | 0 | 0 | 809.4491 | 1622.9454 | 2440.5092 | 0 | 0 | 0 | 219653.8293 | 0 | 0 | 0 | 809.4491 | 0 | 220752.0985 | 0 | 0 | 0 | 0 | 221855.859 | 0 | 0 | 0 | 0 | 219653.8293 | 0 | 662261.7868 | 0 | 0 | 0 | 0 | 0 | 0 | 0 | 0 | 0 | 809.4491 | 1622.9454 | 2440.5092 | 0 | 0 | 0 | 9705.1425 | 22339.0534 | 9705.1425 | 44481.4107 | 18519.9989 | 9768.6181 | 22417.4613 | 9768.6181 | 44837.763 | 18641.1272 | 9937.3102 | 22794.0917 | 9937.3102 | 46051.85 | 18963.0368 | 45820.0347 | 46119.7163 | 46916.1478 | 0.023411 | 0.023294 | 0.023178 | 41138.0137 | 0 | 0 | 0 | 151.5982 | 0 | 41407.0729 | 0 | 0 | 0 | 152.5897 | 0 | 42122.1228 | 0 | 0 | 0 | 155.2248 | 0 | 329104.1093 | 331256.5835 | 336976.9821 | 0 | 0 | 0 | 0 | 0 | 0 | 0 | 0 | 0 | 1212.7857 | 1220.7178 | 1241.7981 | 41138.0137 | 0 | 124667.2094 | 0 | 0 | 0 | 0 | 0 | 0 | 0 | 0 | 0 | 151.5982 | 304.1879 | 459.4127 | 0 | 0 | 0 | 1 | 1 | 1 | 1 | 1 | 1 | 1 | 0.462 | 0.025539 | 1.0553 | 0.462 | 0.024071 | 1.0521 | 0.462 | 0.023847 | 1.0516 | 219653.8293 | 0 | 0 | 0 | 809.4491 | 0 | 220752.0985 | 0 | 0 | 0 | 0 | 221855.859 | 0 | 0 | 0 | 0 | 219653.8293 | 0 | 662261.7868 | 0 | 0 | 0 | 0 | 0 | 0 | 0 | 0 | 0 | 809.4491 | 1622.9454 | 2440.5092 | 0 | 0 | 0 | 67734.0425 | 71478.3261 | 67734.0425 | 142327.2829 | 22578.0142 | 68098.2843 | 71646.3379 | 68098.2843 | 143301.7533 | 22699.4281 | 68611.4516 | 72153.0308 | 68611.4516 | 145773.7641 | 22870.4839 | 146610.4817 | 147398.8838 | 148509.6355 | 0.074907 | 0.074535 | 0.074164 | 131629.4069 | 0 | 0 | 0 | 485.0692 | 0 | 132337.2479 | 0 | 0 | 0 | 487.6776 | 0 | 133334.4998 | 0 | 0 | 0 | 491.3526 | 0 | 1053035.2552 | 1058697.9834 | 1066675.9985 | 0 | 0 | 0 | 0 | 0 | 0 | 0 | 0 | 0 | 3880.5534 | 3901.4212 | 3930.8211 | 131629.4069 | 0 | 397301.1546 | 0 | 0 | 0 | 0 | 0 | 0 | 0 | 0 | 0 | 485.0692 | 972.7468 | 1464.0994 | 0 | 0 | 0 | 0.616 | -0.12846 | 0.79146 | 0.616 | -0.12993 | 0.78908 | 0.616 | -0.13015 | 0.78871 | 219653.8293 | 0 | 0 | 0 | 809.4491 | 0 | 220752.0985 | 0 | 0 | 0 | 0 | 221855.859 | 0 | 0 | 0 | 0 | 219653.8293 | 0 | 662261.7868 | 0 | 0 | 0 | 0 | 0 | 0 | 0 | 0 | 0 | 809.4491 | 1622.9454 | 2440.5092 | 0 | 0 | 0 | 120565.0899 | 95422.3735 | 120565.0899 | 190004.5496 | 0 | 121167.9153 | 95610.7502 | 121167.9153 | 191233.6142 | 0 | 121773.7549 | 96044.5955 | 121773.7549 | 194042.8843 | 0 | 195722.5485 | 196701.1612 | 197684.667 | 0.1 | 0.099502 | 0.099007 | 175723.0635 | 0 | 0 | 0 | 647.5593 | 0 | 176601.6788 | 0 | 0 | 0 | 650.7971 | 0 | 177484.6872 | 0 | 0 | 0 | 654.051 | 0 | 1405784.5077 | 1412813.4302 | 1419877.4974 | 0 | 0 | 0 | 0 | 0 | 0 | 0 | 0 | 0 | 5180.4741 | 5206.3764 | 5232.4083 | 175723.0635 | 0 | 529809.4294 | 0 | 0 | 0 | 0 | 0 | 0 | 0 | 0 | 0 | 647.5593 | 1298.3563 | 1952.4073 | 0 | 0 | 0
| 754 | Business | Office | HVAC | Gas | 02-316 | 02-316.01 | HVAC Control | [02-316]_Business_HVAC_Thermostat Wi-Fi_ROB_Gas_per sf | Erratic Controls | Programmable Thermostat | DEEMED | 0.1324 | 0.00058791 | 0 | 0 | 0 | 0 | 0.616 | 8 | 0.476 | 0.25758 | 0.40817 | 0.12932 | 0.20492 | 1 | 1 | Replace on Burnout | 67.8379 | 0.58156 | 1.0592 | 0.0049623 | 0 | 0 | 0.0090805 | 0.071898 | 0.038217 | 0 | 0 | 0 | 0.00062028 | 0 | 0.11074 | 0.22663 | -0.11589 | 0.48862 | 0.071681 | 0.038655 | 0 | 0 | 0 | 0.00062028 | 0 | 0.11096 | 0.22663 | -0.11567 | 0.48959 | 0.071648 | 0.039197 | 0 | 0 | 0 | 0.00062028 | 0 | 0.11147 | 0.22663 | -0.11516 | 0.49184 | per sf | 195.847 | 4811961.9964 | 0.005 | 80037.0571 | 355.3955 | 0 | 0 | 650.341 | 0 | 80437.2424 | 357.1725 | 0 | 0 | 0 | 80839.4286 | 358.9583 | 0 | 0 | 0 | 80037.0571 | 160474.2994 | 241313.728 | 355.3955 | 712.568 | 1071.5263 | 0 | 0 | 0 | 0 | 0 | 0 | 650.341 | 1303.9338 | 1960.7945 | 0 | 0 | 0 | 80037.0571 | 355.3955 | 0 | 0 | 650.341 | 0 | 80437.2424 | 357.1725 | 0 | 0 | 0 | 80839.4286 | 358.9583 | 0 | 0 | 0 | 80037.0571 | 0 | 241313.728 | 355.3955 | 712.568 | 1071.5263 | 0 | 0 | 0 | 0 | 0 | 0 | 650.341 | 1303.9338 | 1960.7945 | 0 | 0 | 0 | 1179.5664 | 576.3593 | 1179.5664 | 908.6842 | 2026.6124 | 1191.8635 | 583.5298 | 1191.8635 | 920.2209 | 2047.7402 | 1230.2511 | 605.0865 | 1230.2511 | 958.8035 | 2113.6939 | 5204.8358 | 5259.0969 | 5428.4822 | 0.0010763 | 0.0010709 | 0.0010656 | 689.128 | 3.06 | 0 | 0 | 5.5995 | 0 | 696.3122 | 3.0919 | 0 | 0 | 5.6579 | 0 | 718.7391 | 3.1915 | 0 | 0 | 5.8401 | 0 | 5513.0238 | 5570.4978 | 5749.9127 | 24.48 | 24.7352 | 25.5318 | 0 | 0 | 0 | 0 | 0 | 0 | 44.7961 | 45.2631 | 46.7209 | 689.128 | 0 | 2104.1793 | 3.06 | 6.1519 | 9.3434 | 0 | 0 | 0 | 0 | 0 | 0 | 5.5995 | 11.2574 | 17.0975 | 0 | 0 | 0 | 1 | 1 | 1 | 1 | 1 | 1 | 1 | 0.462 | -0.35126 | 0.23969 | 0.462 | -0.35104 | 0.24017 | 0.462 | -0.35053 | 0.24127 | 80037.0571 | 355.3955 | 0 | 0 | 650.341 | 0 | 80437.2424 | 357.1725 | 0 | 0 | 0 | 80839.4286 | 358.9583 | 0 | 0 | 0 | 80037.0571 | 0 | 241313.728 | 355.3955 | 712.568 | 1071.5263 | 0 | 0 | 0 | 0 | 0 | 0 | 650.341 | 1303.9338 | 1960.7945 | 0 | 0 | 0 | 64749.9942 | 15519.725 | 64749.9942 | 24468.2941 | 21583.3314 | 65185.7523 | 15655.3423 | 65185.7523 | 24688.3259 | 21728.5841 | 66128.2155 | 15954.5245 | 66128.2155 | 25281.1022 | 22042.7385 | 140151.5025 | 141094.7019 | 143134.6655 | 0.028981 | 0.028837 | 0.028693 | 18556.2667 | 82.397 | 0 | 0 | 150.7789 | 0 | 18681.1477 | 82.9515 | 0 | 0 | 151.7937 | 0 | 18951.2419 | 84.1508 | 0 | 0 | 153.9883 | 0 | 148450.1337 | 149449.1817 | 151609.9353 | 659.176 | 663.6122 | 673.2068 | 0 | 0 | 0 | 0 | 0 | 0 | 1206.2315 | 1214.3492 | 1231.9064 | 18556.2667 | 0 | 56188.6563 | 82.397 | 165.3485 | 249.4994 | 0 | 0 | 0 | 0 | 0 | 0 | 150.7789 | 302.5726 | 456.5609 | 0 | 0 | 0 | 0.616 | -0.50526 | 0.17977 | 0.616 | -0.50504 | 0.18012 | 0.616 | -0.50453 | 0.18095 | 80037.0571 | 355.3955 | 0 | 0 | 650.341 | 0 | 80437.2424 | 357.1725 | 0 | 0 | 0 | 80839.4286 | 358.9583 | 0 | 0 | 0 | 80037.0571 | 0 | 241313.728 | 355.3955 | 712.568 | 1071.5263 | 0 | 0 | 0 | 0 | 0 | 0 | 650.341 | 1303.9338 | 1960.7945 | 0 | 0 | 0 | 297898.9433 | 53551.8545 | 297898.9433 | 84429.4934 | 0 | 299388.438 | 53926.9891 | 299388.438 | 85042.3489 | 0 | 300885.3802 | 54445.1767 | 300885.3802 | 86272.3345 | 0 | 483602.1806 | 486020.1915 | 488450.2925 | 0.1 | 0.099502 | 0.099007 | 64029.6457 | 284.3164 | 0 | 0 | 520.2728 | 0 | 64349.7939 | 285.738 | 0 | 0 | 522.8742 | 0 | 64671.5429 | 287.1667 | 0 | 0 | 525.4886 | 0 | 512237.1653 | 514798.3511 | 517372.3429 | 2274.5311 | 2285.9038 | 2297.3333 | 0 | 0 | 0 | 0 | 0 | 0 | 4162.1827 | 4182.9936 | 4203.9086 | 64029.6457 | 0 | 193050.9824 | 284.3164 | 570.0544 | 857.221 | 0 | 0 | 0 | 0 | 0 | 0 | 520.2728 | 1043.147 | 1568.6356 | 0 | 0 | 0
| 755 | Business | Retail | HVAC | Gas | 02-316 | 02-316.02 | HVAC Control | [02-316]_Business_HVAC_Thermostat Wi-Fi_ROB_Gas_per sf | Erratic Controls | Programmable Thermostat | DEEMED | 0.080579 | 0.00058791 | 0 | 0 | 0 | 0 | 0.616 | 8 | 0.476 | 0.25758 | 0.40817 | 0.12932 | 0.20492 | 1 | 1 | Replace on Burnout | 82.4788 | 0.95558 | 0.64463 | 0.0049623 | 0 | 0 | 0.0074686 | 0.043757 | 0.038217 | 0 | 0 | 0 | 0.00062028 | 0 | 0.082594 | 0.22663 | -0.14403 | 0.36445 | 0.043625 | 0.038655 | 0 | 0 | 0 | 0.00062028 | 0 | 0.0829 | 0.22663 | -0.14373 | 0.3658 | 0.043605 | 0.039197 | 0 | 0 | 0 | 0.00062028 | 0 | 0.083422 | 0.22663 | -0.14321 | 0.3681 | per sf | 812.711 | 6964120.6694 | 0.005 | 70496.0174 | 514.3468 | 0 | 0 | 774.1325 | 0 | 70848.4975 | 516.9185 | 0 | 0 | 0 | 71202.74 | 519.5031 | 0 | 0 | 0 | 70496.0174 | 141344.5149 | 212547.2548 | 514.3468 | 1031.2653 | 1550.7684 | 0 | 0 | 0 | 0 | 0 | 0 | 774.1325 | 1552.1357 | 2334.0289 | 0 | 0 | 0 | 70496.0174 | 514.3468 | 0 | 0 | 774.1325 | 0 | 70848.4975 | 516.9185 | 0 | 0 | 0 | 71202.74 | 519.5031 | 0 | 0 | 0 | 70496.0174 | 0 | 212547.2548 | 514.3468 | 1031.2653 | 1550.7684 | 0 | 0 | 0 | 0 | 0 | 0 | 774.1325 | 1552.1357 | 2334.0289 | 0 | 0 | 0 | 133.7077 | 48.7294 | 133.7077 | 69.832 | 229.7231 | 135.5352 | 49.5783 | 135.5352 | 70.9722 | 232.8629 | 139.7434 | 51.4393 | 139.7434 | 73.8569 | 240.093 | 589.9851 | 598.0489 | 616.6175 | 8.4296e-05 | 8.3877e-05 | 8.346e-05 | 47.5404 | 0.34686 | 0 | 0 | 0.52205 | 0 | 48.1902 | 0.3516 | 0 | 0 | 0.52919 | 0 | 49.6865 | 0.36252 | 0 | 0 | 0.54562 | 0 | 380.3236 | 385.5218 | 397.4917 | 2.7749 | 2.8128 | 2.9001 | 0 | 0 | 0 | 0 | 0 | 0 | 4.1764 | 4.2335 | 4.3649 | 47.5404 | 0 | 145.4171 | 0.34686 | 0.69846 | 1.061 | 0 | 0 | 0 | 0 | 0 | 0 | 0.52205 | 1.0512 | 1.5969 | 0 | 0 | 0 | 1 | 1 | 1 | 1 | 1 | 1 | 1 | 0.462 | -0.37941 | 0.17878 | 0.462 | -0.3791 | 0.17944 | 0.462 | -0.37858 | 0.18057 | 70496.0174 | 514.3468 | 0 | 0 | 774.1325 | 0 | 70848.4975 | 516.9185 | 0 | 0 | 0 | 71202.74 | 519.5031 | 0 | 0 | 0 | 70496.0174 | 0 | 212547.2548 | 514.3468 | 1031.2653 | 1550.7684 | 0 | 0 | 0 | 0 | 0 | 0 | 774.1325 | 1552.1357 | 2334.0289 | 0 | 0 | 0 | 20662.0954 | 3693.8805 | 20662.0954 | 5293.5343 | 6887.3651 | 20871.2531 | 3745.081 | 20871.2531 | 5361.152 | 6957.0844 | 21349.1251 | 3854.9401 | 21349.1251 | 5534.9461 | 7116.375 | 44723.1502 | 45175.8725 | 46210.2276 | 0.00639 | 0.0063582 | 0.0063266 | 3603.7496 | 26.2934 | 0 | 0 | 39.5736 | 0 | 3640.2295 | 26.5595 | 0 | 0 | 39.9742 | 0 | 3723.5769 | 27.1676 | 0 | 0 | 40.8894 | 0 | 28829.9968 | 29121.8363 | 29788.6152 | 210.3469 | 212.4761 | 217.341 | 0 | 0 | 0 | 0 | 0 | 0 | 316.5886 | 319.7934 | 327.1154 | 3603.7496 | 0 | 10967.556 | 26.2934 | 52.8529 | 80.0205 | 0 | 0 | 0 | 0 | 0 | 0 | 39.5736 | 79.5478 | 120.4372 | 0 | 0 | 0 | 0.616 | -0.53341 | 0.13408 | 0.616 | -0.5331 | 0.13458 | 0.616 | -0.53258 | 0.13542 | 70496.0174 | 514.3468 | 0 | 0 | 774.1325 | 0 | 70848.4975 | 516.9185 | 0 | 0 | 0 | 71202.74 | 519.5031 | 0 | 0 | 0 | 70496.0174 | 0 | 212547.2548 | 514.3468 | 1031.2653 | 1550.7684 | 0 | 0 | 0 | 0 | 0 | 0 | 774.1325 | 1552.1357 | 2334.0289 | 0 | 0 | 0 | 404188.8585 | 54194.3583 | 404188.8585 | 77663.5028 | 0 | 406209.8028 | 54666.8886 | 406209.8028 | 78256.6508 | 0 | 408240.8518 | 55286.0134 | 408240.8518 | 79379.9898 | 0 | 656150.7443 | 659431.498 | 662728.6555 | 0.09375 | 0.093284 | 0.092819 | 52872.013 | 385.7601 | 0 | 0 | 580.5994 | 0 | 53136.3731 | 387.6889 | 0 | 0 | 583.5024 | 0 | 53402.055 | 389.6273 | 0 | 0 | 586.4199 | 0 | 422976.1044 | 425090.9849 | 427216.4398 | 3086.0806 | 3101.511 | 3117.0185 | 0 | 0 | 0 | 0 | 0 | 0 | 4644.7951 | 4668.0191 | 4691.3592 | 52872.013 | 0 | 159410.4411 | 385.7601 | 773.4489 | 1163.0763 | 0 | 0 | 0 | 0 | 0 | 0 | 580.5994 | 1164.1018 | 1750.5217 | 0 | 0 | 0
| 756 | Business | Food Service | HVAC | Gas | 02-316 | 02-316.03 | HVAC Control | [02-316]_Business_HVAC_Thermostat Wi-Fi_ROB_Gas_per sf | Erratic Controls | Programmable Thermostat | DEEMED | 0.13174 | 0.00058791 | 0 | 0 | 0 | 0 | 0.616 | 8 | 0.476 | 0.25758 | 0.40817 | 0.12932 | 0.20492 | 1 | 1 | Replace on Burnout | 67.9911 | 0.58447 | 1.0539 | 0.0049623 | 0 | 0 | 0.00906 | 0.07154 | 0.038217 | 0 | 0 | 0 | 0.00062028 | 0 | 0.13245 | 0.22663 | -0.094175 | 0.58445 | 0.071325 | 0.038655 | 0 | 0 | 0 | 0.00062028 | 0 | 0.13272 | 0.22663 | -0.093909 | 0.58563 | 0.071292 | 0.039197 | 0 | 0 | 0 | 0.00062028 | 0 | 0.13333 | 0.22663 | -0.093298 | 0.58832 | per sf | 295.627 | 473890.0934 | 0.005 | 7843.015 | 34.9999 | 0 | 0 | 63.9023 | 0 | 7882.2301 | 35.1749 | 0 | 0 | 0 | 7921.6412 | 35.3508 | 0 | 0 | 0 | 7843.015 | 15725.245 | 23646.8863 | 34.9999 | 70.1749 | 105.5257 | 0 | 0 | 0 | 0 | 0 | 0 | 63.9023 | 128.1242 | 192.6671 | 0 | 0 | 0 | 7843.015 | 34.9999 | 0 | 0 | 63.9023 | 0 | 7882.2301 | 35.1749 | 0 | 0 | 0 | 7921.6412 | 35.3508 | 0 | 0 | 0 | 7843.015 | 0 | 23646.8863 | 34.9999 | 70.1749 | 105.5257 | 0 | 0 | 0 | 0 | 0 | 0 | 63.9023 | 128.1242 | 192.6671 | 0 | 0 | 0 | 39.2564 | 22.9435 | 39.2564 | 36.1484 | 67.4465 | 39.6393 | 23.2138 | 39.6393 | 36.5823 | 68.1042 | 40.7824 | 23.9932 | 40.7824 | 37.9919 | 70.0683 | 173.219 | 174.9082 | 179.9525 | 0.00036371 | 0.0003619 | 0.0003601 | 22.8205 | 0.10184 | 0 | 0 | 0.18593 | 0 | 23.043 | 0.10283 | 0 | 0 | 0.18775 | 0 | 23.7076 | 0.1058 | 0 | 0 | 0.19316 | 0 | 182.5638 | 184.3442 | 189.6606 | 0.8147 | 0.82265 | 0.84637 | 0 | 0 | 0 | 0 | 0 | 0 | 1.4875 | 1.502 | 1.5453 | 22.8205 | 0 | 69.5711 | 0.10184 | 0.20467 | 0.31047 | 0 | 0 | 0 | 0 | 0 | 0 | 0.18593 | 0.37368 | 0.56684 | 0 | 0 | 0 | 1 | 1 | 1 | 1 | 1 | 1 | 1 | 0.462 | -0.32955 | 0.2867 | 0.462 | -0.32928 | 0.28727 | 0.462 | -0.32867 | 0.2886 | 7843.015 | 34.9999 | 0 | 0 | 63.9023 | 0 | 7882.2301 | 35.1749 | 0 | 0 | 0 | 7921.6412 | 35.3508 | 0 | 0 | 0 | 7843.015 | 0 | 23646.8863 | 34.9999 | 70.1749 | 105.5257 | 0 | 0 | 0 | 0 | 0 | 0 | 63.9023 | 128.1242 | 192.6671 | 0 | 0 | 0 | 3712.9166 | 1064.4794 | 3712.9166 | 1677.1311 | 1237.6389 | 3743.4983 | 1075.4056 | 3743.4983 | 1694.7121 | 1247.8328 | 3814.4891 | 1100.8427 | 3814.4891 | 1743.1203 | 1271.4964 | 8036.6159 | 8102.8101 | 8256.4699 | 0.016874 | 0.01679 | 0.016707 | 1058.7723 | 4.7248 | 0 | 0 | 8.6265 | 0 | 1067.4929 | 4.7638 | 0 | 0 | 8.6976 | 0 | 1087.7366 | 4.8541 | 0 | 0 | 8.8625 | 0 | 8470.1781 | 8539.9433 | 8701.8928 | 37.7987 | 38.11 | 38.8327 | 0 | 0 | 0 | 0 | 0 | 0 | 69.0123 | 69.5807 | 70.9002 | 1058.7723 | 0 | 3214.0018 | 4.7248 | 9.4886 | 14.3427 | 0 | 0 | 0 | 0 | 0 | 0 | 8.6265 | 17.3241 | 26.1866 | 0 | 0 | 0 | 0.616 | -0.48355 | 0.21502 | 0.616 | -0.48328 | 0.21545 | 0.616 | -0.48267 | 0.21645 | 7843.015 | 34.9999 | 0 | 0 | 63.9023 | 0 | 7882.2301 | 35.1749 | 0 | 0 | 0 | 7921.6412 | 35.3508 | 0 | 0 | 0 | 7843.015 | 0 | 23646.8863 | 34.9999 | 70.1749 | 105.5257 | 0 | 0 | 0 | 0 | 0 | 0 | 63.9023 | 128.1242 | 192.6671 | 0 | 0 | 0 | 27503.9887 | 5913.9684 | 27503.9887 | 9317.701 | 0 | 27641.5086 | 5955.4924 | 27641.5086 | 9385.152 | 0 | 27779.7161 | 6012.8164 | 27779.7161 | 9520.9447 | 0 | 44649.3322 | 44872.5789 | 45096.9418 | 0.09375 | 0.093284 | 0.092819 | 5882.2612 | 26.25 | 0 | 0 | 47.9268 | 0 | 5911.6725 | 26.3812 | 0 | 0 | 48.1664 | 0 | 5941.2309 | 26.5131 | 0 | 0 | 48.4072 | 0 | 47058.0899 | 47293.3804 | 47529.8473 | 209.9997 | 211.0497 | 212.1049 | 0 | 0 | 0 | 0 | 0 | 0 | 383.414 | 385.3311 | 387.2577 | 5882.2612 | 0 | 17735.1647 | 26.25 | 52.6312 | 79.1443 | 0 | 0 | 0 | 0 | 0 | 0 | 47.9268 | 96.0931 | 144.5004 | 0 | 0 | 0
| 757 | Business | Healthcare/Hospitals | HVAC | Gas | 02-316 | 02-316.04 | HVAC Control | [02-316]_Business_HVAC_Thermostat Wi-Fi_ROB_Gas_per sf | Erratic Controls | Programmable Thermostat | DEEMED | 0.13611 | 0.00058791 | 0 | 0 | 0 | 0 | 0.616 | 8 | 0.476 | 0.25758 | 0.40817 | 0.12932 | 0.20492 | 1 | 1 | Replace on Burnout | 66.9876 | 0.56573 | 1.0889 | 0.0049623 | 0 | 0 | 0.0091957 | 0.07391 | 0.038217 | 0 | 0 | 0 | 0.00062028 | 0 | 0.11275 | 0.25967 | -0.14692 | 0.4342 | 0.073687 | 0.038655 | 0 | 0 | 0 | 0.00062028 | 0 | 0.11296 | 0.25967 | -0.1467 | 0.43503 | 0.073653 | 0.039197 | 0 | 0 | 0 | 0.00062028 | 0 | 0.11347 | 0.25967 | -0.14619 | 0.43699 | per sf | 1728.9829 | 4695917.4944 | 0.005 | 80292.9365 | 346.8248 | 0 | 0 | 642.7133 | 0 | 80694.4011 | 348.559 | 0 | 0 | 0 | 81097.8731 | 350.3017 | 0 | 0 | 0 | 80292.9365 | 160987.3376 | 242085.2107 | 346.8248 | 695.3838 | 1045.6855 | 0 | 0 | 0 | 0 | 0 | 0 | 642.7133 | 1288.6402 | 1937.7968 | 0 | 0 | 0 | 80292.9365 | 346.8248 | 0 | 0 | 642.7133 | 0 | 80694.4011 | 348.559 | 0 | 0 | 0 | 81097.8731 | 350.3017 | 0 | 0 | 0 | 80292.9365 | 0 | 242085.2107 | 346.8248 | 695.3838 | 1045.6855 | 0 | 0 | 0 | 0 | 0 | 0 | 642.7133 | 1288.6402 | 1937.7968 | 0 | 0 | 0 | 538.6403 | 233.8798 | 538.6403 | 374.4754 | 739.1689 | 544.0222 | 236.6668 | 544.0222 | 379.0833 | 746.5544 | 560.3667 | 244.8733 | 560.3667 | 394.1443 | 768.9838 | 2074.3657 | 2095.0919 | 2158.0364 | 0.00043954 | 0.00043735 | 0.00043518 | 282.3359 | 1.2195 | 0 | 0 | 2.26 | 0 | 285.1569 | 1.2317 | 0 | 0 | 2.2826 | 0 | 293.7241 | 1.2687 | 0 | 0 | 2.3511 | 0 | 2258.6873 | 2281.2552 | 2349.7928 | 9.7564 | 9.8539 | 10.1499 | 0 | 0 | 0 | 0 | 0 | 0 | 18.0799 | 18.2605 | 18.8092 | 282.3359 | 0 | 861.2169 | 1.2195 | 2.4513 | 3.72 | 0 | 0 | 0 | 0 | 0 | 0 | 2.26 | 4.5426 | 6.8937 | 0 | 0 | 0 | 1 | 1 | 1 | 1 | 1 | 1 | 1 | 0.462 | -0.34925 | 0.24404 | 0.462 | -0.34904 | 0.24451 | 0.462 | -0.34853 | 0.24561 | 80292.9365 | 346.8248 | 0 | 0 | 642.7133 | 0 | 80694.4011 | 348.559 | 0 | 0 | 0 | 81097.8731 | 350.3017 | 0 | 0 | 0 | 80292.9365 | 0 | 242085.2107 | 346.8248 | 695.3838 | 1045.6855 | 0 | 0 | 0 | 0 | 0 | 0 | 642.7133 | 1288.6402 | 1937.7968 | 0 | 0 | 0 | 29497.2108 | 7198.5709 | 29497.2108 | 11525.9553 | 9832.4036 | 29765.4408 | 7277.8738 | 29765.4408 | 11657.4052 | 9921.8136 | 30359.2056 | 7456.4316 | 30359.2056 | 12001.7595 | 10119.7352 | 63846.7766 | 64427.361 | 65712.5662 | 0.013529 | 0.013461 | 0.013394 | 8690.0002 | 37.5364 | 0 | 0 | 69.56 | 0 | 8769.0218 | 37.8777 | 0 | 0 | 70.1926 | 0 | 8943.9474 | 38.6333 | 0 | 0 | 71.5928 | 0 | 69520.0013 | 70152.1746 | 71551.5791 | 300.2912 | 303.0219 | 309.0666 | 0 | 0 | 0 | 0 | 0 | 0 | 556.4802 | 561.5405 | 572.7422 | 8690.0002 | 0 | 26402.9694 | 37.5364 | 75.4141 | 114.0475 | 0 | 0 | 0 | 0 | 0 | 0 | 69.56 | 139.7526 | 211.3454 | 0 | 0 | 0 | 0.616 | -0.50325 | 0.18303 | 0.616 | -0.50304 | 0.18338 | 0.616 | -0.50253 | 0.18421 | 80292.9365 | 346.8248 | 0 | 0 | 642.7133 | 0 | 80694.4011 | 348.559 | 0 | 0 | 0 | 81097.8731 | 350.3017 | 0 | 0 | 0 | 80292.9365 | 0 | 242085.2107 | 346.8248 | 695.3838 | 1045.6855 | 0 | 0 | 0 | 0 | 0 | 0 | 642.7133 | 1288.6402 | 1937.7968 | 0 | 0 | 0 | 272545.1815 | 49884.4403 | 272545.1815 | 79872.2194 | 0 | 273907.9074 | 50229.4054 | 273907.9074 | 80455.4389 | 0 | 275277.4469 | 50707.5386 | 275277.4469 | 81618.087 | 0 | 442443.4764 | 444655.6938 | 446878.9723 | 0.09375 | 0.093284 | 0.092819 | 60219.7023 | 260.1186 | 0 | 0 | 482.035 | 0 | 60520.8009 | 261.4192 | 0 | 0 | 484.4452 | 0 | 60823.4049 | 262.7263 | 0 | 0 | 486.8674 | 0 | 481757.6187 | 484166.4068 | 486587.2389 | 2080.949 | 2091.3537 | 2101.8105 | 0 | 0 | 0 | 0 | 0 | 0 | 3856.28 | 3875.5614 | 3894.9392 | 60219.7023 | 0 | 181563.9081 | 260.1186 | 521.5378 | 784.2642 | 0 | 0 | 0 | 0 | 0 | 0 | 482.035 | 966.4802 | 1453.3476 | 0 | 0 | 0
| 758 | Business | Campus/Education | HVAC | Gas | 02-316 | 02-316.05 | HVAC Control | [02-316]_Business_HVAC_Thermostat Wi-Fi_ROB_Gas_per sf | Erratic Controls | Programmable Thermostat | DEEMED | 0.1163 | 0.00058791 | 0 | 0 | 0 | 0 | 0.616 | 8 | 0.476 | 0.25758 | 0.40817 | 0.12932 | 0.20492 | 1 | 1 | Replace on Burnout | 71.7971 | 0.66206 | 0.93042 | 0.0049623 | 0 | 0 | 0.0085797 | 0.063156 | 0.038217 | 0 | 0 | 0 | 0.00062028 | 0 | 0.10199 | 0.25967 | -0.15767 | 0.39279 | 0.062965 | 0.038655 | 0 | 0 | 0 | 0.00062028 | 0 | 0.10224 | 0.25967 | -0.15742 | 0.39374 | 0.062936 | 0.039197 | 0 | 0 | 0 | 0.00062028 | 0 | 0.10275 | 0.25967 | -0.15691 | 0.39572 | per sf | 424.6113 | 964292.1962 | 0.005 | 14088.8297 | 71.2194 | 0 | 0 | 123.1383 | 0 | 14159.2738 | 71.5755 | 0 | 0 | 0 | 14230.0702 | 71.9334 | 0 | 0 | 0 | 14088.8297 | 28248.1035 | 42478.1737 | 71.2194 | 142.7949 | 214.7283 | 0 | 0 | 0 | 0 | 0 | 0 | 123.1383 | 246.8924 | 371.2652 | 0 | 0 | 0 | 14088.8297 | 71.2194 | 0 | 0 | 123.1383 | 0 | 14159.2738 | 71.5755 | 0 | 0 | 0 | 14230.0702 | 71.9334 | 0 | 0 | 0 | 14088.8297 | 0 | 42478.1737 | 71.2194 | 142.7949 | 214.7283 | 0 | 0 | 0 | 0 | 0 | 0 | 123.1383 | 246.8924 | 371.2652 | 0 | 0 | 0 | 78.6261 | 30.8834 | 78.6261 | 47.8191 | 107.8976 | 79.4736 | 31.2919 | 79.4736 | 48.449 | 109.0606 | 81.7125 | 32.3349 | 81.7125 | 50.2813 | 112.133 | 302.7982 | 306.0619 | 314.6843 | 0.00031245 | 0.00031089 | 0.00030935 | 35.2163 | 0.17802 | 0 | 0 | 0.3078 | 0 | 35.5959 | 0.17994 | 0 | 0 | 0.31111 | 0 | 36.5987 | 0.18501 | 0 | 0 | 0.31988 | 0 | 281.7302 | 284.7669 | 292.7894 | 1.4242 | 1.4395 | 1.4801 | 0 | 0 | 0 | 0 | 0 | 0 | 2.4624 | 2.4889 | 2.559 | 35.2163 | 0 | 107.4108 | 0.17802 | 0.35796 | 0.54296 | 0 | 0 | 0 | 0 | 0 | 0 | 0.3078 | 0.61891 | 0.93879 | 0 | 0 | 0 | 1 | 1 | 1 | 1 | 1 | 1 | 1 | 0.462 | -0.36001 | 0.22076 | 0.462 | -0.35976 | 0.2213 | 0.462 | -0.35925 | 0.22241 | 14088.8297 | 71.2194 | 0 | 0 | 123.1383 | 0 | 14159.2738 | 71.5755 | 0 | 0 | 0 | 14230.0702 | 71.9334 | 0 | 0 | 0 | 14088.8297 | 0 | 42478.1737 | 71.2194 | 142.7949 | 214.7283 | 0 | 0 | 0 | 0 | 0 | 0 | 123.1383 | 246.8924 | 371.2652 | 0 | 0 | 0 | 4853.4604 | 1071.4731 | 4853.4604 | 1659.0439 | 1617.8201 | 4902.2094 | 1084.8587 | 4902.2094 | 1679.6767 | 1634.0698 | 5008.8277 | 1114.0137 | 5008.8277 | 1732.3084 | 1669.6092 | 10505.3256 | 10610.8429 | 10841.6184 | 0.01084 | 0.010786 | 0.010733 | 1221.7988 | 6.1762 | 0 | 0 | 10.6787 | 0 | 1234.0708 | 6.2383 | 0 | 0 | 10.786 | 0 | 1260.9106 | 6.3739 | 0 | 0 | 11.0205 | 0 | 9774.3907 | 9872.5664 | 10087.2851 | 49.4098 | 49.9061 | 50.9915 | 0 | 0 | 0 | 0 | 0 | 0 | 85.4295 | 86.2876 | 88.1643 | 1221.7988 | 0 | 3716.7803 | 6.1762 | 12.4145 | 18.7884 | 0 | 0 | 0 | 0 | 0 | 0 | 10.6787 | 21.4646 | 32.4852 | 0 | 0 | 0 | 0.616 | -0.51401 | 0.16557 | 0.616 | -0.51376 | 0.16597 | 0.616 | -0.51325 | 0.16681 | 14088.8297 | 71.2194 | 0 | 0 | 123.1383 | 0 | 14159.2738 | 71.5755 | 0 | 0 | 0 | 14230.0702 | 71.9334 | 0 | 0 | 0 | 14088.8297 | 0 | 42478.1737 | 71.2194 | 142.7949 | 214.7283 | 0 | 0 | 0 | 0 | 0 | 0 | 123.1383 | 246.8924 | 371.2652 | 0 | 0 | 0 | 55966.3137 | 9266.5432 | 55966.3137 | 14348.0983 | 0 | 56246.1453 | 9335.4519 | 56246.1453 | 14453.9941 | 0 | 56527.376 | 9429.1927 | 56527.376 | 14662.5404 | 0 | 90854.4054 | 91308.6774 | 91765.2208 | 0.09375 | 0.093284 | 0.092819 | 10566.6223 | 53.4146 | 0 | 0 | 92.3537 | 0 | 10619.4554 | 53.6816 | 0 | 0 | 92.8155 | 0 | 10672.5526 | 53.95 | 0 | 0 | 93.2796 | 0 | 84532.9781 | 84955.643 | 85380.4212 | 427.3165 | 429.453 | 431.6003 | 0 | 0 | 0 | 0 | 0 | 0 | 738.83 | 742.5241 | 746.2368 | 10566.6223 | 0 | 31858.6303 | 53.4146 | 107.0962 | 161.0462 | 0 | 0 | 0 | 0 | 0 | 0 | 92.3537 | 185.1693 | 278.4489 | 0 | 0 | 0
| 759 | Business | Warehouse | HVAC | Gas | 02-316 | 02-316.06 | HVAC Control | [02-316]_Business_HVAC_Thermostat Wi-Fi_ROB_Gas_per sf | Erratic Controls | Programmable Thermostat | DEEMED | 0.056462 | 0.00058791 | 0 | 0 | 0 | 0 | 0.616 | 8 | 0.476 | 0.25758 | 0.40817 | 0.12932 | 0.20492 | 1 | 1 | Replace on Burnout | 91.6877 | 1.3637 | 0.4517 | 0.0049623 | 0 | 0 | 0.0067185 | 0.030661 | 0.038217 | 0 | 0 | 0 | 0.00062028 | 0 | 0.069498 | 0.25967 | -0.19017 | 0.26765 | 0.030568 | 0.038655 | 0 | 0 | 0 | 0.00062028 | 0 | 0.069843 | 0.25967 | -0.18982 | 0.26898 | 0.030554 | 0.039197 | 0 | 0 | 0 | 0.00062028 | 0 | 0.070371 | 0.25967 | -0.18929 | 0.27101 | per sf | 3093.2939 | 6421678.193 | 0.005 | 45549.5062 | 474.2838 | 0 | 0 | 642.1388 | 0 | 45777.2537 | 476.6552 | 0 | 0 | 0 | 46006.14 | 479.0385 | 0 | 0 | 0 | 45549.5062 | 91326.7599 | 137332.8999 | 474.2838 | 950.939 | 1429.9774 | 0 | 0 | 0 | 0 | 0 | 0 | 642.1388 | 1287.4883 | 1936.0646 | 0 | 0 | 0 | 45549.5062 | 474.2838 | 0 | 0 | 642.1388 | 0 | 45777.2537 | 476.6552 | 0 | 0 | 0 | 46006.14 | 479.0385 | 0 | 0 | 0 | 45549.5062 | 0 | 137332.8999 | 474.2838 | 950.939 | 1429.9774 | 0 | 0 | 0 | 0 | 0 | 0 | 642.1388 | 1287.4883 | 1936.0646 | 0 | 0 | 0 | 659.9823 | 176.6417 | 659.9823 | 237.7048 | 905.685 | 669.7065 | 180.1344 | 669.7065 | 241.9302 | 919.0293 | 692.6374 | 187.71 | 692.6374 | 252.5161 | 950.4971 | 2541.6677 | 2579.1166 | 2667.4261 | 0.00039383 | 0.00039187 | 0.00038992 | 143.5086 | 1.4943 | 0 | 0 | 2.0231 | 0 | 145.623 | 1.5163 | 0 | 0 | 2.0529 | 0 | 150.6092 | 1.5682 | 0 | 0 | 2.1232 | 0 | 1148.0686 | 1164.9842 | 1204.8735 | 11.9543 | 12.1304 | 12.5457 | 0 | 0 | 0 | 0 | 0 | 0 | 16.185 | 16.4235 | 16.9858 | 143.5086 | 0 | 439.7408 | 1.4943 | 3.0106 | 4.5788 | 0 | 0 | 0 | 0 | 0 | 0 | 2.0231 | 4.0761 | 6.1993 | 0 | 0 | 0 | 1 | 1 | 1 | 1 | 1 | 1 | 1 | 0.462 | -0.3925 | 0.15043 | 0.462 | -0.39216 | 0.15118 | 0.462 | -0.39163 | 0.15232 | 45549.5062 | 474.2838 | 0 | 0 | 642.1388 | 0 | 45777.2537 | 476.6552 | 0 | 0 | 0 | 46006.14 | 479.0385 | 0 | 0 | 0 | 45549.5062 | 0 | 137332.8999 | 474.2838 | 950.939 | 1429.9774 | 0 | 0 | 0 | 0 | 0 | 0 | 642.1388 | 1287.4883 | 1936.0646 | 0 | 0 | 0 | 40381.9052 | 6074.623 | 40381.9052 | 8174.5529 | 13460.6351 | 40781.4548 | 6165.1882 | 40781.4548 | 8280.1812 | 13593.8183 | 41580.7607 | 6333.5248 | 41580.7607 | 8520.1492 | 13860.2536 | 87406.7211 | 88271.5472 | 90001.6466 | 0.013543 | 0.013476 | 0.013409 | 4935.1901 | 51.3876 | 0 | 0 | 69.5743 | 0 | 4984.0203 | 51.8961 | 0 | 0 | 70.2627 | 0 | 5081.7058 | 52.9132 | 0 | 0 | 71.6399 | 0 | 39481.5211 | 39872.1621 | 40653.6461 | 411.1009 | 415.1685 | 423.3057 | 0 | 0 | 0 | 0 | 0 | 0 | 556.5948 | 562.1019 | 573.1189 | 4935.1901 | 0 | 15000.9162 | 51.3876 | 103.2837 | 156.1969 | 0 | 0 | 0 | 0 | 0 | 0 | 69.5743 | 139.8371 | 211.477 | 0 | 0 | 0 | 0.616 | -0.5465 | 0.11282 | 0.616 | -0.54616 | 0.11338 | 0.616 | -0.54563 | 0.11424 | 45549.5062 | 474.2838 | 0 | 0 | 642.1388 | 0 | 45777.2537 | 476.6552 | 0 | 0 | 0 | 46006.14 | 479.0385 | 0 | 0 | 0 | 45549.5062 | 0 | 137332.8999 | 474.2838 | 950.939 | 1429.9774 | 0 | 0 | 0 | 0 | 0 | 0 | 642.1388 | 1287.4883 | 1936.0646 | 0 | 0 | 0 | 397553.2536 | 44852.7528 | 397553.2536 | 60357.8522 | 0 | 399541.0198 | 45300.8404 | 399541.0198 | 60841.4788 | 0 | 401538.7249 | 45871.3738 | 401538.7249 | 61708.2836 | 0 | 645378.6584 | 648605.5517 | 651848.5794 | 0.1 | 0.099502 | 0.099007 | 36439.605 | 379.427 | 0 | 0 | 513.7111 | 0 | 36621.803 | 381.3242 | 0 | 0 | 516.2796 | 0 | 36804.912 | 383.2308 | 0 | 0 | 518.861 | 0 | 291516.8397 | 292974.4239 | 294439.296 | 3035.4161 | 3050.5932 | 3065.8462 | 0 | 0 | 0 | 0 | 0 | 0 | 4109.6885 | 4130.2369 | 4150.8881 | 36439.605 | 0 | 109866.32 | 379.427 | 760.7512 | 1143.9819 | 0 | 0 | 0 | 0 | 0 | 0 | 513.7111 | 1029.9907 | 1548.8517 | 0 | 0 | 0
| 760 | Business | Lodging | HVAC | Gas | 02-316 | 02-316.07 | HVAC Control | [02-316]_Business_HVAC_Thermostat Wi-Fi_ROB_Gas_per sf | Erratic Controls | Programmable Thermostat | DEEMED | 0.094883 | 0.00058791 | 0 | 0 | 0 | 0 | 0.616 | 8 | 0.476 | 0.25758 | 0.40817 | 0.12932 | 0.20492 | 1 | 1 | Replace on Burnout | 77.8417 | 0.81153 | 0.75906 | 0.0049623 | 0 | 0 | 0.0079135 | 0.051524 | 0.038217 | 0 | 0 | 0 | 0.00062028 | 0 | 0.090362 | 0.22663 | -0.13627 | 0.39872 | 0.051369 | 0.038655 | 0 | 0 | 0 | 0.00062028 | 0 | 0.090644 | 0.22663 | -0.13598 | 0.39997 | 0.051345 | 0.039197 | 0 | 0 | 0 | 0.00062028 | 0 | 0.091162 | 0.22663 | -0.13547 | 0.40225 | per sf | 464.3372 | 1331254.8414 | 0.005 | 15868.1111 | 98.322 | 0 | 0 | 156.7978 | 0 | 15947.4517 | 98.8137 | 0 | 0 | 0 | 16027.189 | 99.3077 | 0 | 0 | 0 | 15868.1111 | 31815.5629 | 47842.7518 | 98.322 | 197.1357 | 296.4434 | 0 | 0 | 0 | 0 | 0 | 0 | 156.7978 | 314.3796 | 472.7494 | 0 | 0 | 0 | 15868.1111 | 98.322 | 0 | 0 | 156.7978 | 0 | 15947.4517 | 98.8137 | 0 | 0 | 0 | 16027.189 | 99.3077 | 0 | 0 | 0 | 15868.1111 | 0 | 47842.7518 | 98.322 | 197.1357 | 296.4434 | 0 | 0 | 0 | 0 | 0 | 0 | 156.7978 | 314.3796 | 472.7494 | 0 | 0 | 0 | 169.2444 | 67.4813 | 169.2444 | 99.6497 | 290.7787 | 171.3316 | 68.5269 | 171.3316 | 101.1294 | 294.3647 | 175.9603 | 70.7806 | 175.9603 | 104.8324 | 302.3172 | 746.7906 | 756.0005 | 776.4245 | 0.00055818 | 0.0005554 | 0.00055264 | 70.8577 | 0.43905 | 0 | 0 | 0.70017 | 0 | 71.7315 | 0.44446 | 0 | 0 | 0.7088 | 0 | 73.6694 | 0.45647 | 0 | 0 | 0.72795 | 0 | 566.8613 | 573.8522 | 589.3553 | 3.5124 | 3.5557 | 3.6518 | 0 | 0 | 0 | 0 | 0 | 0 | 5.6013 | 5.6704 | 5.8236 | 70.8577 | 0 | 216.2586 | 0.43905 | 0.88351 | 1.34 | 0 | 0 | 0 | 0 | 0 | 0 | 0.70017 | 1.409 | 2.1369 | 0 | 0 | 0 | 1 | 1 | 1 | 1 | 1 | 1 | 1 | 0.462 | -0.37164 | 0.19559 | 0.462 | -0.37136 | 0.1962 | 0.462 | -0.37084 | 0.19732 | 15868.1111 | 98.322 | 0 | 0 | 156.7978 | 0 | 15947.4517 | 98.8137 | 0 | 0 | 0 | 16027.189 | 99.3077 | 0 | 0 | 0 | 15868.1111 | 0 | 47842.7518 | 98.322 | 197.1357 | 296.4434 | 0 | 0 | 0 | 0 | 0 | 0 | 156.7978 | 314.3796 | 472.7494 | 0 | 0 | 0 | 13407.2088 | 2622.2916 | 13407.2088 | 3872.34 | 4469.0696 | 13529.1606 | 2654.4099 | 13529.1606 | 3917.2774 | 4509.7202 | 13743.513 | 2711.8812 | 13743.513 | 4016.5392 | 4581.171 | 29019.9325 | 29283.8973 | 29747.8636 | 0.02169 | 0.021583 | 0.021475 | 2753.4954 | 17.0612 | 0 | 0 | 27.2082 | 0 | 2778.5412 | 17.2164 | 0 | 0 | 27.4556 | 0 | 2822.5636 | 17.4892 | 0 | 0 | 27.8906 | 0 | 22027.9632 | 22228.3293 | 22580.509 | 136.4897 | 137.7313 | 139.9134 | 0 | 0 | 0 | 0 | 0 | 0 | 217.6653 | 219.6452 | 223.1252 | 2753.4954 | 0 | 8354.6002 | 17.0612 | 34.2776 | 51.7668 | 0 | 0 | 0 | 0 | 0 | 0 | 27.2082 | 54.6638 | 82.5544 | 0 | 0 | 0 | 0.616 | -0.52564 | 0.14669 | 0.616 | -0.52536 | 0.14715 | 0.616 | -0.52484 | 0.14799 | 15868.1111 | 98.322 | 0 | 0 | 156.7978 | 0 | 15947.4517 | 98.8137 | 0 | 0 | 0 | 16027.189 | 99.3077 | 0 | 0 | 0 | 15868.1111 | 0 | 47842.7518 | 98.322 | 197.1357 | 296.4434 | 0 | 0 | 0 | 0 | 0 | 0 | 156.7978 | 314.3796 | 472.7494 | 0 | 0 | 0 | 82415.3247 | 12089.5979 | 82415.3247 | 17852.718 | 0 | 82827.4013 | 12187.9998 | 82827.4013 | 17986.5876 | 0 | 83241.5384 | 12318.966 | 83241.5384 | 18245.4935 | 0 | 133791.1116 | 134460.0671 | 135132.3675 | 0.1 | 0.099502 | 0.099007 | 12694.4889 | 78.6576 | 0 | 0 | 125.4383 | 0 | 12757.9614 | 79.0509 | 0 | 0 | 126.0655 | 0 | 12821.7512 | 79.4462 | 0 | 0 | 126.6958 | 0 | 101555.9113 | 102063.6909 | 102574.0094 | 629.2611 | 632.4074 | 635.5695 | 0 | 0 | 0 | 0 | 0 | 0 | 1003.5061 | 1008.5236 | 1013.5662 | 12694.4889 | 0 | 38274.2015 | 78.6576 | 157.7086 | 237.1548 | 0 | 0 | 0 | 0 | 0 | 0 | 125.4383 | 251.5037 | 378.1995 | 0 | 0 | 0
| 761 | Business | Other Commercial | HVAC | Gas | 02-316 | 02-316.08 | HVAC Control | [02-316]_Business_HVAC_Thermostat Wi-Fi_ROB_Gas_per sf | Erratic Controls | Programmable Thermostat | DEEMED | 0.079922 | 0.00058791 | 0 | 0 | 0 | 0 | 0.616 | 8 | 0.476 | 0.25758 | 0.40817 | 0.12932 | 0.20492 | 1 | 1 | Replace on Burnout | 82.7052 | 0.96344 | 0.63937 | 0.0049623 | 0 | 0 | 0.0074481 | 0.0434 | 0.038217 | 0 | 0 | 0 | 0.00062028 | 0 | 0.082237 | 0.22663 | -0.14439 | 0.36287 | 0.043269 | 0.038655 | 0 | 0 | 0 | 0.00062028 | 0 | 0.082544 | 0.22663 | -0.14408 | 0.36423 | 0.043249 | 0.039197 | 0 | 0 | 0 | 0.00062028 | 0 | 0.083066 | 0.22663 | -0.14356 | 0.36653 | per sf | 386.9831 | 1470535.6273 | 0.005 | 14764.4449 | 108.6089 | 0 | 0 | 163.0175 | 0 | 14838.2671 | 109.1519 | 0 | 0 | 0 | 14912.4585 | 109.6977 | 0 | 0 | 0 | 14764.4449 | 29602.712 | 44515.1705 | 108.6089 | 217.7608 | 327.4584 | 0 | 0 | 0 | 0 | 0 | 0 | 163.0175 | 326.8501 | 491.5019 | 0 | 0 | 0 | 14764.4449 | 108.6089 | 0 | 0 | 163.0175 | 0 | 14838.2671 | 109.1519 | 0 | 0 | 0 | 14912.4585 | 109.6977 | 0 | 0 | 0 | 14764.4449 | 0 | 44515.1705 | 108.6089 | 217.7608 | 327.4584 | 0 | 0 | 0 | 0 | 0 | 0 | 163.0175 | 326.8501 | 491.5019 | 0 | 0 | 0 | 136.9013 | 49.6778 | 136.9013 | 71.3632 | 235.2101 | 138.7362 | 50.5314 | 138.7362 | 72.5098 | 238.3626 | 142.9311 | 52.3884 | 142.9311 | 75.3975 | 245.5699 | 604.077 | 612.1733 | 630.6835 | 0.00040874 | 0.00040671 | 0.00040469 | 48.2789 | 0.35515 | 0 | 0 | 0.53306 | 0 | 48.926 | 0.35991 | 0 | 0 | 0.5402 | 0 | 50.4054 | 0.37079 | 0 | 0 | 0.55654 | 0 | 386.2316 | 391.4082 | 403.2431 | 2.8412 | 2.8792 | 2.9663 | 0 | 0 | 0 | 0 | 0 | 0 | 4.2645 | 4.3216 | 4.4523 | 48.2789 | 0 | 147.6104 | 0.35515 | 0.71505 | 1.0858 | 0 | 0 | 0 | 0 | 0 | 0 | 0.53306 | 1.0733 | 1.6298 | 0 | 0 | 0 | 1 | 1 | 1 | 1 | 1 | 1 | 1 | 0.462 | -0.37976 | 0.178 | 0.462 | -0.37946 | 0.17867 | 0.462 | -0.37893 | 0.1798 | 14764.4449 | 108.6089 | 0 | 0 | 163.0175 | 0 | 14838.2671 | 109.1519 | 0 | 0 | 0 | 14912.4585 | 109.6977 | 0 | 0 | 0 | 14764.4449 | 0 | 44515.1705 | 108.6089 | 217.7608 | 327.4584 | 0 | 0 | 0 | 0 | 0 | 0 | 163.0175 | 326.8501 | 491.5019 | 0 | 0 | 0 | 12760.8576 | 2271.4736 | 12760.8576 | 3263.0199 | 4253.6192 | 12867.332 | 2298.9692 | 12867.332 | 3298.8971 | 4289.1107 | 13081.4261 | 2351.9992 | 13081.4261 | 3384.9983 | 4360.4754 | 27620.9038 | 27851.368 | 28314.7751 | 0.018689 | 0.018596 | 0.018504 | 2207.5136 | 16.2387 | 0 | 0 | 24.3736 | 0 | 2225.9327 | 16.3742 | 0 | 0 | 24.577 | 0 | 2262.9691 | 16.6466 | 0 | 0 | 24.9859 | 0 | 17660.1086 | 17807.4616 | 18103.7524 | 129.9097 | 130.9936 | 133.1732 | 0 | 0 | 0 | 0 | 0 | 0 | 194.9892 | 196.6161 | 199.8875 | 2207.5136 | 0 | 6696.4153 | 16.2387 | 32.6129 | 49.2596 | 0 | 0 | 0 | 0 | 0 | 0 | 24.3736 | 48.9507 | 73.9366 | 0 | 0 | 0 | 0.616 | -0.53376 | 0.1335 | 0.616 | -0.53346 | 0.134 | 0.616 | -0.53293 | 0.13485 | 14764.4449 | 108.6089 | 0 | 0 | 163.0175 | 0 | 14838.2671 | 109.1519 | 0 | 0 | 0 | 14912.4585 | 109.6977 | 0 | 0 | 0 | 14764.4449 | 0 | 44515.1705 | 108.6089 | 217.7608 | 327.4584 | 0 | 0 | 0 | 0 | 0 | 0 | 163.0175 | 326.8501 | 491.5019 | 0 | 0 | 0 | 91037.9196 | 12153.7815 | 91037.9196 | 17459.1641 | 0 | 91493.1092 | 12260.1082 | 91493.1092 | 17592.5955 | 0 | 91950.5748 | 12399.3177 | 91950.5748 | 17845.1037 | 0 | 147788.8305 | 148527.7747 | 149270.4136 | 0.1 | 0.099502 | 0.099007 | 11811.5559 | 86.8871 | 0 | 0 | 130.414 | 0 | 11870.6137 | 87.3215 | 0 | 0 | 131.0661 | 0 | 11929.9668 | 87.7581 | 0 | 0 | 131.7214 | 0 | 94492.4474 | 94964.9096 | 95439.7342 | 695.0967 | 698.5722 | 702.0651 | 0 | 0 | 0 | 0 | 0 | 0 | 1043.312 | 1048.5286 | 1053.7712 | 11811.5559 | 0 | 35612.1364 | 86.8871 | 174.2086 | 261.9668 | 0 | 0 | 0 | 0 | 0 | 0 | 130.414 | 261.4801 | 393.2015 | 0 | 0 | 0
| 762 | Business | Food Sales | HVAC | Gas | 02-316 | 02-316.09 | HVAC Control | [02-316]_Business_HVAC_Thermostat Wi-Fi_ROB_Gas_per sf | Erratic Controls | Programmable Thermostat | DEEMED | 0.13011 | 0.00058791 | 0 | 0 | 0 | 0 | 0.616 | 8 | 0.476 | 0.25758 | 0.40817 | 0.12932 | 0.20492 | 1 | 1 | Replace on Burnout | 68.3749 | 0.59181 | 1.0409 | 0.0049623 | 0 | 0 | 0.0090092 | 0.070652 | 0.038217 | 0 | 0 | 0 | 0.00062028 | 0 | 0.10949 | 0.22663 | -0.11714 | 0.48313 | 0.07044 | 0.038655 | 0 | 0 | 0 | 0.00062028 | 0 | 0.10971 | 0.22663 | -0.11691 | 0.48412 | 0.070407 | 0.039197 | 0 | 0 | 0 | 0.00062028 | 0 | 0.11022 | 0.22663 | -0.1164 | 0.48636 | per sf | 163.7438 | 294083.8794 | 0.005 | 4806.7679 | 21.7201 | 0 | 0 | 39.4335 | 0 | 4830.8018 | 21.8287 | 0 | 0 | 0 | 4854.9558 | 21.9378 | 0 | 0 | 0 | 4806.7679 | 9637.5697 | 14492.5255 | 21.7201 | 43.5487 | 65.4865 | 0 | 0 | 0 | 0 | 0 | 0 | 39.4335 | 79.0642 | 118.8931 | 0 | 0 | 0 | 4806.7679 | 21.7201 | 0 | 0 | 39.4335 | 0 | 4830.8018 | 21.8287 | 0 | 0 | 0 | 4854.9558 | 21.9378 | 0 | 0 | 0 | 4806.7679 | 0 | 14492.5255 | 21.7201 | 43.5487 | 65.4865 | 0 | 0 | 0 | 0 | 0 | 0 | 39.4335 | 79.0642 | 118.8931 | 0 | 0 | 0 | 14.8143 | 7.1572 | 14.8143 | 11.2126 | 25.4525 | 14.9752 | 7.2498 | 14.9752 | 11.3599 | 25.7289 | 15.402 | 7.491 | 15.402 | 11.7937 | 26.4622 | 65.3682 | 66.0781 | 67.9614 | 0.00022117 | 0.00022007 | 0.00021898 | 8.505 | 0.038431 | 0 | 0 | 0.069773 | 0 | 8.5973 | 0.038848 | 0 | 0 | 0.07053 | 0 | 8.8424 | 0.039955 | 0 | 0 | 0.072541 | 0 | 68.0397 | 68.7786 | 70.7389 | 0.30745 | 0.31079 | 0.31964 | 0 | 0 | 0 | 0 | 0 | 0 | 0.55818 | 0.56424 | 0.58032 | 8.505 | 0 | 25.9447 | 0.038431 | 0.077279 | 0.11723 | 0 | 0 | 0 | 0 | 0 | 0 | 0.069773 | 0.1403 | 0.21284 | 0 | 0 | 0 | 1 | 1 | 1 | 1 | 1 | 1 | 1 | 0.462 | -0.35251 | 0.23699 | 0.462 | -0.35229 | 0.23748 | 0.462 | -0.35178 | 0.23858 | 4806.7679 | 21.7201 | 0 | 0 | 39.4335 | 0 | 4830.8018 | 21.8287 | 0 | 0 | 0 | 4854.9558 | 21.9378 | 0 | 0 | 0 | 4806.7679 | 0 | 14492.5255 | 21.7201 | 43.5487 | 65.4865 | 0 | 0 | 0 | 0 | 0 | 0 | 39.4335 | 79.0642 | 118.8931 | 0 | 0 | 0 | 1701.9154 | 403.34 | 1701.9154 | 631.8813 | 567.3051 | 1715.4562 | 407.3833 | 1715.4562 | 638.345 | 571.8187 | 1751.8545 | 417.9588 | 1751.8545 | 658.0262 | 583.9515 | 3683.7996 | 3713.1086 | 3791.8928 | 0.012464 | 0.012402 | 0.01234 | 479.2939 | 2.1658 | 0 | 0 | 3.932 | 0 | 483.1072 | 2.183 | 0 | 0 | 3.9633 | 0 | 493.3577 | 2.2293 | 0 | 0 | 4.0474 | 0 | 3834.3508 | 3864.8576 | 3946.8616 | 17.3261 | 17.4639 | 17.8344 | 0 | 0 | 0 | 0 | 0 | 0 | 31.4561 | 31.7063 | 32.3791 | 479.2939 | 0 | 1455.7588 | 2.1658 | 4.3487 | 6.5781 | 0 | 0 | 0 | 0 | 0 | 0 | 3.932 | 7.8953 | 11.9427 | 0 | 0 | 0 | 0.616 | -0.50651 | 0.17774 | 0.616 | -0.50629 | 0.17811 | 0.616 | -0.50578 | 0.17894 | 4806.7679 | 21.7201 | 0 | 0 | 39.4335 | 0 | 4830.8018 | 21.8287 | 0 | 0 | 0 | 4854.9558 | 21.9378 | 0 | 0 | 0 | 4806.7679 | 0 | 14492.5255 | 21.7201 | 43.5487 | 65.4865 | 0 | 0 | 0 | 0 | 0 | 0 | 39.4335 | 79.0642 | 118.8931 | 0 | 0 | 0 | 17068.2608 | 3033.7788 | 17068.2608 | 4752.7839 | 0 | 17153.6021 | 3055.2042 | 17153.6021 | 4787.32 | 0 | 17239.3701 | 3084.7371 | 17239.3701 | 4856.5494 | 0 | 27708.2155 | 27846.7566 | 27985.9904 | 0.09375 | 0.093284 | 0.092819 | 3605.076 | 16.29 | 0 | 0 | 29.5752 | 0 | 3623.1013 | 16.3715 | 0 | 0 | 29.723 | 0 | 3641.2168 | 16.4533 | 0 | 0 | 29.8716 | 0 | 28840.6076 | 28984.8106 | 29129.7347 | 130.3203 | 130.9719 | 131.6268 | 0 | 0 | 0 | 0 | 0 | 0 | 236.6012 | 237.7842 | 238.9731 | 3605.076 | 0 | 10869.3941 | 16.29 | 32.6615 | 49.1149 | 0 | 0 | 0 | 0 | 0 | 0 | 29.5752 | 59.2982 | 89.1698 | 0 | 0 | 0
| 763 | Business | Manufacturing/Industrial | HVAC | Gas | 02-316 | 02-316.10 | HVAC Control | [02-316]_Business_HVAC_Thermostat Wi-Fi_ROB_Gas_per sf | Erratic Controls | Programmable Thermostat | DEEMED | 0.11072 | 0.00058791 | 0 | 0 | 0 | 0 | 0.616 | 8 | 0.476 | 0.25758 | 0.40817 | 0.12932 | 0.20492 | 1 | 1 | Replace on Burnout | 73.279 | 0.69542 | 0.8858 | 0.0049623 | 0 | 0 | 0.0084062 | 0.060126 | 0.038217 | 0 | 0 | 0 | 0.00062028 | 0 | 0.098964 | 0.25967 | -0.1607 | 0.38112 | 0.059945 | 0.038655 | 0 | 0 | 0 | 0.00062028 | 0 | 0.099221 | 0.25967 | -0.16044 | 0.38211 | 0.059918 | 0.039197 | 0 | 0 | 0 | 0.00062028 | 0 | 0.099735 | 0.25967 | -0.15993 | 0.38409 | per sf | 414.2871 | 1716391.2558 | 0.005 | 23874.5941 | 126.7669 | 0 | 0 | 214.7475 | 0 | 23993.967 | 127.4008 | 0 | 0 | 0 | 24113.9369 | 128.0378 | 0 | 0 | 0 | 23874.5941 | 47868.5611 | 71982.498 | 126.7669 | 254.1677 | 382.2055 | 0 | 0 | 0 | 0 | 0 | 0 | 214.7475 | 430.5688 | 647.4691 | 0 | 0 | 0 | 23874.5941 | 126.7669 | 0 | 0 | 214.7475 | 0 | 23993.967 | 127.4008 | 0 | 0 | 0 | 24113.9369 | 128.0378 | 0 | 0 | 0 | 23874.5941 | 0 | 71982.498 | 126.7669 | 254.1677 | 382.2055 | 0 | 0 | 0 | 0 | 0 | 0 | 214.7475 | 430.5688 | 647.4691 | 0 | 0 | 0 | 607.7139 | 231.6133 | 607.7139 | 361.3765 | 833.9577 | 614.1112 | 234.6578 | 614.1112 | 366.0844 | 842.7366 | 630.7775 | 242.2754 | 630.7775 | 379.5357 | 865.6076 | 2340.376 | 2365.0126 | 2429.1965 | 0.0013568 | 0.00135 | 0.0013433 | 259.1369 | 1.3759 | 0 | 0 | 2.3309 | 0 | 261.8648 | 1.3904 | 0 | 0 | 2.3554 | 0 | 268.9715 | 1.4282 | 0 | 0 | 2.4193 | 0 | 2073.0952 | 2094.9182 | 2151.7721 | 11.0075 | 11.1234 | 11.4253 | 0 | 0 | 0 | 0 | 0 | 0 | 18.6471 | 18.8434 | 19.3548 | 259.1369 | 0 | 789.9732 | 1.3759 | 2.7664 | 4.1945 | 0 | 0 | 0 | 0 | 0 | 0 | 2.3309 | 4.6863 | 7.1057 | 0 | 0 | 0 | 1 | 1 | 1 | 1 | 1 | 1 | 1 | 0.462 | -0.36304 | 0.21421 | 0.462 | -0.36278 | 0.21476 | 0.462 | -0.36227 | 0.21588 | 23874.5941 | 126.7669 | 0 | 0 | 214.7475 | 0 | 23993.967 | 127.4008 | 0 | 0 | 0 | 24113.9369 | 128.0378 | 0 | 0 | 0 | 23874.5941 | 0 | 71982.498 | 126.7669 | 254.1677 | 382.2055 | 0 | 0 | 0 | 0 | 0 | 0 | 214.7475 | 430.5688 | 647.4691 | 0 | 0 | 0 | 20377.5842 | 4365.0437 | 20377.5842 | 6810.5933 | 6792.5281 | 20522.9166 | 4407.5634 | 20522.9166 | 6876.1431 | 6840.9722 | 20843.0159 | 4499.5096 | 20843.0159 | 7048.6919 | 6947.672 | 44107.325 | 44421.8975 | 45114.753 | 0.02557 | 0.025443 | 0.025316 | 4883.7604 | 25.9313 | 0 | 0 | 43.9285 | 0 | 4918.5913 | 26.1162 | 0 | 0 | 44.2418 | 0 | 4995.3073 | 26.5236 | 0 | 0 | 44.9319 | 0 | 39070.0831 | 39348.7301 | 39962.4585 | 207.4504 | 208.93 | 212.1887 | 0 | 0 | 0 | 0 | 0 | 0 | 351.4281 | 353.9345 | 359.4548 | 4883.7604 | 0 | 14797.659 | 25.9313 | 52.0476 | 78.5711 | 0 | 0 | 0 | 0 | 0 | 0 | 43.9285 | 88.1703 | 133.1022 | 0 | 0 | 0 | 0.616 | -0.51704 | 0.16066 | 0.616 | -0.51678 | 0.16107 | 0.616 | -0.51627 | 0.16191 | 23874.5941 | 126.7669 | 0 | 0 | 214.7475 | 0 | 23993.967 | 127.4008 | 0 | 0 | 0 | 24113.9369 | 128.0378 | 0 | 0 | 0 | 23874.5941 | 0 | 71982.498 | 126.7669 | 254.1677 | 382.2055 | 0 | 0 | 0 | 0 | 0 | 0 | 214.7475 | 430.5688 | 647.4691 | 0 | 0 | 0 | 106258.3499 | 17071.0497 | 106258.3499 | 26635.2378 | 0 | 106789.6416 | 17200.849 | 106789.6416 | 26834.6676 | 0 | 107323.5898 | 17376.4509 | 107323.5898 | 27221.0219 | 0 | 172497.3212 | 173359.8078 | 174226.6069 | 0.1 | 0.099502 | 0.099007 | 19099.6753 | 101.4136 | 0 | 0 | 171.798 | 0 | 19195.1736 | 101.9206 | 0 | 0 | 172.657 | 0 | 19291.1495 | 102.4302 | 0 | 0 | 173.5203 | 0 | 152797.402 | 153561.3891 | 154329.196 | 811.3084 | 815.365 | 819.4418 | 0 | 0 | 0 | 0 | 0 | 0 | 1374.3841 | 1381.256 | 1388.1623 | 19099.6753 | 0 | 57585.9984 | 101.4136 | 203.3342 | 305.7644 | 0 | 0 | 0 | 0 | 0 | 0 | 171.798 | 344.455 | 517.9753 | 0 | 0 | 0
| 764 | Business | Office | HVAC | Electric | 02-115 | 02-115.01 | Heat Pumps | [02-115]_Business_HVAC_Air Source Heat Pumps (ASHP)_[65, 135) kBtu/h_CEE Tier 1_ROB_Electric_per ton | EER 11 IEER 12.2 COP 2.87 | EER 11.8 IEER 13.6 COP 2.96 | ENGINEER | 127.0343 | 0 | 0 | 0 | 0.07396 | 0 | 100 | 15 | 0.478 | 0.387 | 0.612 | 0 | 0.001 | 0.86 | 1 | Replace on Burnout | 15.6951 | 0.061022 | 1638.7419 | 0 | 0 | 0 | 6.3714 | 104.7476 | 0 | 0 | 0 | 174.922 | 0 | 0 | 279.6696 | 41.8335 | 237.8361 | 6.6853 | 104.3278 | 0 | 0 | 0 | 175.8065 | 0 | 0 | 280.1343 | 41.8335 | 238.3008 | 6.6964 | 104.3463 | 0 | 0 | 0 | 177.1464 | 0 | 0 | 281.4927 | 41.8335 | 239.6592 | 6.7289 | per ton | 0.3211 | 7889.4019 | 0 | 57460.8601 | 0 | 0 | 0 | 211.7497 | 15.991 | 57460.8601 | 0 | 0 | 0 | 15.991 | 57460.8601 | 0 | 0 | 0 | 15.991 | 57460.8601 | 114921.7201 | 172382.5802 | 0 | 0 | 0 | 0 | 0 | 0 | 0 | 0 | 0 | 211.7497 | 423.4995 | 635.2492 | 15.991 | 31.982 | 47.973 | 57460.8601 | 0 | 0 | 0 | 211.7497 | 15.991 | 57460.8601 | 0 | 0 | 0 | 15.991 | 57460.8601 | 0 | 0 | 0 | 15.991 | 57460.8601 | 31.982 | 172382.5802 | 0 | 0 | 0 | 0 | 0 | 0 | 0 | 0 | 0 | 211.7497 | 423.4995 | 635.2492 | 15.991 | 31.982 | 47.973 | 8740.3676 | 58432.0423 | 8740.3676 | 58563.9815 | 12152.876 | 8777.3362 | 58776.7008 | 8777.3362 | 59231.2774 | 12204.2783 | 8844.9493 | 59516.6643 | 8844.9493 | 60454.2438 | 12298.2896 | 208.9324 | 209.8161 | 211.4324 | 0.026483 | 0.026483 | 0.026483 | 22825.7559 | 0 | 0 | 0 | 84.1155 | 6.3523 | 22922.3007 | 0 | 0 | 0 | 84.4713 | 6.3791 | 23098.8746 | 0 | 0 | 0 | 85.122 | 6.4283 | 342386.3392 | 343834.5109 | 346483.1187 | 0 | 0 | 0 | 0 | 0 | 0 | 0 | 0 | 0 | 1261.7322 | 1267.0689 | 1276.8293 | 22825.7559 | 12.7314 | 68846.9313 | 0 | 0 | 0 | 0 | 0 | 0 | 0 | 0 | 0 | 84.1155 | 168.5867 | 253.7087 | 6.3523 | 12.7314 | 19.1597 | 1 | 1 | 1 | 1 | 1 | 1 | 1 | 75 | 204.6696 | 3.7289 | 75 | 205.1343 | 3.7351 | 75 | 206.4927 | 3.7532 | 57460.8601 | 0 | 0 | 0 | 211.7497 | 15.991 | 57460.8601 | 0 | 0 | 0 | 15.991 | 57460.8601 | 0 | 0 | 0 | 15.991 | 57460.8601 | 31.982 | 172382.5802 | 0 | 0 | 0 | 0 | 0 | 0 | 0 | 0 | 0 | 211.7497 | 423.4995 | 635.2492 | 15.991 | 31.982 | 47.973 | 26645.7795 | 99360.1792 | 26645.7795 | 99584.5339 | 8881.9265 | 26675.9989 | 99638.1668 | 26675.9989 | 100408.7644 | 8891.9996 | 26729.8349 | 100323.3619 | 26729.8349 | 101903.7784 | 8909.945 | 355.2771 | 355.68 | 356.3978 | 0.045032 | 0.045032 | 0.045032 | 38813.8274 | 0 | 0 | 0 | 143.0333 | 10.8016 | 38857.8466 | 0 | 0 | 0 | 143.1955 | 10.8139 | 38936.2674 | 0 | 0 | 0 | 143.4845 | 10.8357 | 582207.4104 | 582867.6995 | 584044.0103 | 0 | 0 | 0 | 0 | 0 | 0 | 0 | 0 | 0 | 2145.4998 | 2147.933 | 2152.2679 | 38813.8274 | 21.6155 | 116607.9413 | 0 | 0 | 0 | 0 | 0 | 0 | 0 | 0 | 0 | 143.0333 | 286.2289 | 429.7134 | 10.8016 | 21.6155 | 32.4513 | 100 | 179.6696 | 2.7967 | 100 | 180.1343 | 2.8013 | 100 | 181.4927 | 2.8149 | 57460.8601 | 0 | 0 | 0 | 211.7497 | 15.991 | 57460.8601 | 0 | 0 | 0 | 15.991 | 57460.8601 | 0 | 0 | 0 | 15.991 | 57460.8601 | 31.982 | 172382.5802 | 0 | 0 | 0 | 0 | 0 | 0 | 0 | 0 | 0 | 211.7497 | 423.4995 | 635.2492 | 15.991 | 31.982 | 47.973 | 42076.81 | 117676.0292 | 42076.81 | 117941.741 | 0 | 42076.81 | 117871.5808 | 42076.81 | 118783.1949 | 0 | 42076.81 | 118443.1288 | 42076.81 | 120308.9901 | 0 | 420.7681 | 420.7681 | 420.7681 | 0.053333 | 0.053333 | 0.053333 | 45968.6881 | 0 | 0 | 0 | 169.3998 | 12.7928 | 45968.6881 | 0 | 0 | 0 | 169.3998 | 12.7928 | 45968.6881 | 0 | 0 | 0 | 169.3998 | 12.7928 | 689530.3208 | 689530.3208 | 689530.3208 | 0 | 0 | 0 | 0 | 0 | 0 | 0 | 0 | 0 | 2540.9968 | 2540.9968 | 2540.9968 | 45968.6881 | 25.5856 | 137906.0642 | 0 | 0 | 0 | 0 | 0 | 0 | 0 | 0 | 0 | 169.3998 | 338.7996 | 508.1994 | 12.7928 | 25.5856 | 38.3784
| 765 | Business | Retail | HVAC | Electric | 02-115 | 02-115.02 | Heat Pumps | [02-115]_Business_HVAC_Air Source Heat Pumps (ASHP)_[65, 135) kBtu/h_CEE Tier 1_ROB_Electric_per ton | EER 11 IEER 12.2 COP 2.87 | EER 11.8 IEER 13.6 COP 2.96 | ENGINEER | 127.0343 | 0 | 0 | 0 | 0.07396 | 0 | 100 | 15 | 0.478 | 0.387 | 0.612 | 0 | 0.001 | 0.86 | 1 | Replace on Burnout | 15.6951 | 0.061022 | 1638.7419 | 0 | 0 | 0 | 6.3714 | 104.7476 | 0 | 0 | 0 | 174.922 | 0 | 0 | 279.6696 | 41.8335 | 237.8361 | 6.6853 | 104.3278 | 0 | 0 | 0 | 175.8065 | 0 | 0 | 280.1343 | 41.8335 | 238.3008 | 6.6964 | 104.3463 | 0 | 0 | 0 | 177.1464 | 0 | 0 | 281.4927 | 41.8335 | 239.6592 | 6.7289 | per ton | 0.2776 | 2378.7192 | 0 | 17324.9193 | 0 | 0 | 0 | 63.8443 | 4.8214 | 17324.9193 | 0 | 0 | 0 | 4.8214 | 17324.9193 | 0 | 0 | 0 | 4.8214 | 17324.9193 | 34649.8387 | 51974.758 | 0 | 0 | 0 | 0 | 0 | 0 | 0 | 0 | 0 | 63.8443 | 127.6886 | 191.5328 | 4.8214 | 9.6428 | 14.4643 | 17324.9193 | 0 | 0 | 0 | 63.8443 | 4.8214 | 17324.9193 | 0 | 0 | 0 | 4.8214 | 17324.9193 | 0 | 0 | 0 | 4.8214 | 17324.9193 | 9.6428 | 51974.758 | 0 | 0 | 0 | 0 | 0 | 0 | 0 | 0 | 0 | 63.8443 | 127.6886 | 191.5328 | 4.8214 | 9.6428 | 14.4643 | 1672.3229 | 11179.9924 | 1672.3229 | 11600.817 | 2325.2492 | 1684.2389 | 11278.3656 | 1684.2389 | 11767.7618 | 2341.8176 | 1705.5652 | 11476.5553 | 1705.5652 | 12069.654 | 2371.4703 | 39.9757 | 40.2606 | 40.7704 | 0.016806 | 0.016806 | 0.016806 | 4367.326 | 0 | 0 | 0 | 16.0941 | 1.2154 | 4398.4451 | 0 | 0 | 0 | 16.2088 | 1.2241 | 4454.1393 | 0 | 0 | 0 | 16.414 | 1.2396 | 65509.8903 | 65976.6758 | 66812.0893 | 0 | 0 | 0 | 0 | 0 | 0 | 0 | 0 | 0 | 241.4113 | 243.1315 | 246.2101 | 4367.326 | 2.4395 | 13219.9104 | 0 | 0 | 0 | 0 | 0 | 0 | 0 | 0 | 0 | 16.0941 | 32.3029 | 48.7169 | 1.2154 | 2.4395 | 3.679 | 1 | 1 | 1 | 1 | 1 | 1 | 1 | 75 | 204.6696 | 3.7289 | 75 | 205.1343 | 3.7351 | 75 | 206.4927 | 3.7532 | 17324.9193 | 0 | 0 | 0 | 63.8443 | 4.8214 | 17324.9193 | 0 | 0 | 0 | 4.8214 | 17324.9193 | 0 | 0 | 0 | 4.8214 | 17324.9193 | 9.6428 | 51974.758 | 0 | 0 | 0 | 0 | 0 | 0 | 0 | 0 | 0 | 63.8443 | 127.6886 | 191.5328 | 4.8214 | 9.6428 | 14.4643 | 7093.2929 | 26450.3749 | 7093.2929 | 27445.9898 | 2364.431 | 7104.7411 | 26537.0899 | 7104.7411 | 27688.5998 | 2368.247 | 7124.8337 | 26741.1778 | 7124.8337 | 28123.1394 | 2374.9446 | 94.5772 | 94.7299 | 94.9978 | 0.03976 | 0.03976 | 0.03976 | 10332.5124 | 0 | 0 | 0 | 38.0765 | 2.8755 | 10349.1885 | 0 | 0 | 0 | 38.1379 | 2.8801 | 10378.4565 | 0 | 0 | 0 | 38.2458 | 2.8883 | 154987.686 | 155237.8275 | 155676.8478 | 0 | 0 | 0 | 0 | 0 | 0 | 0 | 0 | 0 | 571.1471 | 572.0689 | 573.6867 | 10332.5124 | 5.7556 | 31060.1574 | 0 | 0 | 0 | 0 | 0 | 0 | 0 | 0 | 0 | 38.0765 | 76.2144 | 114.4602 | 2.8755 | 5.7556 | 8.6439 | 100 | 179.6696 | 2.7967 | 100 | 180.1343 | 2.8013 | 100 | 181.4927 | 2.8149 | 17324.9193 | 0 | 0 | 0 | 63.8443 | 4.8214 | 17324.9193 | 0 | 0 | 0 | 4.8214 | 17324.9193 | 0 | 0 | 0 | 4.8214 | 17324.9193 | 9.6428 | 51974.758 | 0 | 0 | 0 | 0 | 0 | 0 | 0 | 0 | 0 | 63.8443 | 127.6886 | 191.5328 | 4.8214 | 9.6428 | 14.4643 | 11893.596 | 33262.7676 | 11893.596 | 34514.8068 | 0 | 11893.596 | 33318.043 | 11893.596 | 34763.7951 | 0 | 11893.596 | 33479.5989 | 11893.596 | 35209.7964 | 0 | 118.936 | 118.936 | 118.936 | 0.05 | 0.05 | 0.05 | 12993.6895 | 0 | 0 | 0 | 47.8832 | 3.6161 | 12993.6895 | 0 | 0 | 0 | 47.8832 | 3.6161 | 12993.6895 | 0 | 0 | 0 | 47.8832 | 3.6161 | 194905.3427 | 194905.3427 | 194905.3427 | 0 | 0 | 0 | 0 | 0 | 0 | 0 | 0 | 0 | 718.2481 | 718.2481 | 718.2481 | 12993.6895 | 7.2321 | 38981.0685 | 0 | 0 | 0 | 0 | 0 | 0 | 0 | 0 | 0 | 47.8832 | 95.7664 | 143.6496 | 3.6161 | 7.2321 | 10.8482
| 766 | Business | Food Service | HVAC | Electric | 02-115 | 02-115.03 | Heat Pumps | [02-115]_Business_HVAC_Air Source Heat Pumps (ASHP)_[65, 135) kBtu/h_CEE Tier 1_ROB_Electric_per ton | EER 11 IEER 12.2 COP 2.87 | EER 11.8 IEER 13.6 COP 2.96 | ENGINEER | 127.0343 | 0 | 0 | 0 | 0.07396 | 0 | 100 | 15 | 0.478 | 0.387 | 0.612 | 0 | 0.001 | 0.86 | 1 | Replace on Burnout | 15.6951 | 0.061022 | 1638.7419 | 0 | 0 | 0 | 6.3714 | 104.7476 | 0 | 0 | 0 | 174.922 | 0 | 0 | 335.6035 | 41.8335 | 293.77 | 8.0224 | 104.3278 | 0 | 0 | 0 | 175.8065 | 0 | 0 | 336.1612 | 41.8335 | 294.3277 | 8.0357 | 104.3463 | 0 | 0 | 0 | 177.1464 | 0 | 0 | 337.7912 | 41.8335 | 295.9577 | 8.0747 | per ton | 0.03127 | 50.1262 | 0 | 365.084 | 0 | 0 | 0 | 1.3454 | 0.1016 | 365.084 | 0 | 0 | 0 | 0.1016 | 365.084 | 0 | 0 | 0 | 0.1016 | 365.084 | 730.168 | 1095.252 | 0 | 0 | 0 | 0 | 0 | 0 | 0 | 0 | 0 | 1.3454 | 2.6908 | 4.0361 | 0.1016 | 0.2032 | 0.3048 | 365.084 | 0 | 0 | 0 | 1.3454 | 0.1016 | 365.084 | 0 | 0 | 0 | 0.1016 | 365.084 | 0 | 0 | 0 | 0.1016 | 365.084 | 0.2032 | 1095.252 | 0 | 0 | 0 | 0 | 0 | 0 | 0 | 0 | 0 | 1.3454 | 2.6908 | 4.0361 | 0.1016 | 0.2032 | 0.3048 | 41.1171 | 329.8565 | 41.1171 | 337.1887 | 57.1705 | 41.3664 | 332.4076 | 41.3664 | 341.664 | 57.5171 | 41.8127 | 337.6234 | 41.8127 | 349.7843 | 58.1376 | 0.98288 | 0.98883 | 0.9995 | 0.019608 | 0.019608 | 0.019608 | 107.3787 | 0 | 0 | 0 | 0.3957 | 0.029883 | 108.0296 | 0 | 0 | 0 | 0.3981 | 0.030064 | 109.1952 | 0 | 0 | 0 | 0.4024 | 0.030388 | 1610.6798 | 1620.4439 | 1637.9278 | 0 | 0 | 0 | 0 | 0 | 0 | 0 | 0 | 0 | 5.9355 | 5.9715 | 6.0359 | 107.3787 | 0.059947 | 324.6034 | 0 | 0 | 0 | 0 | 0 | 0 | 0 | 0 | 0 | 0.3957 | 0.7938 | 1.1962 | 0.029883 | 0.059947 | 0.090335 | 1 | 1 | 1 | 1 | 1 | 1 | 1 | 75 | 260.6035 | 4.4747 | 75 | 261.1612 | 4.4821 | 75 | 262.7912 | 4.5039 | 365.084 | 0 | 0 | 0 | 1.3454 | 0.1016 | 365.084 | 0 | 0 | 0 | 0.1016 | 365.084 | 0 | 0 | 0 | 0.1016 | 365.084 | 0.2032 | 1095.252 | 0 | 0 | 0 | 0 | 0 | 0 | 0 | 0 | 0 | 1.3454 | 2.6908 | 4.0361 | 0.1016 | 0.2032 | 0.3048 | 154.7545 | 692.4822 | 154.7545 | 707.875 | 51.5848 | 154.9645 | 694.5739 | 154.9645 | 713.9153 | 51.6548 | 155.337 | 699.6198 | 155.337 | 724.8195 | 51.779 | 2.0634 | 2.0662 | 2.0712 | 0.041164 | 0.041164 | 0.041164 | 225.4247 | 0 | 0 | 0 | 0.83072 | 0.062734 | 225.7305 | 0 | 0 | 0 | 0.83184 | 0.062819 | 226.2732 | 0 | 0 | 0 | 0.83384 | 0.06297 | 3381.3701 | 3385.9571 | 3394.0975 | 0 | 0 | 0 | 0 | 0 | 0 | 0 | 0 | 0 | 12.4607 | 12.4776 | 12.5076 | 225.4247 | 0.12555 | 677.4283 | 0 | 0 | 0 | 0 | 0 | 0 | 0 | 0 | 0 | 0.83072 | 1.6626 | 2.4964 | 0.062734 | 0.12555 | 0.18852 | 100 | 235.6035 | 3.356 | 100 | 236.1612 | 3.3616 | 100 | 237.7912 | 3.3779 | 365.084 | 0 | 0 | 0 | 1.3454 | 0.1016 | 365.084 | 0 | 0 | 0 | 0.1016 | 365.084 | 0 | 0 | 0 | 0.1016 | 365.084 | 0.2032 | 1095.252 | 0 | 0 | 0 | 0 | 0 | 0 | 0 | 0 | 0 | 1.3454 | 2.6908 | 4.0361 | 0.1016 | 0.2032 | 0.3048 | 250.631 | 841.1263 | 250.631 | 859.8232 | 0 | 250.631 | 842.5241 | 250.631 | 865.9853 | 0 | 250.631 | 846.6094 | 250.631 | 877.1036 | 0 | 2.5063 | 2.5063 | 2.5063 | 0.05 | 0.05 | 0.05 | 273.813 | 0 | 0 | 0 | 1.009 | 0.0762 | 273.813 | 0 | 0 | 0 | 1.009 | 0.0762 | 273.813 | 0 | 0 | 0 | 1.009 | 0.0762 | 4107.1951 | 4107.1951 | 4107.1951 | 0 | 0 | 0 | 0 | 0 | 0 | 0 | 0 | 0 | 15.1355 | 15.1355 | 15.1355 | 273.813 | 0.1524 | 821.439 | 0 | 0 | 0 | 0 | 0 | 0 | 0 | 0 | 0 | 1.009 | 2.0181 | 3.0271 | 0.0762 | 0.1524 | 0.2286
| 767 | Business | Healthcare/Hospitals | HVAC | Electric | 02-115 | 02-115.04 | Heat Pumps | [02-115]_Business_HVAC_Air Source Heat Pumps (ASHP)_[65, 135) kBtu/h_CEE Tier 1_ROB_Electric_per ton | EER 11 IEER 12.2 COP 2.87 | EER 11.8 IEER 13.6 COP 2.96 | ENGINEER | 127.0343 | 0 | 0 | 0 | 0.07396 | 0 | 100 | 15 | 0.478 | 0.387 | 0.612 | 0 | 0.001 | 0.86 | 1 | Replace on Burnout | 15.6951 | 0.061022 | 1638.7419 | 0 | 0 | 0 | 6.3714 | 104.7476 | 0 | 0 | 0 | 174.922 | 0 | 0 | 279.6696 | 34.3847 | 245.2848 | 8.1335 | 104.3278 | 0 | 0 | 0 | 175.8065 | 0 | 0 | 280.1343 | 34.3847 | 245.7496 | 8.1471 | 104.3463 | 0 | 0 | 0 | 177.1464 | 0 | 0 | 281.4927 | 34.3847 | 247.1079 | 8.1866 | per ton | 3.2456 | 8815.1256 | 0 | 64203.1812 | 0 | 0 | 0 | 236.5959 | 17.8673 | 64203.1812 | 0 | 0 | 0 | 17.8673 | 64203.1812 | 0 | 0 | 0 | 17.8673 | 64203.1812 | 128406.3623 | 192609.5435 | 0 | 0 | 0 | 0 | 0 | 0 | 0 | 0 | 0 | 236.5959 | 473.1919 | 709.7878 | 17.8673 | 35.7347 | 53.602 | 64203.1812 | 0 | 0 | 0 | 236.5959 | 17.8673 | 64203.1812 | 0 | 0 | 0 | 17.8673 | 64203.1812 | 0 | 0 | 0 | 17.8673 | 64203.1812 | 35.7347 | 192609.5435 | 0 | 0 | 0 | 0 | 0 | 0 | 0 | 0 | 0 | 236.5959 | 473.1919 | 709.7878 | 17.8673 | 35.7347 | 53.602 | 3544.4294 | 28828.7451 | 3544.4294 | 29804.5093 | 6763.7161 | 3576.3113 | 29136.3959 | 3576.3113 | 30289.7825 | 6824.5553 | 3634.6598 | 29755.3483 | 3634.6598 | 31178.8615 | 6935.8997 | 103.0815 | 104.0087 | 105.7056 | 0.011694 | 0.011694 | 0.011694 | 11261.5934 | 0 | 0 | 0 | 41.5002 | 3.134 | 11362.8907 | 0 | 0 | 0 | 41.8735 | 3.1622 | 11548.2792 | 0 | 0 | 0 | 42.5567 | 3.2138 | 168923.9007 | 170443.361 | 173224.1887 | 0 | 0 | 0 | 0 | 0 | 0 | 0 | 0 | 0 | 622.5036 | 628.103 | 638.3506 | 11261.5934 | 6.2963 | 34172.7634 | 0 | 0 | 0 | 0 | 0 | 0 | 0 | 0 | 0 | 41.5002 | 83.3738 | 125.9305 | 3.134 | 6.2963 | 9.5101 | 1 | 1 | 1 | 1 | 1 | 1 | 1 | 75 | 204.6696 | 3.7289 | 75 | 205.1343 | 3.7351 | 75 | 206.4927 | 3.7532 | 64203.1812 | 0 | 0 | 0 | 236.5959 | 17.8673 | 64203.1812 | 0 | 0 | 0 | 17.8673 | 64203.1812 | 0 | 0 | 0 | 17.8673 | 64203.1812 | 35.7347 | 192609.5435 | 0 | 0 | 0 | 0 | 0 | 0 | 0 | 0 | 0 | 236.5959 | 473.1919 | 709.7878 | 17.8673 | 35.7347 | 53.602 | 26264.6038 | 97938.8024 | 26264.6038 | 101253.7291 | 8754.8679 | 26307.3013 | 98261.0356 | 26307.3013 | 102150.7741 | 8769.1004 | 26381.741 | 99016.8837 | 26381.741 | 103753.9089 | 8793.9137 | 350.1947 | 350.764 | 351.7565 | 0.039727 | 0.039727 | 0.039727 | 38258.5841 | 0 | 0 | 0 | 140.9872 | 10.6471 | 38320.7798 | 0 | 0 | 0 | 141.2164 | 10.6644 | 38429.2131 | 0 | 0 | 0 | 141.616 | 10.6946 | 573878.7612 | 574811.697 | 576438.1968 | 0 | 0 | 0 | 0 | 0 | 0 | 0 | 0 | 0 | 2114.8078 | 2118.2458 | 2124.2396 | 38258.5841 | 21.3116 | 115008.577 | 0 | 0 | 0 | 0 | 0 | 0 | 0 | 0 | 0 | 140.9872 | 282.2036 | 423.8195 | 10.6471 | 21.3116 | 32.0062 | 100 | 179.6696 | 2.7967 | 100 | 180.1343 | 2.8013 | 100 | 181.4927 | 2.8149 | 64203.1812 | 0 | 0 | 0 | 236.5959 | 17.8673 | 64203.1812 | 0 | 0 | 0 | 17.8673 | 64203.1812 | 0 | 0 | 0 | 17.8673 | 64203.1812 | 35.7347 | 192609.5435 | 0 | 0 | 0 | 0 | 0 | 0 | 0 | 0 | 0 | 236.5959 | 473.1919 | 709.7878 | 17.8673 | 35.7347 | 53.602 | 44075.6279 | 123266.1145 | 44075.6279 | 127438.2927 | 0 | 44075.6279 | 123470.9556 | 44075.6279 | 128358.6482 | 0 | 44075.6279 | 124069.6544 | 44075.6279 | 130005.2188 | 0 | 440.7563 | 440.7563 | 440.7563 | 0.05 | 0.05 | 0.05 | 48152.3859 | 0 | 0 | 0 | 177.447 | 13.4005 | 48152.3859 | 0 | 0 | 0 | 177.447 | 13.4005 | 48152.3859 | 0 | 0 | 0 | 177.447 | 13.4005 | 722285.788 | 722285.788 | 722285.788 | 0 | 0 | 0 | 0 | 0 | 0 | 0 | 0 | 0 | 2661.7044 | 2661.7044 | 2661.7044 | 48152.3859 | 26.801 | 144457.1576 | 0 | 0 | 0 | 0 | 0 | 0 | 0 | 0 | 0 | 177.447 | 354.8939 | 532.3409 | 13.4005 | 26.801 | 40.2015
| 768 | Business | Campus/Education | HVAC | Electric | 02-115 | 02-115.05 | Heat Pumps | [02-115]_Business_HVAC_Air Source Heat Pumps (ASHP)_[65, 135) kBtu/h_CEE Tier 1_ROB_Electric_per ton | EER 11 IEER 12.2 COP 2.87 | EER 11.8 IEER 13.6 COP 2.96 | ENGINEER | 127.0343 | 0 | 0 | 0 | 0.07396 | 0 | 100 | 15 | 0.478 | 0.387 | 0.612 | 0 | 0.001 | 0.86 | 1 | Replace on Burnout | 15.6951 | 0.061022 | 1638.7419 | 0 | 0 | 0 | 6.3714 | 104.7476 | 0 | 0 | 0 | 174.922 | 0 | 0 | 279.6696 | 34.3847 | 245.2848 | 8.1335 | 104.3278 | 0 | 0 | 0 | 175.8065 | 0 | 0 | 280.1343 | 34.3847 | 245.7496 | 8.1471 | 104.3463 | 0 | 0 | 0 | 177.1464 | 0 | 0 | 281.4927 | 34.3847 | 247.1079 | 8.1866 | per ton | 0.40259 | 914.2758 | 0 | 6658.9422 | 0 | 0 | 0 | 24.539 | 1.8531 | 6658.9422 | 0 | 0 | 0 | 1.8531 | 6658.9422 | 0 | 0 | 0 | 1.8531 | 6658.9422 | 13317.8844 | 19976.8266 | 0 | 0 | 0 | 0 | 0 | 0 | 0 | 0 | 0 | 24.539 | 49.0779 | 73.6169 | 1.8531 | 3.7063 | 5.5594 | 6658.9422 | 0 | 0 | 0 | 24.539 | 1.8531 | 6658.9422 | 0 | 0 | 0 | 1.8531 | 6658.9422 | 0 | 0 | 0 | 1.8531 | 6658.9422 | 3.7063 | 19976.8266 | 0 | 0 | 0 | 0 | 0 | 0 | 0 | 0 | 0 | 24.539 | 49.0779 | 73.6169 | 1.8531 | 3.7063 | 5.5594 | 359.8953 | 2927.2218 | 359.8953 | 2977.0574 | 686.7762 | 363.2267 | 2959.2272 | 363.2267 | 3026.1833 | 693.1334 | 369.2179 | 3022.6231 | 369.2179 | 3115.5843 | 704.5661 | 10.4667 | 10.5636 | 10.7378 | 0.011448 | 0.011448 | 0.011448 | 1143.4831 | 0 | 0 | 0 | 4.2139 | 0.31822 | 1154.0678 | 0 | 0 | 0 | 4.2529 | 0.32117 | 1173.1033 | 0 | 0 | 0 | 4.323 | 0.32647 | 17152.2458 | 17311.0165 | 17596.5488 | 0 | 0 | 0 | 0 | 0 | 0 | 0 | 0 | 0 | 63.208 | 63.793 | 64.8453 | 1143.4831 | 0.63939 | 3470.6541 | 0 | 0 | 0 | 0 | 0 | 0 | 0 | 0 | 0 | 4.2139 | 8.4667 | 12.7898 | 0.31822 | 0.63939 | 0.96586 | 1 | 1 | 1 | 1 | 1 | 1 | 1 | 75 | 204.6696 | 3.7289 | 75 | 205.1343 | 3.7351 | 75 | 206.4927 | 3.7532 | 6658.9422 | 0 | 0 | 0 | 24.539 | 1.8531 | 6658.9422 | 0 | 0 | 0 | 1.8531 | 6658.9422 | 0 | 0 | 0 | 1.8531 | 6658.9422 | 3.7063 | 19976.8266 | 0 | 0 | 0 | 0 | 0 | 0 | 0 | 0 | 0 | 24.539 | 49.0779 | 73.6169 | 1.8531 | 3.7063 | 5.5594 | 2713.9623 | 10120.1685 | 2713.9623 | 10292.4633 | 904.6541 | 2718.4098 | 10153.5978 | 2718.4098 | 10383.3353 | 906.1366 | 2726.2465 | 10232.2449 | 2726.2465 | 10546.9388 | 908.7488 | 36.1862 | 36.2455 | 36.35 | 0.039579 | 0.039579 | 0.039579 | 3953.3189 | 0 | 0 | 0 | 14.5684 | 1.1002 | 3959.7973 | 0 | 0 | 0 | 14.5923 | 1.102 | 3971.2128 | 0 | 0 | 0 | 14.6344 | 1.1052 | 59299.7832 | 59396.96 | 59568.1925 | 0 | 0 | 0 | 0 | 0 | 0 | 0 | 0 | 0 | 218.5264 | 218.8845 | 219.5155 | 3953.3189 | 2.2022 | 11884.329 | 0 | 0 | 0 | 0 | 0 | 0 | 0 | 0 | 0 | 14.5684 | 29.1607 | 43.7951 | 1.1002 | 2.2022 | 3.3073 | 100 | 179.6696 | 2.7967 | 100 | 180.1343 | 2.8013 | 100 | 181.4927 | 2.8149 | 6658.9422 | 0 | 0 | 0 | 24.539 | 1.8531 | 6658.9422 | 0 | 0 | 0 | 1.8531 | 6658.9422 | 0 | 0 | 0 | 1.8531 | 6658.9422 | 3.7063 | 19976.8266 | 0 | 0 | 0 | 0 | 0 | 0 | 0 | 0 | 0 | 24.539 | 49.0779 | 73.6169 | 1.8531 | 3.7063 | 5.5594 | 4571.3788 | 12784.7549 | 4571.3788 | 13002.414 | 0 | 4571.3788 | 12806.0003 | 4571.3788 | 13095.7515 | 0 | 4571.3788 | 12868.0954 | 4571.3788 | 13263.8552 | 0 | 45.7138 | 45.7138 | 45.7138 | 0.05 | 0.05 | 0.05 | 4994.2067 | 0 | 0 | 0 | 18.4042 | 1.3899 | 4994.2067 | 0 | 0 | 0 | 18.4042 | 1.3899 | 4994.2067 | 0 | 0 | 0 | 18.4042 | 1.3899 | 74913.0998 | 74913.0998 | 74913.0998 | 0 | 0 | 0 | 0 | 0 | 0 | 0 | 0 | 0 | 276.0632 | 276.0632 | 276.0632 | 4994.2067 | 2.7797 | 14982.62 | 0 | 0 | 0 | 0 | 0 | 0 | 0 | 0 | 0 | 18.4042 | 36.8084 | 55.2126 | 1.3899 | 2.7797 | 4.1696
| 769 | Business | Warehouse | HVAC | Electric | 02-115 | 02-115.06 | Heat Pumps | [02-115]_Business_HVAC_Air Source Heat Pumps (ASHP)_[65, 135) kBtu/h_CEE Tier 1_ROB_Electric_per ton | EER 11 IEER 12.2 COP 2.87 | EER 11.8 IEER 13.6 COP 2.96 | ENGINEER | 127.0343 | 0 | 0 | 0 | 0.07396 | 0 | 100 | 15 | 0.478 | 0.387 | 0.612 | 0 | 0.001 | 0.86 | 1 | Replace on Burnout | 15.6951 | 0.061022 | 1638.7419 | 0 | 0 | 0 | 6.3714 | 104.7476 | 0 | 0 | 0 | 174.922 | 0 | 0 | 279.6696 | 41.8335 | 237.8361 | 6.6853 | 104.3278 | 0 | 0 | 0 | 175.8065 | 0 | 0 | 280.1343 | 41.8335 | 238.3008 | 6.6964 | 104.3463 | 0 | 0 | 0 | 177.1464 | 0 | 0 | 281.4927 | 41.8335 | 239.6592 | 6.7289 | per ton | 0 | 0 | 0 | 0 | 0 | 0 | 0 | 0 | 0 | 0 | 0 | 0 | 0 | 0 | 0 | 0 | 0 | 0 | 0 | 0 | 0 | 0 | 0 | 0 | 0 | 0 | 0 | 0 | 0 | 0 | 0 | 0 | 0 | 0 | 0 | 0 | 0 | 0 | 0 | 0 | 0 | 0 | 0 | 0 | 0 | 0 | 0 | 0 | 0 | 0 | 0 | 0 | 0 | 0 | 0 | 0 | 0 | 0 | 0 | 0 | 0 | 0 | 0 | 0 | 0 | 0 | 0 | 0 | 0 | 0 | 0 | 0 | 0 | 0 | 0 | 0 | 0 | 0 | 0 | 0 | 0 | 0 | 0 | 0 | 0 | 0 | 0 | 0 | 0 | #NUM! | #NUM! | #NUM! | 0 | 0 | 0 | 0 | 0 | 0 | 0 | 0 | 0 | 0 | 0 | 0 | 0 | 0 | 0 | 0 | 0 | 0 | 0 | 0 | 0 | 0 | 0 | 0 | 0 | 0 | 0 | 0 | 0 | 0 | 0 | 0 | 0 | 0 | 0 | 0 | 0 | 0 | 0 | 0 | 0 | 0 | 0 | 0 | 0 | 0 | 0 | 0 | 0 | 0 | 0 | 1 | 1 | 1 | 1 | 1 | 1 | 1 | 75 | 204.6696 | 3.7289 | 75 | 205.1343 | 3.7351 | 75 | 206.4927 | 3.7532 | 0 | 0 | 0 | 0 | 0 | 0 | 0 | 0 | 0 | 0 | 0 | 0 | 0 | 0 | 0 | 0 | 0 | 0 | 0 | 0 | 0 | 0 | 0 | 0 | 0 | 0 | 0 | 0 | 0 | 0 | 0 | 0 | 0 | 0 | 0 | 0 | 0 | 0 | 0 | 0 | 0 | 0 | 0 | 0 | 0 | 0 | 0 | 0 | 0 | 0 | 0 | 0 | #NUM! | #NUM! | #NUM! | 0 | 0 | 0 | 0 | 0 | 0 | 0 | 0 | 0 | 0 | 0 | 0 | 0 | 0 | 0 | 0 | 0 | 0 | 0 | 0 | 0 | 0 | 0 | 0 | 0 | 0 | 0 | 0 | 0 | 0 | 0 | 0 | 0 | 0 | 0 | 0 | 0 | 0 | 0 | 0 | 0 | 0 | 0 | 0 | 0 | 0 | 0 | 0 | 0 | 0 | 0 | 100 | 179.6696 | 2.7967 | 100 | 180.1343 | 2.8013 | 100 | 181.4927 | 2.8149 | 0 | 0 | 0 | 0 | 0 | 0 | 0 | 0 | 0 | 0 | 0 | 0 | 0 | 0 | 0 | 0 | 0 | 0 | 0 | 0 | 0 | 0 | 0 | 0 | 0 | 0 | 0 | 0 | 0 | 0 | 0 | 0 | 0 | 0 | 0 | 0 | 0 | 0 | 0 | 0 | 0 | 0 | 0 | 0 | 0 | 0 | 0 | 0 | 0 | 0 | 0 | 0 | #NUM! | #NUM! | #NUM! | 0 | 0 | 0 | 0 | 0 | 0 | 0 | 0 | 0 | 0 | 0 | 0 | 0 | 0 | 0 | 0 | 0 | 0 | 0 | 0 | 0 | 0 | 0 | 0 | 0 | 0 | 0 | 0 | 0 | 0 | 0 | 0 | 0 | 0 | 0 | 0 | 0 | 0 | 0 | 0 | 0 | 0 | 0 | 0 | 0 | 0 | 0 | 0 | 0 | 0 | 0
| 770 | Business | Lodging | HVAC | Electric | 02-115 | 02-115.07 | Heat Pumps | [02-115]_Business_HVAC_Air Source Heat Pumps (ASHP)_[65, 135) kBtu/h_CEE Tier 1_ROB_Electric_per ton | EER 11 IEER 12.2 COP 2.87 | EER 11.8 IEER 13.6 COP 2.96 | ENGINEER | 127.0343 | 0 | 0 | 0 | 0.07396 | 0 | 100 | 15 | 0.478 | 0.387 | 0.612 | 0 | 0.001 | 0.86 | 1 | Replace on Burnout | 15.6951 | 0.061022 | 1638.7419 | 0 | 0 | 0 | 6.3714 | 104.7476 | 0 | 0 | 0 | 174.922 | 0 | 0 | 279.6696 | 34.3847 | 245.2848 | 8.1335 | 104.3278 | 0 | 0 | 0 | 175.8065 | 0 | 0 | 280.1343 | 34.3847 | 245.7496 | 8.1471 | 104.3463 | 0 | 0 | 0 | 177.1464 | 0 | 0 | 281.4927 | 34.3847 | 247.1079 | 8.1866 | per ton | 0.088079 | 252.5238 | 0 | 1839.2061 | 0 | 0 | 0 | 6.7777 | 0.51184 | 1839.2061 | 0 | 0 | 0 | 0.51184 | 1839.2061 | 0 | 0 | 0 | 0.51184 | 1839.2061 | 3678.4123 | 5517.6184 | 0 | 0 | 0 | 0 | 0 | 0 | 0 | 0 | 0 | 6.7777 | 13.5554 | 20.333 | 0.51184 | 1.0237 | 1.5355 | 1839.2061 | 0 | 0 | 0 | 6.7777 | 0.51184 | 1839.2061 | 0 | 0 | 0 | 0.51184 | 1839.2061 | 0 | 0 | 0 | 0.51184 | 1839.2061 | 1.0237 | 5517.6184 | 0 | 0 | 0 | 0 | 0 | 0 | 0 | 0 | 0 | 6.7777 | 13.5554 | 20.333 | 0.51184 | 1.0237 | 1.5355 | 184.784 | 1502.9474 | 184.784 | 1509.537 | 352.6171 | 185.8456 | 1514.0937 | 185.8456 | 1529.0551 | 354.6429 | 187.7089 | 1536.6895 | 187.7089 | 1564.2207 | 358.1986 | 5.374 | 5.4049 | 5.4591 | 0.021281 | 0.021281 | 0.021281 | 587.1078 | 0 | 0 | 0 | 2.1636 | 0.16339 | 590.4808 | 0 | 0 | 0 | 2.176 | 0.16433 | 596.401 | 0 | 0 | 0 | 2.1978 | 0.16597 | 8806.6176 | 8857.2114 | 8946.0148 | 0 | 0 | 0 | 0 | 0 | 0 | 0 | 0 | 0 | 32.4534 | 32.6398 | 32.9671 | 587.1078 | 0.32772 | 1773.9896 | 0 | 0 | 0 | 0 | 0 | 0 | 0 | 0 | 0 | 2.1636 | 4.3395 | 6.5374 | 0.16339 | 0.32772 | 0.49369 | 1 | 1 | 1 | 1 | 1 | 1 | 1 | 75 | 204.6696 | 3.7289 | 75 | 205.1343 | 3.7351 | 75 | 206.4927 | 3.7532 | 1839.2061 | 0 | 0 | 0 | 6.7777 | 0.51184 | 1839.2061 | 0 | 0 | 0 | 0.51184 | 1839.2061 | 0 | 0 | 0 | 0.51184 | 1839.2061 | 1.0237 | 5517.6184 | 0 | 0 | 0 | 0 | 0 | 0 | 0 | 0 | 0 | 6.7777 | 13.5554 | 20.333 | 0.51184 | 1.0237 | 1.5355 | 853.1691 | 3181.4055 | 853.1691 | 3195.3543 | 284.3897 | 854.1327 | 3190.2918 | 854.1327 | 3221.8165 | 284.7109 | 855.8496 | 3212.2051 | 855.8496 | 3269.7547 | 285.2832 | 11.3756 | 11.3884 | 11.4113 | 0.045048 | 0.045048 | 0.045048 | 1242.7768 | 0 | 0 | 0 | 4.5798 | 0.34586 | 1244.1806 | 0 | 0 | 0 | 4.5849 | 0.34625 | 1246.6815 | 0 | 0 | 0 | 4.5942 | 0.34694 | 18641.6518 | 18662.7083 | 18700.2219 | 0 | 0 | 0 | 0 | 0 | 0 | 0 | 0 | 0 | 68.6966 | 68.7742 | 68.9124 | 1242.7768 | 0.6921 | 3733.6388 | 0 | 0 | 0 | 0 | 0 | 0 | 0 | 0 | 0 | 4.5798 | 9.1647 | 13.7589 | 0.34586 | 0.6921 | 1.039 | 100 | 179.6696 | 2.7967 | 100 | 180.1343 | 2.8013 | 100 | 181.4927 | 2.8149 | 1839.2061 | 0 | 0 | 0 | 6.7777 | 0.51184 | 1839.2061 | 0 | 0 | 0 | 0.51184 | 1839.2061 | 0 | 0 | 0 | 0.51184 | 1839.2061 | 1.0237 | 5517.6184 | 0 | 0 | 0 | 0 | 0 | 0 | 0 | 0 | 0 | 6.7777 | 13.5554 | 20.333 | 0.51184 | 1.0237 | 1.5355 | 1346.7938 | 3766.5722 | 1346.7938 | 3783.0866 | 0 | 1346.7938 | 3772.8314 | 1346.7938 | 3810.1124 | 0 | 1346.7938 | 3791.1255 | 1346.7938 | 3859.047 | 0 | 13.4679 | 13.4679 | 13.4679 | 0.053333 | 0.053333 | 0.053333 | 1471.3649 | 0 | 0 | 0 | 5.4221 | 0.40947 | 1471.3649 | 0 | 0 | 0 | 5.4221 | 0.40947 | 1471.3649 | 0 | 0 | 0 | 5.4221 | 0.40947 | 22070.4737 | 22070.4737 | 22070.4737 | 0 | 0 | 0 | 0 | 0 | 0 | 0 | 0 | 0 | 81.3322 | 81.3322 | 81.3322 | 1471.3649 | 0.81894 | 4414.0947 | 0 | 0 | 0 | 0 | 0 | 0 | 0 | 0 | 0 | 5.4221 | 10.8443 | 16.2664 | 0.40947 | 0.81894 | 1.2284
| 771 | Business | Other Commercial | HVAC | Electric | 02-115 | 02-115.08 | Heat Pumps | [02-115]_Business_HVAC_Air Source Heat Pumps (ASHP)_[65, 135) kBtu/h_CEE Tier 1_ROB_Electric_per ton | EER 11 IEER 12.2 COP 2.87 | EER 11.8 IEER 13.6 COP 2.96 | ENGINEER | 127.0343 | 0 | 0 | 0 | 0.07396 | 0 | 100 | 15 | 0.478 | 0.387 | 0.612 | 0 | 0.001 | 0.86 | 1 | Replace on Burnout | 15.6951 | 0.061022 | 1638.7419 | 0 | 0 | 0 | 6.3714 | 104.7476 | 0 | 0 | 0 | 174.922 | 0 | 0 | 279.6696 | 41.8335 | 237.8361 | 6.6853 | 104.3278 | 0 | 0 | 0 | 175.8065 | 0 | 0 | 280.1343 | 41.8335 | 238.3008 | 6.6964 | 104.3463 | 0 | 0 | 0 | 177.1464 | 0 | 0 | 281.4927 | 41.8335 | 239.6592 | 6.7289 | per ton | 0.71264 | 2708.0284 | 0 | 19723.3758 | 0 | 0 | 0 | 72.6829 | 5.4889 | 19723.3758 | 0 | 0 | 0 | 5.4889 | 19723.3758 | 0 | 0 | 0 | 5.4889 | 19723.3758 | 39446.7517 | 59170.1275 | 0 | 0 | 0 | 0 | 0 | 0 | 0 | 0 | 0 | 72.6829 | 145.3657 | 218.0486 | 5.4889 | 10.9778 | 16.4667 | 19723.3758 | 0 | 0 | 0 | 72.6829 | 5.4889 | 19723.3758 | 0 | 0 | 0 | 5.4889 | 19723.3758 | 0 | 0 | 0 | 5.4889 | 19723.3758 | 10.9778 | 59170.1275 | 0 | 0 | 0 | 0 | 0 | 0 | 0 | 0 | 0 | 72.6829 | 145.3657 | 218.0486 | 5.4889 | 10.9778 | 16.4667 | 3041.8509 | 20335.708 | 3041.8509 | 20859.7008 | 4229.4831 | 3054.522 | 20454.3518 | 3054.522 | 21096.8949 | 4247.1013 | 3077.3892 | 20707.4038 | 3077.3892 | 21527.6838 | 4278.8965 | 72.7133 | 73.0162 | 73.5629 | 0.026851 | 0.026851 | 0.026851 | 7943.8933 | 0 | 0 | 0 | 29.2741 | 2.2107 | 7976.984 | 0 | 0 | 0 | 29.3961 | 2.2199 | 8036.7025 | 0 | 0 | 0 | 29.6162 | 2.2366 | 119158.3992 | 119654.7604 | 120550.537 | 0 | 0 | 0 | 0 | 0 | 0 | 0 | 0 | 0 | 439.1121 | 440.9413 | 444.2423 | 7943.8933 | 4.4307 | 23957.5798 | 0 | 0 | 0 | 0 | 0 | 0 | 0 | 0 | 0 | 29.2741 | 58.6702 | 88.2864 | 2.2107 | 4.4307 | 6.6672 | 1 | 1 | 1 | 1 | 1 | 1 | 1 | 75 | 204.6696 | 3.7289 | 75 | 205.1343 | 3.7351 | 75 | 206.4927 | 3.7532 | 19723.3758 | 0 | 0 | 0 | 72.6829 | 5.4889 | 19723.3758 | 0 | 0 | 0 | 5.4889 | 19723.3758 | 0 | 0 | 0 | 5.4889 | 19723.3758 | 10.9778 | 59170.1275 | 0 | 0 | 0 | 0 | 0 | 0 | 0 | 0 | 0 | 72.6829 | 145.3657 | 218.0486 | 5.4889 | 10.9778 | 16.4667 | 9179.7615 | 34230.6649 | 9179.7615 | 35112.6908 | 3059.9205 | 9189.9738 | 34325.6927 | 9189.9738 | 35403.9834 | 3063.3246 | 9208.2109 | 34560.583 | 9208.2109 | 35929.6275 | 3069.4036 | 122.3968 | 122.533 | 122.7761 | 0.045198 | 0.045198 | 0.045198 | 13371.7867 | 0 | 0 | 0 | 49.2765 | 3.7213 | 13386.6624 | 0 | 0 | 0 | 49.3314 | 3.7254 | 13413.2277 | 0 | 0 | 0 | 49.4293 | 3.7328 | 200576.7998 | 200799.9361 | 201198.416 | 0 | 0 | 0 | 0 | 0 | 0 | 0 | 0 | 0 | 739.1481 | 739.9704 | 741.4388 | 13371.7867 | 7.4467 | 40171.6768 | 0 | 0 | 0 | 0 | 0 | 0 | 0 | 0 | 0 | 49.2765 | 98.6079 | 148.0371 | 3.7213 | 7.4467 | 11.1795 | 100 | 179.6696 | 2.7967 | 100 | 180.1343 | 2.8013 | 100 | 181.4927 | 2.8149 | 19723.3758 | 0 | 0 | 0 | 72.6829 | 5.4889 | 19723.3758 | 0 | 0 | 0 | 5.4889 | 19723.3758 | 0 | 0 | 0 | 5.4889 | 19723.3758 | 10.9778 | 59170.1275 | 0 | 0 | 0 | 0 | 0 | 0 | 0 | 0 | 0 | 72.6829 | 145.3657 | 218.0486 | 5.4889 | 10.9778 | 16.4667 | 14442.8179 | 40392.1652 | 14442.8179 | 41432.9552 | 0 | 14442.8179 | 40459.2881 | 14442.8179 | 41730.2566 | 0 | 14442.8179 | 40655.4713 | 14442.8179 | 42265.9518 | 0 | 144.4282 | 144.4282 | 144.4282 | 0.053333 | 0.053333 | 0.053333 | 15778.7007 | 0 | 0 | 0 | 58.1463 | 4.3911 | 15778.7007 | 0 | 0 | 0 | 58.1463 | 4.3911 | 15778.7007 | 0 | 0 | 0 | 58.1463 | 4.3911 | 236680.5102 | 236680.5102 | 236680.5102 | 0 | 0 | 0 | 0 | 0 | 0 | 0 | 0 | 0 | 872.1943 | 872.1943 | 872.1943 | 15778.7007 | 8.7822 | 47336.102 | 0 | 0 | 0 | 0 | 0 | 0 | 0 | 0 | 0 | 58.1463 | 116.2926 | 174.4389 | 4.3911 | 8.7822 | 13.1733
| 772 | Business | Food Sales | HVAC | Electric | 02-115 | 02-115.09 | Heat Pumps | [02-115]_Business_HVAC_Air Source Heat Pumps (ASHP)_[65, 135) kBtu/h_CEE Tier 1_ROB_Electric_per ton | EER 11 IEER 12.2 COP 2.87 | EER 11.8 IEER 13.6 COP 2.96 | ENGINEER | 127.0343 | 0 | 0 | 0 | 0.07396 | 0 | 100 | 15 | 0.478 | 0.387 | 0.612 | 0 | 0.001 | 0.86 | 1 | Replace on Burnout | 15.6951 | 0.061022 | 1638.7419 | 0 | 0 | 0 | 6.3714 | 104.7476 | 0 | 0 | 0 | 174.922 | 0 | 0 | 279.6696 | 34.3847 | 245.2848 | 8.1335 | 104.3278 | 0 | 0 | 0 | 175.8065 | 0 | 0 | 280.1343 | 34.3847 | 245.7496 | 8.1471 | 104.3463 | 0 | 0 | 0 | 177.1464 | 0 | 0 | 281.4927 | 34.3847 | 247.1079 | 8.1866 | per ton | 0.24705 | 443.6933 | 0 | 3231.5502 | 0 | 0 | 0 | 11.9086 | 0.89932 | 3231.5502 | 0 | 0 | 0 | 0.89932 | 3231.5502 | 0 | 0 | 0 | 0.89932 | 3231.5502 | 6463.1003 | 9694.6505 | 0 | 0 | 0 | 0 | 0 | 0 | 0 | 0 | 0 | 11.9086 | 23.8173 | 35.7259 | 0.89932 | 1.7986 | 2.698 | 3231.5502 | 0 | 0 | 0 | 11.9086 | 0.89932 | 3231.5502 | 0 | 0 | 0 | 0.89932 | 3231.5502 | 0 | 0 | 0 | 0.89932 | 3231.5502 | 1.7986 | 9694.6505 | 0 | 0 | 0 | 0 | 0 | 0 | 0 | 0 | 0 | 11.9086 | 23.8173 | 35.7259 | 0.89932 | 1.7986 | 2.698 | 173.086 | 1407.801 | 173.086 | 1421.8422 | 330.2942 | 174.7076 | 1423.3518 | 174.7076 | 1445.4367 | 333.3886 | 177.5721 | 1453.7042 | 177.5721 | 1488.0008 | 338.8549 | 5.0338 | 5.081 | 5.1643 | 0.011345 | 0.011345 | 0.011345 | 549.9401 | 0 | 0 | 0 | 2.0266 | 0.15304 | 555.0924 | 0 | 0 | 0 | 2.0456 | 0.15448 | 564.1938 | 0 | 0 | 0 | 2.0791 | 0.15701 | 8249.1012 | 8326.3853 | 8462.9065 | 0 | 0 | 0 | 0 | 0 | 0 | 0 | 0 | 0 | 30.3989 | 30.6837 | 31.1868 | 549.9401 | 0.30752 | 1669.2262 | 0 | 0 | 0 | 0 | 0 | 0 | 0 | 0 | 0 | 2.0266 | 4.0722 | 6.1513 | 0.15304 | 0.30752 | 0.46454 | 1 | 1 | 1 | 1 | 1 | 1 | 1 | 75 | 204.6696 | 3.7289 | 75 | 205.1343 | 3.7351 | 75 | 206.4927 | 3.7532 | 3231.5502 | 0 | 0 | 0 | 11.9086 | 0.89932 | 3231.5502 | 0 | 0 | 0 | 0.89932 | 3231.5502 | 0 | 0 | 0 | 0.89932 | 3231.5502 | 1.7986 | 9694.6505 | 0 | 0 | 0 | 0 | 0 | 0 | 0 | 0 | 0 | 11.9086 | 23.8173 | 35.7259 | 0.89932 | 1.7986 | 2.698 | 1314.9669 | 4903.4162 | 1314.9669 | 4952.3224 | 438.3223 | 1317.1248 | 4919.6246 | 1317.1248 | 4995.9581 | 439.0416 | 1320.9481 | 4957.8291 | 1320.9481 | 5074.7968 | 440.316 | 17.5329 | 17.5617 | 17.6126 | 0.039516 | 0.039516 | 0.039516 | 1915.459 | 0 | 0 | 0 | 7.0587 | 0.53306 | 1918.6023 | 0 | 0 | 0 | 7.0703 | 0.53394 | 1924.1715 | 0 | 0 | 0 | 7.0908 | 0.53549 | 28731.8853 | 28779.0348 | 28862.5731 | 0 | 0 | 0 | 0 | 0 | 0 | 0 | 0 | 0 | 105.8802 | 106.054 | 106.3618 | 1915.459 | 1.067 | 5758.2329 | 0 | 0 | 0 | 0 | 0 | 0 | 0 | 0 | 0 | 7.0587 | 14.1289 | 21.2197 | 0.53306 | 1.067 | 1.6025 | 100 | 179.6696 | 2.7967 | 100 | 180.1343 | 2.8013 | 100 | 181.4927 | 2.8149 | 3231.5502 | 0 | 0 | 0 | 11.9086 | 0.89932 | 3231.5502 | 0 | 0 | 0 | 0.89932 | 3231.5502 | 0 | 0 | 0 | 0.89932 | 3231.5502 | 1.7986 | 9694.6505 | 0 | 0 | 0 | 0 | 0 | 0 | 0 | 0 | 0 | 11.9086 | 23.8173 | 35.7259 | 0.89932 | 1.7986 | 2.698 | 2218.4664 | 6204.3753 | 2218.4664 | 6266.257 | 0 | 2218.4664 | 6214.6856 | 2218.4664 | 6311.1134 | 0 | 2218.4664 | 6244.82 | 2218.4664 | 6392.1511 | 0 | 22.1847 | 22.1847 | 22.1847 | 0.05 | 0.05 | 0.05 | 2423.6626 | 0 | 0 | 0 | 8.9315 | 0.67449 | 2423.6626 | 0 | 0 | 0 | 8.9315 | 0.67449 | 2423.6626 | 0 | 0 | 0 | 8.9315 | 0.67449 | 36354.9393 | 36354.9393 | 36354.9393 | 0 | 0 | 0 | 0 | 0 | 0 | 0 | 0 | 0 | 133.972 | 133.972 | 133.972 | 2423.6626 | 1.349 | 7270.9879 | 0 | 0 | 0 | 0 | 0 | 0 | 0 | 0 | 0 | 8.9315 | 17.8629 | 26.7944 | 0.67449 | 1.349 | 2.0235
| 773 | Business | Manufacturing/Industrial | HVAC | Electric | 02-115 | 02-115.10 | Heat Pumps | [02-115]_Business_HVAC_Air Source Heat Pumps (ASHP)_[65, 135) kBtu/h_CEE Tier 1_ROB_Electric_per ton | EER 11 IEER 12.2 COP 2.87 | EER 11.8 IEER 13.6 COP 2.96 | ENGINEER | 127.0343 | 0 | 0 | 0 | 0.07396 | 0 | 100 | 15 | 0.478 | 0.387 | 0.612 | 0 | 0.001 | 0.86 | 1 | Replace on Burnout | 15.6951 | 0.061022 | 1638.7419 | 0 | 0 | 0 | 6.3714 | 104.7476 | 0 | 0 | 0 | 174.922 | 0 | 0 | 279.6696 | 34.3847 | 245.2848 | 8.1335 | 104.3278 | 0 | 0 | 0 | 175.8065 | 0 | 0 | 280.1343 | 34.3847 | 245.7496 | 8.1471 | 104.3463 | 0 | 0 | 0 | 177.1464 | 0 | 0 | 281.4927 | 34.3847 | 247.1079 | 8.1866 | per ton | 2.7583 | 11427.4358 | 0 | 83229.4131 | 0 | 0 | 0 | 306.7098 | 23.1622 | 83229.4131 | 0 | 0 | 0 | 23.1622 | 83229.4131 | 0 | 0 | 0 | 23.1622 | 83229.4131 | 166458.8261 | 249688.2392 | 0 | 0 | 0 | 0 | 0 | 0 | 0 | 0 | 0 | 306.7098 | 613.4195 | 920.1293 | 23.1622 | 46.3245 | 69.4867 | 83229.4131 | 0 | 0 | 0 | 306.7098 | 23.1622 | 83229.4131 | 0 | 0 | 0 | 23.1622 | 83229.4131 | 0 | 0 | 0 | 23.1622 | 83229.4131 | 46.3245 | 249688.2392 | 0 | 0 | 0 | 0 | 0 | 0 | 0 | 0 | 0 | 306.7098 | 613.4195 | 920.1293 | 23.1622 | 46.3245 | 69.4867 | 8417.7651 | 68466.1975 | 8417.7651 | 69340.8849 | 16063.3396 | 8465.3739 | 68967.8447 | 8465.3739 | 70233.4925 | 16154.1899 | 8550.4486 | 69998.7322 | 8550.4486 | 71849.9619 | 16316.5351 | 244.811 | 246.1956 | 248.6698 | 0.021423 | 0.021423 | 0.021423 | 26745.4748 | 0 | 0 | 0 | 98.5601 | 7.4431 | 26896.7407 | 0 | 0 | 0 | 99.1175 | 7.4852 | 27167.0456 | 0 | 0 | 0 | 100.1136 | 7.5604 | 401182.1222 | 403451.1098 | 407505.6847 | 0 | 0 | 0 | 0 | 0 | 0 | 0 | 0 | 0 | 1478.4013 | 1486.7627 | 1501.7043 | 26745.4748 | 14.9283 | 80809.2611 | 0 | 0 | 0 | 0 | 0 | 0 | 0 | 0 | 0 | 98.5601 | 197.6776 | 297.7912 | 7.4431 | 14.9283 | 22.4887 | 1 | 1 | 1 | 1 | 1 | 1 | 1 | 75 | 204.6696 | 3.7289 | 75 | 205.1343 | 3.7351 | 75 | 206.4927 | 3.7532 | 83229.4131 | 0 | 0 | 0 | 306.7098 | 23.1622 | 83229.4131 | 0 | 0 | 0 | 23.1622 | 83229.4131 | 0 | 0 | 0 | 23.1622 | 83229.4131 | 46.3245 | 249688.2392 | 0 | 0 | 0 | 0 | 0 | 0 | 0 | 0 | 0 | 306.7098 | 613.4195 | 920.1293 | 23.1622 | 46.3245 | 69.4867 | 38659.5609 | 144158.6984 | 38659.5609 | 146000.3926 | 12886.5203 | 38703.0807 | 144560.8103 | 38703.0807 | 147213.6852 | 12901.0269 | 38780.1829 | 145551.1544 | 38780.1829 | 149400.4901 | 12926.7276 | 515.4608 | 516.0411 | 517.0691 | 0.045107 | 0.045107 | 0.045107 | 56313.8158 | 0 | 0 | 0 | 207.5227 | 15.6718 | 56377.2094 | 0 | 0 | 0 | 207.7564 | 15.6894 | 56489.521 | 0 | 0 | 0 | 208.1702 | 15.7207 | 844707.2375 | 845658.141 | 847342.8154 | 0 | 0 | 0 | 0 | 0 | 0 | 0 | 0 | 0 | 3112.8412 | 3116.3454 | 3122.5536 | 56313.8158 | 31.3612 | 169180.5463 | 0 | 0 | 0 | 0 | 0 | 0 | 0 | 0 | 0 | 207.5227 | 415.2791 | 623.4493 | 15.6718 | 31.3612 | 47.0819 | 100 | 179.6696 | 2.7967 | 100 | 180.1343 | 2.8013 | 100 | 181.4927 | 2.8149 | 83229.4131 | 0 | 0 | 0 | 306.7098 | 23.1622 | 83229.4131 | 0 | 0 | 0 | 23.1622 | 83229.4131 | 0 | 0 | 0 | 23.1622 | 83229.4131 | 46.3245 | 249688.2392 | 0 | 0 | 0 | 0 | 0 | 0 | 0 | 0 | 0 | 306.7098 | 613.4195 | 920.1293 | 23.1622 | 46.3245 | 69.4867 | 60946.324 | 170448.3161 | 60946.324 | 172625.8724 | 0 | 60946.324 | 170731.5636 | 60946.324 | 173864.7052 | 0 | 60946.324 | 171559.4246 | 60946.324 | 176096.591 | 0 | 609.4632 | 609.4632 | 609.4632 | 0.053333 | 0.053333 | 0.053333 | 66583.5304 | 0 | 0 | 0 | 245.3678 | 18.5298 | 66583.5304 | 0 | 0 | 0 | 245.3678 | 18.5298 | 66583.5304 | 0 | 0 | 0 | 245.3678 | 18.5298 | 998752.9567 | 998752.9567 | 998752.9567 | 0 | 0 | 0 | 0 | 0 | 0 | 0 | 0 | 0 | 3680.517 | 3680.517 | 3680.517 | 66583.5304 | 37.0596 | 199750.5913 | 0 | 0 | 0 | 0 | 0 | 0 | 0 | 0 | 0 | 245.3678 | 490.7356 | 736.1034 | 18.5298 | 37.0596 | 55.5894
| 774 | Business | Office | HVAC | Electric | 02-421 | 02-421.01 | Heat Pumps | [02-421]_Business_HVAC_Air Source Heat Pumps (ASHP)_<65 kBtu/h_CEE Tier 1_ROB_Electric_per ton | SEER 14 HSPF 7.13 | SEER 15 HSPF 7.39 | ENGINEER | 123.6634 | 0 | 0 | 0 | 0.060408 | 0 | 59 | 15 | 0.478 | 0.387 | 0.612 | 0 | 0.001 | 0.86 | 1 | Replace on Burnout | 9.5125 | 0.036985 | 1595.2575 | 0 | 0 | 0 | 6.2024 | 101.9681 | 0 | 0 | 0 | 142.8708 | 0 | 0 | 244.8389 | 24.6817 | 220.1571 | 9.9198 | 101.5594 | 0 | 0 | 0 | 143.5933 | 0 | 0 | 245.1527 | 24.6817 | 220.4709 | 9.9326 | 101.5774 | 0 | 0 | 0 | 144.6876 | 0 | 0 | 246.265 | 24.6817 | 221.5833 | 9.9776 | per ton | 2.734 | 67174.7177 | 0 | 0 | 0 | 0 | 0 | 0 | 0 | 0 | 0 | 0 | 0 | 0 | 0 | 0 | 0 | 0 | 0 | 0 | 0 | 0 | 0 | 0 | 0 | 0 | 0 | 0 | 0 | 0 | 0 | 0 | 0 | 0 | 0 | 0 | 0 | 0 | 0 | 0 | 0 | 0 | 0 | 0 | 0 | 0 | 0 | 0 | 0 | 0 | 0 | 0 | 0 | 0 | 0 | 0 | 0 | 0 | 0 | 0 | 0 | 0 | 0 | 0 | 0 | 0 | 0 | 0 | 0 | 0 | 0 | 27781.5218 | 275588.1689 | 27781.5218 | 293387.8875 | 38628.2825 | 27855.1429 | 276672.6362 | 27855.1429 | 296230.6781 | 38730.6475 | 27991.9897 | 279293.4117 | 27991.9897 | 301516.5348 | 38920.9235 | 1125.5899 | 1128.5727 | 1134.1172 | 0.016756 | 0.016756 | 0.016756 | 119707.0488 | 0 | 0 | 0 | 441.1339 | 27.9513 | 120024.2728 | 0 | 0 | 0 | 442.3029 | 28.0254 | 120613.9281 | 0 | 0 | 0 | 444.4759 | 28.1631 | 1795605.7317 | 1800364.0919 | 1809208.9215 | 0 | 0 | 0 | 0 | 0 | 0 | 0 | 0 | 0 | 6617.0091 | 6634.5442 | 6667.1384 | 119707.0488 | 55.9767 | 360345.2497 | 0 | 0 | 0 | 0 | 0 | 0 | 0 | 0 | 0 | 441.1339 | 883.4369 | 1327.9128 | 27.9513 | 55.9767 | 84.1398 | 1 | 1 | 1 | 1 | 1 | 1 | 1 | 44.25 | 200.5889 | 5.5331 | 44.25 | 200.9027 | 5.5402 | 44.25 | 202.015 | 5.5653 | 0 | 0 | 0 | 0 | 0 | 0 | 0 | 0 | 0 | 0 | 0 | 0 | 0 | 0 | 0 | 0 | 0 | 0 | 0 | 0 | 0 | 0 | 0 | 0 | 0 | 0 | 0 | 0 | 0 | 0 | 0 | 0 | 0 | 0 | 71256.6568 | 394268.924 | 71256.6568 | 419734.008 | 23752.2189 | 71307.0783 | 395053.6029 | 71307.0783 | 422980.0183 | 23769.0261 | 71399.7567 | 397361.898 | 71399.7567 | 428979.6233 | 23799.9189 | 1610.3199 | 1611.4594 | 1613.5538 | 0.023972 | 0.023972 | 0.023972 | 171258.329 | 0 | 0 | 0 | 631.1062 | 39.9884 | 171379.5121 | 0 | 0 | 0 | 631.5528 | 40.0167 | 171602.2555 | 0 | 0 | 0 | 632.3736 | 40.0687 | 2568874.9354 | 2570692.682 | 2574033.8323 | 0 | 0 | 0 | 0 | 0 | 0 | 0 | 0 | 0 | 9466.5931 | 9473.2917 | 9485.6042 | 171258.329 | 80.0051 | 514240.0967 | 0 | 0 | 0 | 0 | 0 | 0 | 0 | 0 | 0 | 631.1062 | 1262.659 | 1895.0326 | 39.9884 | 80.0051 | 120.0738 | 59 | 185.8389 | 4.1498 | 59 | 186.1527 | 4.1551 | 59 | 187.265 | 4.174 | 0 | 0 | 0 | 0 | 0 | 0 | 0 | 0 | 0 | 0 | 0 | 0 | 0 | 0 | 0 | 0 | 0 | 0 | 0 | 0 | 0 | 0 | 0 | 0 | 0 | 0 | 0 | 0 | 0 | 0 | 0 | 0 | 0 | 0 | 105688.2226 | 438586.2003 | 105688.2226 | 466913.6534 | 0 | 105688.2226 | 439148.3369 | 105688.2226 | 470191.8175 | 0 | 105688.2226 | 441140.9227 | 105688.2226 | 476242.1052 | 0 | 1791.3258 | 1791.3258 | 1791.3258 | 0.026667 | 0.026667 | 0.026667 | 190508.3947 | 0 | 0 | 0 | 702.0449 | 44.4833 | 190508.3947 | 0 | 0 | 0 | 702.0449 | 44.4833 | 190508.3947 | 0 | 0 | 0 | 702.0449 | 44.4833 | 2857625.9212 | 2857625.9212 | 2857625.9212 | 0 | 0 | 0 | 0 | 0 | 0 | 0 | 0 | 0 | 10530.673 | 10530.673 | 10530.673 | 190508.3947 | 88.9665 | 571525.1842 | 0 | 0 | 0 | 0 | 0 | 0 | 0 | 0 | 0 | 702.0449 | 1404.0897 | 2106.1346 | 44.4833 | 88.9665 | 133.4498
| 775 | Business | Retail | HVAC | Electric | 02-421 | 02-421.02 | Heat Pumps | [02-421]_Business_HVAC_Air Source Heat Pumps (ASHP)_<65 kBtu/h_CEE Tier 1_ROB_Electric_per ton | SEER 14 HSPF 7.13 | SEER 15 HSPF 7.39 | ENGINEER | 123.6634 | 0 | 0 | 0 | 0.060408 | 0 | 59 | 15 | 0.478 | 0.387 | 0.612 | 0 | 0.001 | 0.86 | 1 | Replace on Burnout | 9.5125 | 0.036985 | 1595.2575 | 0 | 0 | 0 | 6.2024 | 101.9681 | 0 | 0 | 0 | 142.8708 | 0 | 0 | 244.8389 | 24.6817 | 220.1571 | 9.9198 | 101.5594 | 0 | 0 | 0 | 143.5933 | 0 | 0 | 245.1527 | 24.6817 | 220.4709 | 9.9326 | 101.5774 | 0 | 0 | 0 | 144.6876 | 0 | 0 | 246.265 | 24.6817 | 221.5833 | 9.9776 | per ton | 2.0762 | 17791.3215 | 0 | 0 | 0 | 0 | 0 | 0 | 0 | 0 | 0 | 0 | 0 | 0 | 0 | 0 | 0 | 0 | 0 | 0 | 0 | 0 | 0 | 0 | 0 | 0 | 0 | 0 | 0 | 0 | 0 | 0 | 0 | 0 | 0 | 0 | 0 | 0 | 0 | 0 | 0 | 0 | 0 | 0 | 0 | 0 | 0 | 0 | 0 | 0 | 0 | 0 | 0 | 0 | 0 | 0 | 0 | 0 | 0 | 0 | 0 | 0 | 0 | 0 | 0 | 0 | 0 | 0 | 0 | 0 | 0 | 5416.7226 | 53733.0053 | 5416.7226 | 58986.7892 | 7531.5777 | 5440.7581 | 54040.6086 | 5440.7581 | 59668.8557 | 7564.9974 | 5485.0058 | 54727.2983 | 5485.0058 | 60927.2919 | 7626.5207 | 219.4627 | 220.4365 | 222.2293 | 0.012335 | 0.012335 | 0.012335 | 23339.9696 | 0 | 0 | 0 | 86.0104 | 5.4498 | 23443.5354 | 0 | 0 | 0 | 86.3921 | 5.474 | 23634.1931 | 0 | 0 | 0 | 87.0947 | 5.5185 | 350099.5438 | 351653.0314 | 354512.8966 | 0 | 0 | 0 | 0 | 0 | 0 | 0 | 0 | 0 | 1290.1562 | 1295.881 | 1306.4199 | 23339.9696 | 10.9238 | 70417.6981 | 0 | 0 | 0 | 0 | 0 | 0 | 0 | 0 | 0 | 86.0104 | 172.4025 | 259.4971 | 5.4498 | 10.9238 | 16.4424 | 1 | 1 | 1 | 1 | 1 | 1 | 1 | 44.25 | 200.5889 | 5.5331 | 44.25 | 200.9027 | 5.5402 | 44.25 | 202.015 | 5.5653 | 0 | 0 | 0 | 0 | 0 | 0 | 0 | 0 | 0 | 0 | 0 | 0 | 0 | 0 | 0 | 0 | 0 | 0 | 0 | 0 | 0 | 0 | 0 | 0 | 0 | 0 | 0 | 0 | 0 | 0 | 0 | 0 | 0 | 0 | 17053.0843 | 94356.1135 | 17053.0843 | 103581.8517 | 5684.3614 | 17069.9229 | 94570.3386 | 17069.9229 | 104419.6954 | 5689.9743 | 17100.4362 | 95169.257 | 17100.4362 | 105950.8742 | 5700.1454 | 385.3804 | 385.761 | 386.4505 | 0.021661 | 0.021661 | 0.021661 | 40985.402 | 0 | 0 | 0 | 151.0358 | 9.57 | 41025.8719 | 0 | 0 | 0 | 151.185 | 9.5794 | 41099.2076 | 0 | 0 | 0 | 151.4552 | 9.5966 | 614781.0294 | 615388.0781 | 616488.1144 | 0 | 0 | 0 | 0 | 0 | 0 | 0 | 0 | 0 | 2265.5373 | 2267.7743 | 2271.8281 | 40985.402 | 19.1494 | 123110.4815 | 0 | 0 | 0 | 0 | 0 | 0 | 0 | 0 | 0 | 151.0358 | 302.2208 | 453.676 | 9.57 | 19.1494 | 28.746 | 59 | 185.8389 | 4.1498 | 59 | 186.1527 | 4.1551 | 59 | 187.265 | 4.174 | 0 | 0 | 0 | 0 | 0 | 0 | 0 | 0 | 0 | 0 | 0 | 0 | 0 | 0 | 0 | 0 | 0 | 0 | 0 | 0 | 0 | 0 | 0 | 0 | 0 | 0 | 0 | 0 | 0 | 0 | 0 | 0 | 0 | 0 | 26242.1992 | 108900.1798 | 26242.1992 | 119547.9747 | 0 | 26242.1992 | 109039.7573 | 26242.1992 | 120396.082 | 0 | 26242.1992 | 109534.5128 | 26242.1992 | 121943.5536 | 0 | 444.783 | 444.783 | 444.783 | 0.025 | 0.025 | 0.025 | 47302.8983 | 0 | 0 | 0 | 174.3165 | 11.0451 | 47302.8983 | 0 | 0 | 0 | 174.3165 | 11.0451 | 47302.8983 | 0 | 0 | 0 | 174.3165 | 11.0451 | 709543.4747 | 709543.4747 | 709543.4747 | 0 | 0 | 0 | 0 | 0 | 0 | 0 | 0 | 0 | 2614.7475 | 2614.7475 | 2614.7475 | 47302.8983 | 22.0902 | 141908.6949 | 0 | 0 | 0 | 0 | 0 | 0 | 0 | 0 | 0 | 174.3165 | 348.633 | 522.9495 | 11.0451 | 22.0902 | 33.1353
| 776 | Business | Food Service | HVAC | Electric | 02-421 | 02-421.03 | Heat Pumps | [02-421]_Business_HVAC_Air Source Heat Pumps (ASHP)_<65 kBtu/h_CEE Tier 1_ROB_Electric_per ton | SEER 14 HSPF 7.13 | SEER 15 HSPF 7.39 | ENGINEER | 123.6634 | 0 | 0 | 0 | 0.060408 | 0 | 59 | 15 | 0.478 | 0.387 | 0.612 | 0 | 0.001 | 0.86 | 1 | Replace on Burnout | 9.5125 | 0.036985 | 1595.2575 | 0 | 0 | 0 | 6.2024 | 101.9681 | 0 | 0 | 0 | 142.8708 | 0 | 0 | 293.8067 | 24.6817 | 269.1249 | 11.9038 | 101.5594 | 0 | 0 | 0 | 143.5933 | 0 | 0 | 294.1832 | 24.6817 | 269.5015 | 11.9191 | 101.5774 | 0 | 0 | 0 | 144.6876 | 0 | 0 | 295.518 | 24.6817 | 270.8363 | 11.9731 | per ton | 0.23388 | 374.9124 | 0 | 0 | 0 | 0 | 0 | 0 | 0 | 0 | 0 | 0 | 0 | 0 | 0 | 0 | 0 | 0 | 0 | 0 | 0 | 0 | 0 | 0 | 0 | 0 | 0 | 0 | 0 | 0 | 0 | 0 | 0 | 0 | 0 | 0 | 0 | 0 | 0 | 0 | 0 | 0 | 0 | 0 | 0 | 0 | 0 | 0 | 0 | 0 | 0 | 0 | 0 | 0 | 0 | 0 | 0 | 0 | 0 | 0 | 0 | 0 | 0 | 0 | 0 | 0 | 0 | 0 | 0 | 0 | 0 | 126.3017 | 1503.4712 | 126.3017 | 1629.8297 | 175.6138 | 126.7723 | 1511.0067 | 126.7723 | 1647.4359 | 176.2681 | 127.6428 | 1528.2851 | 127.6428 | 1680.0825 | 177.4784 | 5.1172 | 5.1363 | 5.1715 | 0.013649 | 0.013649 | 0.013649 | 544.2181 | 0 | 0 | 0 | 2.0055 | 0.12707 | 546.2457 | 0 | 0 | 0 | 2.013 | 0.12755 | 549.9965 | 0 | 0 | 0 | 2.0268 | 0.12842 | 8163.2722 | 8193.6851 | 8249.9473 | 0 | 0 | 0 | 0 | 0 | 0 | 0 | 0 | 0 | 30.0826 | 30.1947 | 30.402 | 544.2181 | 0.25462 | 1640.4603 | 0 | 0 | 0 | 0 | 0 | 0 | 0 | 0 | 0 | 2.0055 | 4.0185 | 6.0453 | 0.12707 | 0.25462 | 0.38304 | 1 | 1 | 1 | 1 | 1 | 1 | 1 | 44.25 | 249.5567 | 6.6397 | 44.25 | 249.9332 | 6.6482 | 44.25 | 251.268 | 6.6784 | 0 | 0 | 0 | 0 | 0 | 0 | 0 | 0 | 0 | 0 | 0 | 0 | 0 | 0 | 0 | 0 | 0 | 0 | 0 | 0 | 0 | 0 | 0 | 0 | 0 | 0 | 0 | 0 | 0 | 0 | 0 | 0 | 0 | 0 | 367.5044 | 2440.1181 | 367.5044 | 2645.1967 | 122.5015 | 367.8091 | 2445.2718 | 367.8091 | 2666.056 | 122.603 | 368.3665 | 2460.0894 | 368.3665 | 2704.4386 | 122.7888 | 8.3052 | 8.3121 | 8.3247 | 0.022152 | 0.022152 | 0.022152 | 883.2604 | 0 | 0 | 0 | 3.2549 | 0.20624 | 883.9929 | 0 | 0 | 0 | 3.2576 | 0.20641 | 885.3325 | 0 | 0 | 0 | 3.2625 | 0.20672 | 13248.906 | 13259.893 | 13279.9879 | 0 | 0 | 0 | 0 | 0 | 0 | 0 | 0 | 0 | 48.8237 | 48.8642 | 48.9382 | 883.2604 | 0.41265 | 2652.5858 | 0 | 0 | 0 | 0 | 0 | 0 | 0 | 0 | 0 | 3.2549 | 6.5125 | 9.7751 | 0.20624 | 0.41265 | 0.61937 | 59 | 234.8067 | 4.9798 | 59 | 235.1832 | 4.9862 | 59 | 236.518 | 5.0088 | 0 | 0 | 0 | 0 | 0 | 0 | 0 | 0 | 0 | 0 | 0 | 0 | 0 | 0 | 0 | 0 | 0 | 0 | 0 | 0 | 0 | 0 | 0 | 0 | 0 | 0 | 0 | 0 | 0 | 0 | 0 | 0 | 0 | 0 | 552.9958 | 2753.7939 | 552.9958 | 2985.2352 | 0 | 552.9958 | 2757.3234 | 552.9958 | 3006.2829 | 0 | 552.9958 | 2769.8345 | 552.9958 | 3044.9491 | 0 | 9.3728 | 9.3728 | 9.3728 | 0.025 | 0.025 | 0.025 | 996.803 | 0 | 0 | 0 | 3.6733 | 0.23275 | 996.803 | 0 | 0 | 0 | 3.6733 | 0.23275 | 996.803 | 0 | 0 | 0 | 3.6733 | 0.23275 | 14952.0451 | 14952.0451 | 14952.0451 | 0 | 0 | 0 | 0 | 0 | 0 | 0 | 0 | 0 | 55.1 | 55.1 | 55.1 | 996.803 | 0.4655 | 2990.409 | 0 | 0 | 0 | 0 | 0 | 0 | 0 | 0 | 0 | 3.6733 | 7.3467 | 11.02 | 0.23275 | 0.4655 | 0.69825
| 777 | Business | Healthcare/Hospitals | HVAC | Electric | 02-421 | 02-421.04 | Heat Pumps | [02-421]_Business_HVAC_Air Source Heat Pumps (ASHP)_<65 kBtu/h_CEE Tier 1_ROB_Electric_per ton | SEER 14 HSPF 7.13 | SEER 15 HSPF 7.39 | ENGINEER | 123.6634 | 0 | 0 | 0 | 0.060408 | 0 | 59 | 15 | 0.478 | 0.387 | 0.612 | 0 | 0.001 | 0.86 | 1 | Replace on Burnout | 9.5125 | 0.036985 | 1595.2575 | 0 | 0 | 0 | 6.2024 | 101.9681 | 0 | 0 | 0 | 142.8708 | 0 | 0 | 244.8389 | 20.287 | 224.5519 | 12.0688 | 101.5594 | 0 | 0 | 0 | 143.5933 | 0 | 0 | 245.1527 | 20.287 | 224.8657 | 12.0842 | 101.5774 | 0 | 0 | 0 | 144.6876 | 0 | 0 | 246.265 | 20.287 | 225.978 | 12.1391 | per ton | 6.2546 | 16987.5689 | 0 | 0 | 0 | 0 | 0 | 0 | 0 | 0 | 0 | 0 | 0 | 0 | 0 | 0 | 0 | 0 | 0 | 0 | 0 | 0 | 0 | 0 | 0 | 0 | 0 | 0 | 0 | 0 | 0 | 0 | 0 | 0 | 0 | 0 | 0 | 0 | 0 | 0 | 0 | 0 | 0 | 0 | 0 | 0 | 0 | 0 | 0 | 0 | 0 | 0 | 0 | 0 | 0 | 0 | 0 | 0 | 0 | 0 | 0 | 0 | 0 | 0 | 0 | 0 | 0 | 0 | 0 | 0 | 0 | 3344.4645 | 40363.5327 | 3344.4645 | 44130.269 | 6382.1298 | 3364.7539 | 40660.4478 | 3364.7539 | 44713.2891 | 6420.8473 | 3401.4822 | 41290.7875 | 3401.4822 | 45782.2764 | 6490.9347 | 164.8575 | 165.8576 | 167.6681 | 0.0097046 | 0.0097046 | 0.0097046 | 17532.6807 | 0 | 0 | 0 | 64.6099 | 4.0938 | 17639.0435 | 0 | 0 | 0 | 65.0019 | 4.1187 | 17831.5845 | 0 | 0 | 0 | 65.7114 | 4.1636 | 262990.2111 | 264585.653 | 267473.7678 | 0 | 0 | 0 | 0 | 0 | 0 | 0 | 0 | 0 | 969.1485 | 975.0279 | 985.6709 | 17532.6807 | 8.2125 | 53003.3088 | 0 | 0 | 0 | 0 | 0 | 0 | 0 | 0 | 0 | 64.6099 | 129.6118 | 195.3232 | 4.0938 | 8.2125 | 12.3761 | 1 | 1 | 1 | 1 | 1 | 1 | 1 | 44.25 | 200.5889 | 5.5331 | 44.25 | 200.9027 | 5.5402 | 44.25 | 202.015 | 5.5653 | 0 | 0 | 0 | 0 | 0 | 0 | 0 | 0 | 0 | 0 | 0 | 0 | 0 | 0 | 0 | 0 | 0 | 0 | 0 | 0 | 0 | 0 | 0 | 0 | 0 | 0 | 0 | 0 | 0 | 0 | 0 | 0 | 0 | 0 | 16272.4458 | 90036.7766 | 16272.4458 | 98439.034 | 5424.1486 | 16288.5889 | 90241.6128 | 16288.5889 | 99236.4704 | 5429.5296 | 16317.9025 | 90814.2131 | 16317.9025 | 100692.7128 | 5439.3008 | 367.7389 | 368.1037 | 368.7662 | 0.021648 | 0.021648 | 0.021648 | 39109.2145 | 0 | 0 | 0 | 144.1219 | 9.1319 | 39148.013 | 0 | 0 | 0 | 144.2648 | 9.141 | 39218.4653 | 0 | 0 | 0 | 144.5245 | 9.1574 | 586638.2173 | 587220.1947 | 588276.9792 | 0 | 0 | 0 | 0 | 0 | 0 | 0 | 0 | 0 | 2161.8278 | 2163.9725 | 2167.8668 | 39109.2145 | 18.2729 | 117475.6928 | 0 | 0 | 0 | 0 | 0 | 0 | 0 | 0 | 0 | 144.1219 | 288.3867 | 432.9111 | 9.1319 | 18.2729 | 27.4303 | 59 | 185.8389 | 4.1498 | 59 | 186.1527 | 4.1551 | 59 | 187.265 | 4.174 | 0 | 0 | 0 | 0 | 0 | 0 | 0 | 0 | 0 | 0 | 0 | 0 | 0 | 0 | 0 | 0 | 0 | 0 | 0 | 0 | 0 | 0 | 0 | 0 | 0 | 0 | 0 | 0 | 0 | 0 | 0 | 0 | 0 | 0 | 25056.6642 | 103980.4328 | 25056.6642 | 113683.9161 | 0 | 25056.6642 | 104113.7047 | 25056.6642 | 114491.2669 | 0 | 25056.6642 | 104586.1088 | 25056.6642 | 115962.6743 | 0 | 424.6892 | 424.6892 | 424.6892 | 0.025 | 0.025 | 0.025 | 45165.9111 | 0 | 0 | 0 | 166.4415 | 10.5461 | 45165.9111 | 0 | 0 | 0 | 166.4415 | 10.5461 | 45165.9111 | 0 | 0 | 0 | 166.4415 | 10.5461 | 677488.6666 | 677488.6666 | 677488.6666 | 0 | 0 | 0 | 0 | 0 | 0 | 0 | 0 | 0 | 2496.622 | 2496.622 | 2496.622 | 45165.9111 | 21.0923 | 135497.7333 | 0 | 0 | 0 | 0 | 0 | 0 | 0 | 0 | 0 | 166.4415 | 332.8829 | 499.3244 | 10.5461 | 21.0923 | 31.6384
| 778 | Business | Campus/Education | HVAC | Electric | 02-421 | 02-421.05 | Heat Pumps | [02-421]_Business_HVAC_Air Source Heat Pumps (ASHP)_<65 kBtu/h_CEE Tier 1_ROB_Electric_per ton | SEER 14 HSPF 7.13 | SEER 15 HSPF 7.39 | ENGINEER | 123.6634 | 0 | 0 | 0 | 0.060408 | 0 | 59 | 15 | 0.478 | 0.387 | 0.612 | 0 | 0.001 | 0.86 | 1 | Replace on Burnout | 9.5125 | 0.036985 | 1595.2575 | 0 | 0 | 0 | 6.2024 | 101.9681 | 0 | 0 | 0 | 142.8708 | 0 | 0 | 244.8389 | 20.287 | 224.5519 | 12.0688 | 101.5594 | 0 | 0 | 0 | 143.5933 | 0 | 0 | 245.1527 | 20.287 | 224.8657 | 12.0842 | 101.5774 | 0 | 0 | 0 | 144.6876 | 0 | 0 | 246.265 | 20.287 | 225.978 | 12.1391 | per ton | 3.0111 | 6838.2068 | 0 | 0 | 0 | 0 | 0 | 0 | 0 | 0 | 0 | 0 | 0 | 0 | 0 | 0 | 0 | 0 | 0 | 0 | 0 | 0 | 0 | 0 | 0 | 0 | 0 | 0 | 0 | 0 | 0 | 0 | 0 | 0 | 0 | 0 | 0 | 0 | 0 | 0 | 0 | 0 | 0 | 0 | 0 | 0 | 0 | 0 | 0 | 0 | 0 | 0 | 0 | 0 | 0 | 0 | 0 | 0 | 0 | 0 | 0 | 0 | 0 | 0 | 0 | 0 | 0 | 0 | 0 | 0 | 0 | 1331.854 | 16073.8231 | 1331.854 | 17325.7914 | 2541.5324 | 1339.9619 | 16192.4036 | 1339.9619 | 17554.3564 | 2557.0045 | 1354.7767 | 16445.7124 | 1354.7767 | 17976.6788 | 2585.2751 | 65.6506 | 66.0503 | 66.7805 | 0.0096006 | 0.0096006 | 0.0096006 | 6981.9758 | 0 | 0 | 0 | 25.7294 | 1.6303 | 7024.4802 | 0 | 0 | 0 | 25.886 | 1.6402 | 7102.1438 | 0 | 0 | 0 | 26.1722 | 1.6583 | 104729.6369 | 105367.2033 | 106532.157 | 0 | 0 | 0 | 0 | 0 | 0 | 0 | 0 | 0 | 385.9405 | 388.29 | 392.583 | 6981.9758 | 3.2705 | 21108.5998 | 0 | 0 | 0 | 0 | 0 | 0 | 0 | 0 | 0 | 25.7294 | 51.6154 | 77.7876 | 1.6303 | 3.2705 | 4.9288 | 1 | 1 | 1 | 1 | 1 | 1 | 1 | 44.25 | 200.5889 | 5.5331 | 44.25 | 200.9027 | 5.5402 | 44.25 | 202.015 | 5.5653 | 0 | 0 | 0 | 0 | 0 | 0 | 0 | 0 | 0 | 0 | 0 | 0 | 0 | 0 | 0 | 0 | 0 | 0 | 0 | 0 | 0 | 0 | 0 | 0 | 0 | 0 | 0 | 0 | 0 | 0 | 0 | 0 | 0 | 0 | 6538.7682 | 36179.5404 | 6538.7682 | 38997.5159 | 2179.5894 | 6545.2867 | 36262.0254 | 6545.2867 | 39312.0462 | 2181.7622 | 6557.2072 | 36492.9019 | 6557.2072 | 39890.1038 | 2185.7357 | 147.7688 | 147.9161 | 148.1855 | 0.021609 | 0.021609 | 0.021609 | 15715.2828 | 0 | 0 | 0 | 57.9126 | 3.6695 | 15730.9493 | 0 | 0 | 0 | 57.9703 | 3.6731 | 15759.5992 | 0 | 0 | 0 | 58.0759 | 3.6798 | 235729.2419 | 235964.2402 | 236393.9887 | 0 | 0 | 0 | 0 | 0 | 0 | 0 | 0 | 0 | 868.6888 | 869.5548 | 871.1384 | 15715.2828 | 7.3426 | 47205.8314 | 0 | 0 | 0 | 0 | 0 | 0 | 0 | 0 | 0 | 57.9126 | 115.8829 | 173.9588 | 3.6695 | 7.3426 | 11.0224 | 59 | 185.8389 | 4.1498 | 59 | 186.1527 | 4.1551 | 59 | 187.265 | 4.174 | 0 | 0 | 0 | 0 | 0 | 0 | 0 | 0 | 0 | 0 | 0 | 0 | 0 | 0 | 0 | 0 | 0 | 0 | 0 | 0 | 0 | 0 | 0 | 0 | 0 | 0 | 0 | 0 | 0 | 0 | 0 | 0 | 0 | 0 | 10086.355 | 41856.4721 | 10086.355 | 45116.6161 | 0 | 10086.355 | 41910.1196 | 10086.355 | 45435.2051 | 0 | 10086.355 | 42100.282 | 10086.355 | 46019.4869 | 0 | 170.9552 | 170.9552 | 170.9552 | 0.025 | 0.025 | 0.025 | 18181.1678 | 0 | 0 | 0 | 66.9996 | 4.2453 | 18181.1678 | 0 | 0 | 0 | 66.9996 | 4.2453 | 18181.1678 | 0 | 0 | 0 | 66.9996 | 4.2453 | 272717.5171 | 272717.5171 | 272717.5171 | 0 | 0 | 0 | 0 | 0 | 0 | 0 | 0 | 0 | 1004.9947 | 1004.9947 | 1004.9947 | 18181.1678 | 8.4905 | 54543.5034 | 0 | 0 | 0 | 0 | 0 | 0 | 0 | 0 | 0 | 66.9996 | 133.9993 | 200.9989 | 4.2453 | 8.4905 | 12.7358
| 779 | Business | Warehouse | HVAC | Electric | 02-421 | 02-421.06 | Heat Pumps | [02-421]_Business_HVAC_Air Source Heat Pumps (ASHP)_<65 kBtu/h_CEE Tier 1_ROB_Electric_per ton | SEER 14 HSPF 7.13 | SEER 15 HSPF 7.39 | ENGINEER | 123.6634 | 0 | 0 | 0 | 0.060408 | 0 | 59 | 15 | 0.478 | 0.387 | 0.612 | 0 | 0.001 | 0.86 | 1 | Replace on Burnout | 9.5125 | 0.036985 | 1595.2575 | 0 | 0 | 0 | 6.2024 | 101.9681 | 0 | 0 | 0 | 142.8708 | 0 | 0 | 244.8389 | 24.6817 | 220.1571 | 9.9198 | 101.5594 | 0 | 0 | 0 | 143.5933 | 0 | 0 | 245.1527 | 24.6817 | 220.4709 | 9.9326 | 101.5774 | 0 | 0 | 0 | 144.6876 | 0 | 0 | 246.265 | 24.6817 | 221.5833 | 9.9776 | per ton | 0 | 0 | 0 | 0 | 0 | 0 | 0 | 0 | 0 | 0 | 0 | 0 | 0 | 0 | 0 | 0 | 0 | 0 | 0 | 0 | 0 | 0 | 0 | 0 | 0 | 0 | 0 | 0 | 0 | 0 | 0 | 0 | 0 | 0 | 0 | 0 | 0 | 0 | 0 | 0 | 0 | 0 | 0 | 0 | 0 | 0 | 0 | 0 | 0 | 0 | 0 | 0 | 0 | 0 | 0 | 0 | 0 | 0 | 0 | 0 | 0 | 0 | 0 | 0 | 0 | 0 | 0 | 0 | 0 | 0 | 0 | 0 | 0 | 0 | 0 | 0 | 0 | 0 | 0 | 0 | 0 | 0 | 0 | 0 | 0 | 0 | 0 | 0 | 0 | #NUM! | #NUM! | #NUM! | 0 | 0 | 0 | 0 | 0 | 0 | 0 | 0 | 0 | 0 | 0 | 0 | 0 | 0 | 0 | 0 | 0 | 0 | 0 | 0 | 0 | 0 | 0 | 0 | 0 | 0 | 0 | 0 | 0 | 0 | 0 | 0 | 0 | 0 | 0 | 0 | 0 | 0 | 0 | 0 | 0 | 0 | 0 | 0 | 0 | 0 | 0 | 0 | 0 | 0 | 0 | 1 | 1 | 1 | 1 | 1 | 1 | 1 | 44.25 | 200.5889 | 5.5331 | 44.25 | 200.9027 | 5.5402 | 44.25 | 202.015 | 5.5653 | 0 | 0 | 0 | 0 | 0 | 0 | 0 | 0 | 0 | 0 | 0 | 0 | 0 | 0 | 0 | 0 | 0 | 0 | 0 | 0 | 0 | 0 | 0 | 0 | 0 | 0 | 0 | 0 | 0 | 0 | 0 | 0 | 0 | 0 | 0 | 0 | 0 | 0 | 0 | 0 | 0 | 0 | 0 | 0 | 0 | 0 | 0 | 0 | 0 | 0 | 0 | 0 | #NUM! | #NUM! | #NUM! | 0 | 0 | 0 | 0 | 0 | 0 | 0 | 0 | 0 | 0 | 0 | 0 | 0 | 0 | 0 | 0 | 0 | 0 | 0 | 0 | 0 | 0 | 0 | 0 | 0 | 0 | 0 | 0 | 0 | 0 | 0 | 0 | 0 | 0 | 0 | 0 | 0 | 0 | 0 | 0 | 0 | 0 | 0 | 0 | 0 | 0 | 0 | 0 | 0 | 0 | 0 | 59 | 185.8389 | 4.1498 | 59 | 186.1527 | 4.1551 | 59 | 187.265 | 4.174 | 0 | 0 | 0 | 0 | 0 | 0 | 0 | 0 | 0 | 0 | 0 | 0 | 0 | 0 | 0 | 0 | 0 | 0 | 0 | 0 | 0 | 0 | 0 | 0 | 0 | 0 | 0 | 0 | 0 | 0 | 0 | 0 | 0 | 0 | 0 | 0 | 0 | 0 | 0 | 0 | 0 | 0 | 0 | 0 | 0 | 0 | 0 | 0 | 0 | 0 | 0 | 0 | #NUM! | #NUM! | #NUM! | 0 | 0 | 0 | 0 | 0 | 0 | 0 | 0 | 0 | 0 | 0 | 0 | 0 | 0 | 0 | 0 | 0 | 0 | 0 | 0 | 0 | 0 | 0 | 0 | 0 | 0 | 0 | 0 | 0 | 0 | 0 | 0 | 0 | 0 | 0 | 0 | 0 | 0 | 0 | 0 | 0 | 0 | 0 | 0 | 0 | 0 | 0 | 0 | 0 | 0 | 0
| 780 | Business | Lodging | HVAC | Electric | 02-421 | 02-421.07 | Heat Pumps | [02-421]_Business_HVAC_Air Source Heat Pumps (ASHP)_<65 kBtu/h_CEE Tier 1_ROB_Electric_per ton | SEER 14 HSPF 7.13 | SEER 15 HSPF 7.39 | ENGINEER | 123.6634 | 0 | 0 | 0 | 0.060408 | 0 | 59 | 15 | 0.478 | 0.387 | 0.612 | 0 | 0.001 | 0.86 | 1 | Replace on Burnout | 9.5125 | 0.036985 | 1595.2575 | 0 | 0 | 0 | 6.2024 | 101.9681 | 0 | 0 | 0 | 142.8708 | 0 | 0 | 244.8389 | 20.287 | 224.5519 | 12.0688 | 101.5594 | 0 | 0 | 0 | 143.5933 | 0 | 0 | 245.1527 | 20.287 | 224.8657 | 12.0842 | 101.5774 | 0 | 0 | 0 | 144.6876 | 0 | 0 | 246.265 | 20.287 | 225.978 | 12.1391 | per ton | 4.5513 | 13048.6369 | 0 | 0 | 0 | 0 | 0 | 0 | 0 | 0 | 0 | 0 | 0 | 0 | 0 | 0 | 0 | 0 | 0 | 0 | 0 | 0 | 0 | 0 | 0 | 0 | 0 | 0 | 0 | 0 | 0 | 0 | 0 | 0 | 0 | 0 | 0 | 0 | 0 | 0 | 0 | 0 | 0 | 0 | 0 | 0 | 0 | 0 | 0 | 0 | 0 | 0 | 0 | 0 | 0 | 0 | 0 | 0 | 0 | 0 | 0 | 0 | 0 | 0 | 0 | 0 | 0 | 0 | 0 | 0 | 0 | 3851.265 | 46479.9855 | 3851.265 | 49563.7711 | 7349.2403 | 3864.954 | 46704.9796 | 3864.954 | 50089.5888 | 7375.3625 | 3890.3954 | 47225.7324 | 3890.3954 | 51068.0023 | 7423.9114 | 189.8391 | 190.5138 | 191.7679 | 0.014549 | 0.014549 | 0.014549 | 20189.4802 | 0 | 0 | 0 | 74.4005 | 4.7142 | 20261.2419 | 0 | 0 | 0 | 74.665 | 4.731 | 20394.6132 | 0 | 0 | 0 | 75.1564 | 4.7621 | 302842.2037 | 303918.6288 | 305919.1973 | 0 | 0 | 0 | 0 | 0 | 0 | 0 | 0 | 0 | 1116.0076 | 1119.9743 | 1127.3467 | 20189.4802 | 9.4451 | 60845.3353 | 0 | 0 | 0 | 0 | 0 | 0 | 0 | 0 | 0 | 74.4005 | 149.0655 | 224.2219 | 4.7142 | 9.4451 | 14.2072 | 1 | 1 | 1 | 1 | 1 | 1 | 1 | 44.25 | 200.5889 | 5.5331 | 44.25 | 200.9027 | 5.5402 | 44.25 | 202.015 | 5.5653 | 0 | 0 | 0 | 0 | 0 | 0 | 0 | 0 | 0 | 0 | 0 | 0 | 0 | 0 | 0 | 0 | 0 | 0 | 0 | 0 | 0 | 0 | 0 | 0 | 0 | 0 | 0 | 0 | 0 | 0 | 0 | 0 | 0 | 0 | 13843.3449 | 76596.3624 | 13843.3449 | 81678.265 | 4614.4483 | 13853.153 | 76748.8743 | 13853.153 | 82310.6998 | 4617.7177 | 13871.1139 | 77197.0717 | 13871.1139 | 83477.7998 | 4623.7046 | 312.844 | 313.0656 | 313.4715 | 0.023975 | 0.023975 | 0.023975 | 33271.1108 | 0 | 0 | 0 | 122.6078 | 7.7687 | 33294.6834 | 0 | 0 | 0 | 122.6947 | 7.7742 | 33337.8507 | 0 | 0 | 0 | 122.8537 | 7.7843 | 499066.6614 | 499420.2509 | 500067.76 | 0 | 0 | 0 | 0 | 0 | 0 | 0 | 0 | 0 | 1839.1168 | 1840.4198 | 1842.806 | 33271.1108 | 15.543 | 99903.6448 | 0 | 0 | 0 | 0 | 0 | 0 | 0 | 0 | 0 | 122.6078 | 245.3024 | 368.1562 | 7.7687 | 15.543 | 23.3273 | 59 | 185.8389 | 4.1498 | 59 | 186.1527 | 4.1551 | 59 | 187.265 | 4.174 | 0 | 0 | 0 | 0 | 0 | 0 | 0 | 0 | 0 | 0 | 0 | 0 | 0 | 0 | 0 | 0 | 0 | 0 | 0 | 0 | 0 | 0 | 0 | 0 | 0 | 0 | 0 | 0 | 0 | 0 | 0 | 0 | 0 | 0 | 20529.8554 | 85195.0296 | 20529.8554 | 90847.4239 | 0 | 20529.8554 | 85304.2242 | 20529.8554 | 91486.0375 | 0 | 20529.8554 | 85691.2825 | 20529.8554 | 92663.0967 | 0 | 347.9637 | 347.9637 | 347.9637 | 0.026667 | 0.026667 | 0.026667 | 37006.1081 | 0 | 0 | 0 | 136.3717 | 8.6408 | 37006.1081 | 0 | 0 | 0 | 136.3717 | 8.6408 | 37006.1081 | 0 | 0 | 0 | 136.3717 | 8.6408 | 555091.6213 | 555091.6213 | 555091.6213 | 0 | 0 | 0 | 0 | 0 | 0 | 0 | 0 | 0 | 2045.5751 | 2045.5751 | 2045.5751 | 37006.1081 | 17.2817 | 111018.3243 | 0 | 0 | 0 | 0 | 0 | 0 | 0 | 0 | 0 | 136.3717 | 272.7433 | 409.115 | 8.6408 | 17.2817 | 25.9225
| 781 | Business | Other Commercial | HVAC | Electric | 02-421 | 02-421.08 | Heat Pumps | [02-421]_Business_HVAC_Air Source Heat Pumps (ASHP)_<65 kBtu/h_CEE Tier 1_ROB_Electric_per ton | SEER 14 HSPF 7.13 | SEER 15 HSPF 7.39 | ENGINEER | 123.6634 | 0 | 0 | 0 | 0.060408 | 0 | 59 | 15 | 0.478 | 0.387 | 0.612 | 0 | 0.001 | 0.86 | 1 | Replace on Burnout | 9.5125 | 0.036985 | 1595.2575 | 0 | 0 | 0 | 6.2024 | 101.9681 | 0 | 0 | 0 | 142.8708 | 0 | 0 | 244.8389 | 24.6817 | 220.1571 | 9.9198 | 101.5594 | 0 | 0 | 0 | 143.5933 | 0 | 0 | 245.1527 | 24.6817 | 220.4709 | 9.9326 | 101.5774 | 0 | 0 | 0 | 144.6876 | 0 | 0 | 246.265 | 24.6817 | 221.5833 | 9.9776 | per ton | 3.629 | 13790.1059 | 0 | 0 | 0 | 0 | 0 | 0 | 0 | 0 | 0 | 0 | 0 | 0 | 0 | 0 | 0 | 0 | 0 | 0 | 0 | 0 | 0 | 0 | 0 | 0 | 0 | 0 | 0 | 0 | 0 | 0 | 0 | 0 | 0 | 0 | 0 | 0 | 0 | 0 | 0 | 0 | 0 | 0 | 0 | 0 | 0 | 0 | 0 | 0 | 0 | 0 | 0 | 0 | 0 | 0 | 0 | 0 | 0 | 0 | 0 | 0 | 0 | 0 | 0 | 0 | 0 | 0 | 0 | 0 | 0 | 5745.6819 | 56996.2276 | 5745.6819 | 61973.0085 | 7988.9728 | 5760.7613 | 57219.0575 | 5760.7613 | 62574.2525 | 8009.9398 | 5788.5503 | 57755.9504 | 5788.5503 | 63684.7011 | 8048.5784 | 232.7908 | 233.4017 | 234.5276 | 0.016881 | 0.016881 | 0.016881 | 24757.4133 | 0 | 0 | 0 | 91.2339 | 5.7808 | 24822.3889 | 0 | 0 | 0 | 91.4733 | 5.796 | 24942.1281 | 0 | 0 | 0 | 91.9145 | 5.8239 | 371361.1995 | 372335.8333 | 374131.9211 | 0 | 0 | 0 | 0 | 0 | 0 | 0 | 0 | 0 | 1368.5078 | 1372.0994 | 1378.7182 | 24757.4133 | 11.5768 | 74521.9303 | 0 | 0 | 0 | 0 | 0 | 0 | 0 | 0 | 0 | 91.2339 | 182.7071 | 274.6217 | 5.7808 | 11.5768 | 17.4007 | 1 | 1 | 1 | 1 | 1 | 1 | 1 | 44.25 | 200.5889 | 5.5331 | 44.25 | 200.9027 | 5.5402 | 44.25 | 202.015 | 5.5653 | 0 | 0 | 0 | 0 | 0 | 0 | 0 | 0 | 0 | 0 | 0 | 0 | 0 | 0 | 0 | 0 | 0 | 0 | 0 | 0 | 0 | 0 | 0 | 0 | 0 | 0 | 0 | 0 | 0 | 0 | 0 | 0 | 0 | 0 | 14657.0036 | 81098.4026 | 14657.0036 | 88179.7306 | 4885.6679 | 14667.2311 | 81259.0087 | 14667.2311 | 88864.1293 | 4889.077 | 14685.9816 | 81732.0648 | 14685.9816 | 90122.0062 | 4895.3272 | 331.2317 | 331.4628 | 331.8866 | 0.02402 | 0.02402 | 0.02402 | 35226.659 | 0 | 0 | 0 | 129.8142 | 8.2253 | 35251.2397 | 0 | 0 | 0 | 129.9048 | 8.2311 | 35296.3048 | 0 | 0 | 0 | 130.0709 | 8.2416 | 528399.8843 | 528768.5958 | 529444.5718 | 0 | 0 | 0 | 0 | 0 | 0 | 0 | 0 | 0 | 1947.213 | 1948.5718 | 1951.0628 | 35226.659 | 16.4564 | 105774.2035 | 0 | 0 | 0 | 0 | 0 | 0 | 0 | 0 | 0 | 129.8142 | 259.719 | 389.7898 | 8.2253 | 16.4564 | 24.698 | 59 | 185.8389 | 4.1498 | 59 | 186.1527 | 4.1551 | 59 | 187.265 | 4.174 | 0 | 0 | 0 | 0 | 0 | 0 | 0 | 0 | 0 | 0 | 0 | 0 | 0 | 0 | 0 | 0 | 0 | 0 | 0 | 0 | 0 | 0 | 0 | 0 | 0 | 0 | 0 | 0 | 0 | 0 | 0 | 0 | 0 | 0 | 21696.4333 | 90036.1081 | 21696.4333 | 97897.8561 | 0 | 21696.4333 | 90151.5075 | 21696.4333 | 98588.8869 | 0 | 21696.4333 | 90560.5597 | 21696.4333 | 99856.7618 | 0 | 367.7362 | 367.7362 | 367.7362 | 0.026667 | 0.026667 | 0.026667 | 39108.9241 | 0 | 0 | 0 | 144.1208 | 9.1318 | 39108.9241 | 0 | 0 | 0 | 144.1208 | 9.1318 | 39108.9241 | 0 | 0 | 0 | 144.1208 | 9.1318 | 586633.8614 | 586633.8614 | 586633.8614 | 0 | 0 | 0 | 0 | 0 | 0 | 0 | 0 | 0 | 2161.8118 | 2161.8118 | 2161.8118 | 39108.9241 | 18.2637 | 117326.7723 | 0 | 0 | 0 | 0 | 0 | 0 | 0 | 0 | 0 | 144.1208 | 288.2416 | 432.3624 | 9.1318 | 18.2637 | 27.3955
| 782 | Business | Food Sales | HVAC | Electric | 02-421 | 02-421.09 | Heat Pumps | [02-421]_Business_HVAC_Air Source Heat Pumps (ASHP)_<65 kBtu/h_CEE Tier 1_ROB_Electric_per ton | SEER 14 HSPF 7.13 | SEER 15 HSPF 7.39 | ENGINEER | 123.6634 | 0 | 0 | 0 | 0.060408 | 0 | 59 | 15 | 0.478 | 0.387 | 0.612 | 0 | 0.001 | 0.86 | 1 | Replace on Burnout | 9.5125 | 0.036985 | 1595.2575 | 0 | 0 | 0 | 6.2024 | 101.9681 | 0 | 0 | 0 | 142.8708 | 0 | 0 | 244.8389 | 20.287 | 224.5519 | 12.0688 | 101.5594 | 0 | 0 | 0 | 143.5933 | 0 | 0 | 245.1527 | 20.287 | 224.8657 | 12.0842 | 101.5774 | 0 | 0 | 0 | 144.6876 | 0 | 0 | 246.265 | 20.287 | 225.978 | 12.1391 | per ton | 1.8477 | 3318.5463 | 0 | 0 | 0 | 0 | 0 | 0 | 0 | 0 | 0 | 0 | 0 | 0 | 0 | 0 | 0 | 0 | 0 | 0 | 0 | 0 | 0 | 0 | 0 | 0 | 0 | 0 | 0 | 0 | 0 | 0 | 0 | 0 | 0 | 0 | 0 | 0 | 0 | 0 | 0 | 0 | 0 | 0 | 0 | 0 | 0 | 0 | 0 | 0 | 0 | 0 | 0 | 0 | 0 | 0 | 0 | 0 | 0 | 0 | 0 | 0 | 0 | 0 | 0 | 0 | 0 | 0 | 0 | 0 | 0 | 643.4781 | 7765.9817 | 643.4781 | 8321.2237 | 1227.9278 | 647.3529 | 7822.7591 | 647.3529 | 8430.2897 | 1235.3219 | 654.6177 | 7946.4412 | 654.6177 | 8634.5551 | 1249.185 | 31.7187 | 31.9097 | 32.2678 | 0.009558 | 0.009558 | 0.009558 | 3373.3043 | 0 | 0 | 0 | 12.431 | 0.78766 | 3393.617 | 0 | 0 | 0 | 12.5059 | 0.7924 | 3431.701 | 0 | 0 | 0 | 12.6462 | 0.80129 | 50599.564 | 50904.2556 | 51475.5154 | 0 | 0 | 0 | 0 | 0 | 0 | 0 | 0 | 0 | 186.4651 | 187.5879 | 189.6931 | 3373.3043 | 1.5801 | 10198.6223 | 0 | 0 | 0 | 0 | 0 | 0 | 0 | 0 | 0 | 12.431 | 24.9369 | 37.5831 | 0.78766 | 1.5801 | 2.3814 | 1 | 1 | 1 | 1 | 1 | 1 | 1 | 44.25 | 200.5889 | 5.5331 | 44.25 | 200.9027 | 5.5402 | 44.25 | 202.015 | 5.5653 | 0 | 0 | 0 | 0 | 0 | 0 | 0 | 0 | 0 | 0 | 0 | 0 | 0 | 0 | 0 | 0 | 0 | 0 | 0 | 0 | 0 | 0 | 0 | 0 | 0 | 0 | 0 | 0 | 0 | 0 | 0 | 0 | 0 | 0 | 3170.8969 | 17544.8323 | 3170.8969 | 18799.2298 | 1056.9656 | 3174.065 | 17584.8716 | 3174.065 | 18950.5466 | 1058.0217 | 3179.8798 | 17697.0219 | 3179.8798 | 19229.4772 | 1059.9599 | 71.6587 | 71.7303 | 71.8617 | 0.021593 | 0.021593 | 0.021593 | 7620.9371 | 0 | 0 | 0 | 28.084 | 1.7795 | 7628.5514 | 0 | 0 | 0 | 28.1121 | 1.7812 | 7642.5266 | 0 | 0 | 0 | 28.1636 | 1.7845 | 114314.0565 | 114428.2708 | 114637.8987 | 0 | 0 | 0 | 0 | 0 | 0 | 0 | 0 | 0 | 421.2602 | 421.6811 | 422.4536 | 7620.9371 | 3.5607 | 22892.0151 | 0 | 0 | 0 | 0 | 0 | 0 | 0 | 0 | 0 | 28.084 | 56.1961 | 84.3597 | 1.7795 | 3.5607 | 5.3452 | 59 | 185.8389 | 4.1498 | 59 | 186.1527 | 4.1551 | 59 | 187.265 | 4.174 | 0 | 0 | 0 | 0 | 0 | 0 | 0 | 0 | 0 | 0 | 0 | 0 | 0 | 0 | 0 | 0 | 0 | 0 | 0 | 0 | 0 | 0 | 0 | 0 | 0 | 0 | 0 | 0 | 0 | 0 | 0 | 0 | 0 | 0 | 4894.8559 | 20312.7291 | 4894.8559 | 21765.022 | 0 | 4894.8559 | 20338.7639 | 4894.8559 | 21918.3116 | 0 | 4894.8559 | 20431.0488 | 4894.8559 | 22200.2543 | 0 | 82.9637 | 82.9637 | 82.9637 | 0.025 | 0.025 | 0.025 | 8823.2266 | 0 | 0 | 0 | 32.5146 | 2.0602 | 8823.2266 | 0 | 0 | 0 | 32.5146 | 2.0602 | 8823.2266 | 0 | 0 | 0 | 32.5146 | 2.0602 | 132348.3983 | 132348.3983 | 132348.3983 | 0 | 0 | 0 | 0 | 0 | 0 | 0 | 0 | 0 | 487.7187 | 487.7187 | 487.7187 | 8823.2266 | 4.1204 | 26469.6797 | 0 | 0 | 0 | 0 | 0 | 0 | 0 | 0 | 0 | 32.5146 | 65.0292 | 97.5437 | 2.0602 | 4.1204 | 6.1806
| 783 | Business | Manufacturing/Industrial | HVAC | Electric | 02-421 | 02-421.10 | Heat Pumps | [02-421]_Business_HVAC_Air Source Heat Pumps (ASHP)_<65 kBtu/h_CEE Tier 1_ROB_Electric_per ton | SEER 14 HSPF 7.13 | SEER 15 HSPF 7.39 | ENGINEER | 123.6634 | 0 | 0 | 0 | 0.060408 | 0 | 59 | 15 | 0.478 | 0.387 | 0.612 | 0 | 0.001 | 0.86 | 1 | Replace on Burnout | 9.5125 | 0.036985 | 1595.2575 | 0 | 0 | 0 | 6.2024 | 101.9681 | 0 | 0 | 0 | 142.8708 | 0 | 0 | 244.8389 | 20.287 | 224.5519 | 12.0688 | 101.5594 | 0 | 0 | 0 | 143.5933 | 0 | 0 | 245.1527 | 20.287 | 224.8657 | 12.0842 | 101.5774 | 0 | 0 | 0 | 144.6876 | 0 | 0 | 246.265 | 20.287 | 225.978 | 12.1391 | per ton | 20.63 | 85470.0224 | 0 | 0 | 0 | 0 | 0 | 0 | 0 | 0 | 0 | 0 | 0 | 0 | 0 | 0 | 0 | 0 | 0 | 0 | 0 | 0 | 0 | 0 | 0 | 0 | 0 | 0 | 0 | 0 | 0 | 0 | 0 | 0 | 0 | 0 | 0 | 0 | 0 | 0 | 0 | 0 | 0 | 0 | 0 | 0 | 0 | 0 | 0 | 0 | 0 | 0 | 0 | 0 | 0 | 0 | 0 | 0 | 0 | 0 | 0 | 0 | 0 | 0 | 0 | 0 | 0 | 0 | 0 | 0 | 0 | 25294.7923 | 305276.7261 | 25294.7923 | 327713.5756 | 48269.2062 | 25384.7796 | 306755.4272 | 25384.7796 | 331201.1696 | 48440.9261 | 25551.033 | 310165.4548 | 25551.033 | 337657.4764 | 48758.1819 | 1246.8474 | 1251.2831 | 1259.4782 | 0.014588 | 0.014588 | 0.014588 | 132602.8475 | 0 | 0 | 0 | 488.6564 | 30.9624 | 133074.588 | 0 | 0 | 0 | 490.3948 | 31.0726 | 133946.138 | 0 | 0 | 0 | 493.6066 | 31.2761 | 1989042.7127 | 1996118.8205 | 2009192.07 | 0 | 0 | 0 | 0 | 0 | 0 | 0 | 0 | 0 | 7329.8462 | 7355.9224 | 7404.0988 | 132602.8475 | 62.035 | 399623.5735 | 0 | 0 | 0 | 0 | 0 | 0 | 0 | 0 | 0 | 488.6564 | 979.0512 | 1472.6578 | 30.9624 | 62.035 | 93.3112 | 1 | 1 | 1 | 1 | 1 | 1 | 1 | 44.25 | 200.5889 | 5.5331 | 44.25 | 200.9027 | 5.5402 | 44.25 | 202.015 | 5.5653 | 0 | 0 | 0 | 0 | 0 | 0 | 0 | 0 | 0 | 0 | 0 | 0 | 0 | 0 | 0 | 0 | 0 | 0 | 0 | 0 | 0 | 0 | 0 | 0 | 0 | 0 | 0 | 0 | 0 | 0 | 0 | 0 | 0 | 0 | 90724.4957 | 501986.0729 | 90724.4957 | 538880.4215 | 30241.4986 | 90788.6512 | 502984.9016 | 90788.6512 | 543068.4282 | 30262.8837 | 90906.1468 | 505921.0382 | 90906.1468 | 550764.1755 | 30302.0489 | 2050.2711 | 2051.7209 | 2054.3762 | 0.023988 | 0.023988 | 0.023988 | 218047.355 | 0 | 0 | 0 | 803.529 | 50.9135 | 218201.5464 | 0 | 0 | 0 | 804.0972 | 50.9495 | 218483.9354 | 0 | 0 | 0 | 805.1379 | 51.0155 | 3270710.3253 | 3273023.1953 | 3277259.0308 | 0 | 0 | 0 | 0 | 0 | 0 | 0 | 0 | 0 | 12052.9355 | 12061.4587 | 12077.0682 | 218047.355 | 101.8631 | 654732.8368 | 0 | 0 | 0 | 0 | 0 | 0 | 0 | 0 | 0 | 803.529 | 1607.6263 | 2412.7642 | 50.9135 | 101.8631 | 152.8786 | 59 | 185.8389 | 4.1498 | 59 | 186.1527 | 4.1551 | 59 | 187.265 | 4.174 | 0 | 0 | 0 | 0 | 0 | 0 | 0 | 0 | 0 | 0 | 0 | 0 | 0 | 0 | 0 | 0 | 0 | 0 | 0 | 0 | 0 | 0 | 0 | 0 | 0 | 0 | 0 | 0 | 0 | 0 | 0 | 0 | 0 | 0 | 134472.8353 | 558036.917 | 134472.8353 | 599050.821 | 0 | 134472.8353 | 558752.1538 | 134472.8353 | 603279.8458 | 0 | 134472.8353 | 561287.4283 | 134472.8353 | 611038.056 | 0 | 2279.2006 | 2279.2006 | 2279.2006 | 0.026667 | 0.026667 | 0.026667 | 242394.1227 | 0 | 0 | 0 | 893.2496 | 56.5984 | 242394.1227 | 0 | 0 | 0 | 893.2496 | 56.5984 | 242394.1227 | 0 | 0 | 0 | 893.2496 | 56.5984 | 3635911.8409 | 3635911.8409 | 3635911.8409 | 0 | 0 | 0 | 0 | 0 | 0 | 0 | 0 | 0 | 13398.7442 | 13398.7442 | 13398.7442 | 242394.1227 | 113.1969 | 727182.3682 | 0 | 0 | 0 | 0 | 0 | 0 | 0 | 0 | 0 | 893.2496 | 1786.4992 | 2679.7488 | 56.5984 | 113.1969 | 169.7953
| 784 | Business | Office | HVAC | Electric | 02-424 | 02-424.01 | Heat Pumps | [02-424]_Business_HVAC_Air Source Heat Pumps (ASHP)_<65 kBtu/h_CEE Tier 2_ROB_Electric_per ton | SEER 14 HSPF 7.13 | SEER 16 HSPF 7.83 | ENGINEER | 282.7348 | 0 | 0 | 0 | 0.097331 | 0 | 118 | 15 | 0.478 | 0.387 | 0.612 | 0 | 0.001 | 0.86 | 1 | Replace on Burnout | 8.3212 | 0.032353 | 3647.2792 | 0 | 0 | 0 | 14.1806 | 233.1323 | 0 | 0 | 0 | 230.1972 | 0 | 0 | 463.3295 | 49.3635 | 413.966 | 9.3861 | 232.198 | 0 | 0 | 0 | 231.3613 | 0 | 0 | 463.5593 | 49.3635 | 414.1958 | 9.3907 | 232.2391 | 0 | 0 | 0 | 233.1245 | 0 | 0 | 465.3637 | 49.3635 | 416.0002 | 9.4273 | per ton | 2.734 | 67174.7177 | 0 | 1088910.8834 | 0 | 0 | 0 | 4012.7591 | 179.1815 | 1088910.8834 | 0 | 0 | 0 | 179.1815 | 1088910.8834 | 0 | 0 | 0 | 179.1815 | 1088910.8834 | 2177821.7669 | 3266732.6503 | 0 | 0 | 0 | 0 | 0 | 0 | 0 | 0 | 0 | 4012.7591 | 8025.5182 | 12038.2773 | 179.1815 | 358.363 | 537.5445 | 1088910.8834 | 0 | 0 | 0 | 4012.7591 | 179.1815 | 1088910.8834 | 0 | 0 | 0 | 179.1815 | 1088910.8834 | 0 | 0 | 0 | 179.1815 | 1088910.8834 | 358.363 | 3266732.6503 | 0 | 0 | 0 | 0 | 0 | 0 | 0 | 0 | 0 | 4012.7591 | 8025.5182 | 12038.2773 | 179.1815 | 358.363 | 537.5445 | 56835.5206 | 533462.6172 | 56835.5206 | 636670.1132 | 79025.8561 | 56974.6014 | 535033.1899 | 56974.6014 | 642583.1858 | 79219.2384 | 57239.187 | 539610.1382 | 57239.187 | 653899.4765 | 79587.1262 | 1151.3676 | 1154.1851 | 1159.545 | 0.01714 | 0.01714 | 0.01714 | 279957.2707 | 0 | 0 | 0 | 1031.674 | 46.0673 | 280642.3476 | 0 | 0 | 0 | 1034.1986 | 46.18 | 281945.6283 | 0 | 0 | 0 | 1039.0014 | 46.3945 | 4199359.0598 | 4209635.2139 | 4229184.425 | 0 | 0 | 0 | 0 | 0 | 0 | 0 | 0 | 0 | 15475.1105 | 15512.9793 | 15585.0204 | 279957.2707 | 92.2473 | 842545.2466 | 0 | 0 | 0 | 0 | 0 | 0 | 0 | 0 | 0 | 1031.674 | 2065.8727 | 3104.874 | 46.0673 | 92.2473 | 138.6418 | 1 | 1 | 1 | 1 | 1 | 1 | 1 | 88.5 | 374.8295 | 5.2354 | 88.5 | 375.0593 | 5.238 | 88.5 | 376.8637 | 5.2583 | 1088910.8834 | 0 | 0 | 0 | 4012.7591 | 179.1815 | 1088910.8834 | 0 | 0 | 0 | 179.1815 | 1088910.8834 | 0 | 0 | 0 | 179.1815 | 1088910.8834 | 358.363 | 3266732.6503 | 0 | 0 | 0 | 0 | 0 | 0 | 0 | 0 | 0 | 4012.7591 | 8025.5182 | 12038.2773 | 179.1815 | 358.363 | 537.5445 | 143380.218 | 750647.3462 | 143380.218 | 895872.9543 | 47793.406 | 143473.3617 | 751507.4147 | 143473.3617 | 902572.098 | 47824.4539 | 143649.7188 | 755360.0161 | 143649.7188 | 915345.1429 | 47883.2396 | 1620.1155 | 1621.1679 | 1623.1607 | 0.024118 | 0.024118 | 0.024118 | 393934.2242 | 0 | 0 | 0 | 1451.6919 | 64.8223 | 394190.1345 | 0 | 0 | 0 | 1452.635 | 64.8644 | 394674.6721 | 0 | 0 | 0 | 1454.4206 | 64.9442 | 5909013.3635 | 5912852.0179 | 5920120.0812 | 0 | 0 | 0 | 0 | 0 | 0 | 0 | 0 | 0 | 21775.379 | 21789.5249 | 21816.3085 | 393934.2242 | 129.6868 | 1182799.0308 | 0 | 0 | 0 | 0 | 0 | 0 | 0 | 0 | 0 | 1451.6919 | 2904.3269 | 4358.7475 | 64.8223 | 129.6868 | 194.6309 | 118 | 345.3295 | 3.9265 | 118 | 345.5593 | 3.9285 | 118 | 347.3637 | 3.9438 | 1088910.8834 | 0 | 0 | 0 | 4012.7591 | 179.1815 | 1088910.8834 | 0 | 0 | 0 | 179.1815 | 1088910.8834 | 0 | 0 | 0 | 179.1815 | 1088910.8834 | 358.363 | 3266732.6503 | 0 | 0 | 0 | 0 | 0 | 0 | 0 | 0 | 0 | 4012.7591 | 8025.5182 | 12038.2773 | 179.1815 | 358.363 | 537.5445 | 211376.4451 | 829974.1578 | 211376.4451 | 990546.8985 | 0 | 211376.4451 | 830385.6755 | 211376.4451 | 997306.1165 | 0 | 211376.4451 | 833617.965 | 211376.4451 | 1010178.1125 | 0 | 1791.3258 | 1791.3258 | 1791.3258 | 0.026667 | 0.026667 | 0.026667 | 435564.3534 | 0 | 0 | 0 | 1605.1036 | 71.6726 | 435564.3534 | 0 | 0 | 0 | 1605.1036 | 71.6726 | 435564.3534 | 0 | 0 | 0 | 1605.1036 | 71.6726 | 6533465.3007 | 6533465.3007 | 6533465.3007 | 0 | 0 | 0 | 0 | 0 | 0 | 0 | 0 | 0 | 24076.5546 | 24076.5546 | 24076.5546 | 435564.3534 | 143.3452 | 1306693.0601 | 0 | 0 | 0 | 0 | 0 | 0 | 0 | 0 | 0 | 1605.1036 | 3210.2073 | 4815.3109 | 71.6726 | 143.3452 | 215.0178
| 785 | Business | Retail | HVAC | Electric | 02-424 | 02-424.02 | Heat Pumps | [02-424]_Business_HVAC_Air Source Heat Pumps (ASHP)_<65 kBtu/h_CEE Tier 2_ROB_Electric_per ton | SEER 14 HSPF 7.13 | SEER 16 HSPF 7.83 | ENGINEER | 282.7348 | 0 | 0 | 0 | 0.097331 | 0 | 118 | 15 | 0.478 | 0.387 | 0.612 | 0 | 0.001 | 0.86 | 1 | Replace on Burnout | 8.3212 | 0.032353 | 3647.2792 | 0 | 0 | 0 | 14.1806 | 233.1323 | 0 | 0 | 0 | 230.1972 | 0 | 0 | 463.3295 | 49.3635 | 413.966 | 9.3861 | 232.198 | 0 | 0 | 0 | 231.3613 | 0 | 0 | 463.5593 | 49.3635 | 414.1958 | 9.3907 | 232.2391 | 0 | 0 | 0 | 233.1245 | 0 | 0 | 465.3637 | 49.3635 | 416.0002 | 9.4273 | per ton | 2.0762 | 17791.3215 | 0 | 288399.628 | 0 | 0 | 0 | 1062.7851 | 47.4565 | 288399.628 | 0 | 0 | 0 | 47.4565 | 288399.628 | 0 | 0 | 0 | 47.4565 | 288399.628 | 576799.256 | 865198.884 | 0 | 0 | 0 | 0 | 0 | 0 | 0 | 0 | 0 | 1062.7851 | 2125.5701 | 3188.3552 | 47.4565 | 94.913 | 142.3695 | 288399.628 | 0 | 0 | 0 | 1062.7851 | 47.4565 | 288399.628 | 0 | 0 | 0 | 47.4565 | 288399.628 | 0 | 0 | 0 | 47.4565 | 288399.628 | 94.913 | 865198.884 | 0 | 0 | 0 | 0 | 0 | 0 | 0 | 0 | 0 | 1062.7851 | 2125.5701 | 3188.3552 | 47.4565 | 94.913 | 142.3695 | 11198.1907 | 105107.0889 | 11198.1907 | 128453.0248 | 15570.3088 | 11244.593 | 105594.9548 | 11244.593 | 129873.2594 | 15634.828 | 11331.1014 | 106821.5245 | 11331.1014 | 132559.9898 | 15755.112 | 226.8517 | 227.7917 | 229.5442 | 0.012751 | 0.012751 | 0.012751 | 55159.4297 | 0 | 0 | 0 | 203.2687 | 9.0765 | 55387.9957 | 0 | 0 | 0 | 204.111 | 9.1142 | 55814.1142 | 0 | 0 | 0 | 205.6813 | 9.1843 | 827391.4457 | 830819.9353 | 837211.7124 | 0 | 0 | 0 | 0 | 0 | 0 | 0 | 0 | 0 | 3049.0306 | 3061.6649 | 3085.2193 | 55159.4297 | 18.1907 | 166361.5396 | 0 | 0 | 0 | 0 | 0 | 0 | 0 | 0 | 0 | 203.2687 | 407.3797 | 613.061 | 9.0765 | 18.1907 | 27.375 | 1 | 1 | 1 | 1 | 1 | 1 | 1 | 88.5 | 374.8295 | 5.2354 | 88.5 | 375.0593 | 5.238 | 88.5 | 376.8637 | 5.2583 | 288399.628 | 0 | 0 | 0 | 1062.7851 | 47.4565 | 288399.628 | 0 | 0 | 0 | 47.4565 | 288399.628 | 0 | 0 | 0 | 47.4565 | 288399.628 | 94.913 | 865198.884 | 0 | 0 | 0 | 0 | 0 | 0 | 0 | 0 | 0 | 1062.7851 | 2125.5701 | 3188.3552 | 47.4565 | 94.913 | 142.3695 | 34358.5671 | 179879.5368 | 34358.5671 | 219833.6083 | 11452.8557 | 34389.5411 | 180130.9651 | 34389.5411 | 221546.5275 | 11463.1804 | 34448.2895 | 181141.0472 | 34448.2895 | 224786.6754 | 11482.7632 | 388.2324 | 388.5824 | 389.2462 | 0.021821 | 0.021821 | 0.021821 | 94399.4622 | 0 | 0 | 0 | 347.8726 | 15.5335 | 94484.5626 | 0 | 0 | 0 | 348.1862 | 15.5475 | 94645.9726 | 0 | 0 | 0 | 348.7811 | 15.5741 | 1415991.9333 | 1417268.439 | 1419689.5892 | 0 | 0 | 0 | 0 | 0 | 0 | 0 | 0 | 0 | 5218.0896 | 5222.7936 | 5231.7158 | 94399.4622 | 31.0811 | 283529.9974 | 0 | 0 | 0 | 0 | 0 | 0 | 0 | 0 | 0 | 347.8726 | 696.0589 | 1044.8399 | 15.5335 | 31.0811 | 46.6552 | 118 | 345.3295 | 3.9265 | 118 | 345.5593 | 3.9285 | 118 | 347.3637 | 3.9438 | 288399.628 | 0 | 0 | 0 | 1062.7851 | 47.4565 | 288399.628 | 0 | 0 | 0 | 47.4565 | 288399.628 | 0 | 0 | 0 | 47.4565 | 288399.628 | 94.913 | 865198.884 | 0 | 0 | 0 | 0 | 0 | 0 | 0 | 0 | 0 | 1062.7851 | 2125.5701 | 3188.3552 | 47.4565 | 94.913 | 142.3695 | 52484.3984 | 206081.1191 | 52484.3984 | 251854.9736 | 0 | 52484.3984 | 206183.2982 | 52484.3984 | 253588.7915 | 0 | 52484.3984 | 206985.87 | 52484.3984 | 256858.7644 | 0 | 444.783 | 444.783 | 444.783 | 0.025 | 0.025 | 0.025 | 108149.8605 | 0 | 0 | 0 | 398.5444 | 17.7962 | 108149.8605 | 0 | 0 | 0 | 398.5444 | 17.7962 | 108149.8605 | 0 | 0 | 0 | 398.5444 | 17.7962 | 1622247.9076 | 1622247.9076 | 1622247.9076 | 0 | 0 | 0 | 0 | 0 | 0 | 0 | 0 | 0 | 5978.166 | 5978.166 | 5978.166 | 108149.8605 | 35.5924 | 324449.5815 | 0 | 0 | 0 | 0 | 0 | 0 | 0 | 0 | 0 | 398.5444 | 797.0888 | 1195.6332 | 17.7962 | 35.5924 | 53.3885
| 786 | Business | Food Service | HVAC | Electric | 02-424 | 02-424.03 | Heat Pumps | [02-424]_Business_HVAC_Air Source Heat Pumps (ASHP)_<65 kBtu/h_CEE Tier 2_ROB_Electric_per ton | SEER 14 HSPF 7.13 | SEER 16 HSPF 7.83 | ENGINEER | 282.7348 | 0 | 0 | 0 | 0.097331 | 0 | 118 | 15 | 0.478 | 0.387 | 0.612 | 0 | 0.001 | 0.86 | 1 | Replace on Burnout | 8.3212 | 0.032353 | 3647.2792 | 0 | 0 | 0 | 14.1806 | 233.1323 | 0 | 0 | 0 | 230.1972 | 0 | 0 | 555.9954 | 49.3635 | 506.632 | 11.2633 | 232.198 | 0 | 0 | 0 | 231.3613 | 0 | 0 | 556.2711 | 49.3635 | 506.9076 | 11.2689 | 232.2391 | 0 | 0 | 0 | 233.1245 | 0 | 0 | 558.4364 | 49.3635 | 509.0729 | 11.3127 | per ton | 0.23388 | 374.9124 | 0 | 6077.3785 | 0 | 0 | 0 | 22.3958 | 1 | 6077.3785 | 0 | 0 | 0 | 1 | 6077.3785 | 0 | 0 | 0 | 1 | 6077.3785 | 12154.757 | 18232.1354 | 0 | 0 | 0 | 0 | 0 | 0 | 0 | 0 | 0 | 22.3958 | 44.7916 | 67.1875 | 1 | 2.0001 | 3.0001 | 6077.3785 | 0 | 0 | 0 | 22.3958 | 1 | 6077.3785 | 0 | 0 | 0 | 1 | 6077.3785 | 0 | 0 | 0 | 1 | 6077.3785 | 2.0001 | 18232.1354 | 0 | 0 | 0 | 0 | 0 | 0 | 0 | 0 | 0 | 22.3958 | 44.7916 | 67.1875 | 1 | 2.0001 | 3.0001 | 260.3637 | 2932.5524 | 260.3637 | 3553.8449 | 362.0177 | 261.2554 | 2944.0549 | 261.2554 | 3590.4367 | 363.2575 | 262.9658 | 2974.8642 | 262.9658 | 3660.5698 | 365.6357 | 5.2744 | 5.2925 | 5.3271 | 0.014068 | 0.014068 | 0.014068 | 1282.485 | 0 | 0 | 0 | 4.7261 | 0.21103 | 1286.8773 | 0 | 0 | 0 | 4.7423 | 0.21176 | 1295.3024 | 0 | 0 | 0 | 4.7733 | 0.21314 | 19237.2747 | 19303.1597 | 19429.5357 | 0 | 0 | 0 | 0 | 0 | 0 | 0 | 0 | 0 | 70.8915 | 71.1343 | 71.6 | 1282.485 | 0.42279 | 3864.6647 | 0 | 0 | 0 | 0 | 0 | 0 | 0 | 0 | 0 | 4.7261 | 9.4684 | 14.2417 | 0.21103 | 0.42279 | 0.63593 | 1 | 1 | 1 | 1 | 1 | 1 | 1 | 88.5 | 467.4954 | 6.2824 | 88.5 | 467.7711 | 6.2855 | 88.5 | 469.9364 | 6.31 | 6077.3785 | 0 | 0 | 0 | 22.3958 | 1 | 6077.3785 | 0 | 0 | 0 | 1 | 6077.3785 | 0 | 0 | 0 | 1 | 6077.3785 | 2.0001 | 18232.1354 | 0 | 0 | 0 | 0 | 0 | 0 | 0 | 0 | 0 | 22.3958 | 44.7916 | 67.1875 | 1 | 2.0001 | 3.0001 | 739.973 | 4648.8317 | 739.973 | 5633.7363 | 246.6577 | 740.5385 | 4654.6912 | 740.5385 | 5676.6515 | 246.8462 | 741.5989 | 4679.5008 | 741.5989 | 5758.1248 | 247.1996 | 8.3613 | 8.3677 | 8.3796 | 0.022302 | 0.022302 | 0.022302 | 2033.0607 | 0 | 0 | 0 | 7.4921 | 0.33454 | 2034.6144 | 0 | 0 | 0 | 7.4978 | 0.3348 | 2037.5278 | 0 | 0 | 0 | 7.5085 | 0.33528 | 30495.91 | 30519.2158 | 30562.9169 | 0 | 0 | 0 | 0 | 0 | 0 | 0 | 0 | 0 | 112.3809 | 112.4667 | 112.6278 | 2033.0607 | 0.66934 | 6105.2028 | 0 | 0 | 0 | 0 | 0 | 0 | 0 | 0 | 0 | 7.4921 | 14.9898 | 22.4984 | 0.33454 | 0.66934 | 1.0046 | 118 | 437.9954 | 4.7118 | 118 | 438.2711 | 4.7142 | 118 | 440.4364 | 4.7325 | 6077.3785 | 0 | 0 | 0 | 22.3958 | 1 | 6077.3785 | 0 | 0 | 0 | 1 | 6077.3785 | 0 | 0 | 0 | 1 | 6077.3785 | 2.0001 | 18232.1354 | 0 | 0 | 0 | 0 | 0 | 0 | 0 | 0 | 0 | 22.3958 | 44.7916 | 67.1875 | 1 | 2.0001 | 3.0001 | 1105.9916 | 5211.2396 | 1105.9916 | 6315.2963 | 0 | 1105.9916 | 5213.8234 | 1105.9916 | 6358.5439 | 0 | 1105.9916 | 5234.1183 | 1105.9916 | 6440.5815 | 0 | 9.3728 | 9.3728 | 9.3728 | 0.025 | 0.025 | 0.025 | 2279.0169 | 0 | 0 | 0 | 8.3984 | 0.37501 | 2279.0169 | 0 | 0 | 0 | 8.3984 | 0.37501 | 2279.0169 | 0 | 0 | 0 | 8.3984 | 0.37501 | 34185.254 | 34185.254 | 34185.254 | 0 | 0 | 0 | 0 | 0 | 0 | 0 | 0 | 0 | 125.9765 | 125.9765 | 125.9765 | 2279.0169 | 0.75003 | 6837.0508 | 0 | 0 | 0 | 0 | 0 | 0 | 0 | 0 | 0 | 8.3984 | 16.7969 | 25.1953 | 0.37501 | 0.75003 | 1.125
| 787 | Business | Healthcare/Hospitals | HVAC | Electric | 02-424 | 02-424.04 | Heat Pumps | [02-424]_Business_HVAC_Air Source Heat Pumps (ASHP)_<65 kBtu/h_CEE Tier 2_ROB_Electric_per ton | SEER 14 HSPF 7.13 | SEER 16 HSPF 7.83 | ENGINEER | 282.7348 | 0 | 0 | 0 | 0.097331 | 0 | 118 | 15 | 0.478 | 0.387 | 0.612 | 0 | 0.001 | 0.86 | 1 | Replace on Burnout | 8.3212 | 0.032353 | 3647.2792 | 0 | 0 | 0 | 14.1806 | 233.1323 | 0 | 0 | 0 | 230.1972 | 0 | 0 | 463.3295 | 40.574 | 422.7555 | 11.4194 | 232.198 | 0 | 0 | 0 | 231.3613 | 0 | 0 | 463.5593 | 40.574 | 422.9853 | 11.425 | 232.2391 | 0 | 0 | 0 | 233.1245 | 0 | 0 | 465.3637 | 40.574 | 424.7897 | 11.4695 | per ton | 6.2546 | 16987.5689 | 0 | 275370.6945 | 0 | 0 | 0 | 1014.772 | 45.3126 | 275370.6945 | 0 | 0 | 0 | 45.3126 | 275370.6945 | 0 | 0 | 0 | 45.3126 | 275370.6945 | 550741.3891 | 826112.0836 | 0 | 0 | 0 | 0 | 0 | 0 | 0 | 0 | 0 | 1014.772 | 2029.544 | 3044.316 | 45.3126 | 90.6251 | 135.9377 | 275370.6945 | 0 | 0 | 0 | 1014.772 | 45.3126 | 275370.6945 | 0 | 0 | 0 | 45.3126 | 275370.6945 | 0 | 0 | 0 | 45.3126 | 275370.6945 | 90.6251 | 826112.0836 | 0 | 0 | 0 | 0 | 0 | 0 | 0 | 0 | 0 | 1014.772 | 2029.544 | 3044.316 | 45.3126 | 90.6251 | 135.9377 | 6989.5081 | 79815.7872 | 6989.5081 | 97079.3409 | 13337.8445 | 7029.4857 | 80312.1071 | 7029.4857 | 98307.3397 | 13414.1325 | 7102.9403 | 81467.2115 | 7102.9403 | 100615.3794 | 13554.3035 | 172.2657 | 173.251 | 175.0614 | 0.010141 | 0.010141 | 0.010141 | 41886.74 | 0 | 0 | 0 | 154.3573 | 6.8925 | 42126.318 | 0 | 0 | 0 | 155.2402 | 6.9319 | 42566.517 | 0 | 0 | 0 | 156.8624 | 7.0044 | 628301.0998 | 631894.7694 | 638497.7555 | 0 | 0 | 0 | 0 | 0 | 0 | 0 | 0 | 0 | 2315.3602 | 2328.6033 | 2352.9361 | 41886.74 | 13.8244 | 126579.575 | 0 | 0 | 0 | 0 | 0 | 0 | 0 | 0 | 0 | 154.3573 | 309.5976 | 466.46 | 6.8925 | 13.8244 | 20.8288 | 1 | 1 | 1 | 1 | 1 | 1 | 1 | 88.5 | 374.8295 | 5.2354 | 88.5 | 375.0593 | 5.238 | 88.5 | 376.8637 | 5.2583 | 275370.6945 | 0 | 0 | 0 | 1014.772 | 45.3126 | 275370.6945 | 0 | 0 | 0 | 45.3126 | 275370.6945 | 0 | 0 | 0 | 45.3126 | 275370.6945 | 90.6251 | 826112.0836 | 0 | 0 | 0 | 0 | 0 | 0 | 0 | 0 | 0 | 1014.772 | 2029.544 | 3044.316 | 45.3126 | 90.6251 | 135.9377 | 32783.3489 | 171632.6993 | 32783.3489 | 208755.5596 | 10927.783 | 32813.3376 | 171874.8779 | 32813.3376 | 210386.2371 | 10937.7792 | 32869.6165 | 172839.8373 | 32869.6165 | 213464.3556 | 10956.5388 | 370.4333 | 370.7722 | 371.4081 | 0.021806 | 0.021806 | 0.021806 | 90071.5823 | 0 | 0 | 0 | 331.9239 | 14.8214 | 90153.9757 | 0 | 0 | 0 | 332.2275 | 14.8349 | 90308.6007 | 0 | 0 | 0 | 332.7974 | 14.8604 | 1351073.7347 | 1352309.6362 | 1354629.0111 | 0 | 0 | 0 | 0 | 0 | 0 | 0 | 0 | 0 | 4978.8587 | 4983.4131 | 4991.9603 | 90071.5823 | 29.6563 | 270534.1588 | 0 | 0 | 0 | 0 | 0 | 0 | 0 | 0 | 0 | 331.9239 | 664.1515 | 996.9488 | 14.8214 | 29.6563 | 44.5167 | 118 | 345.3295 | 3.9265 | 118 | 345.5593 | 3.9285 | 118 | 347.3637 | 3.9438 | 275370.6945 | 0 | 0 | 0 | 1014.772 | 45.3126 | 275370.6945 | 0 | 0 | 0 | 45.3126 | 275370.6945 | 0 | 0 | 0 | 45.3126 | 275370.6945 | 90.6251 | 826112.0836 | 0 | 0 | 0 | 0 | 0 | 0 | 0 | 0 | 0 | 1014.772 | 2029.544 | 3044.316 | 45.3126 | 90.6251 | 135.9377 | 50113.3283 | 196771.0614 | 50113.3283 | 239331.1601 | 0 | 50113.3283 | 196868.6244 | 50113.3283 | 240980.2386 | 0 | 50113.3283 | 197634.9386 | 50113.3283 | 244087.3324 | 0 | 424.6892 | 424.6892 | 424.6892 | 0.025 | 0.025 | 0.025 | 103264.0105 | 0 | 0 | 0 | 380.5395 | 16.9922 | 103264.0105 | 0 | 0 | 0 | 380.5395 | 16.9922 | 103264.0105 | 0 | 0 | 0 | 380.5395 | 16.9922 | 1548960.1568 | 1548960.1568 | 1548960.1568 | 0 | 0 | 0 | 0 | 0 | 0 | 0 | 0 | 0 | 5708.0924 | 5708.0924 | 5708.0924 | 103264.0105 | 33.9844 | 309792.0314 | 0 | 0 | 0 | 0 | 0 | 0 | 0 | 0 | 0 | 380.5395 | 761.079 | 1141.6185 | 16.9922 | 33.9844 | 50.9766
| 788 | Business | Campus/Education | HVAC | Electric | 02-424 | 02-424.05 | Heat Pumps | [02-424]_Business_HVAC_Air Source Heat Pumps (ASHP)_<65 kBtu/h_CEE Tier 2_ROB_Electric_per ton | SEER 14 HSPF 7.13 | SEER 16 HSPF 7.83 | ENGINEER | 282.7348 | 0 | 0 | 0 | 0.097331 | 0 | 118 | 15 | 0.478 | 0.387 | 0.612 | 0 | 0.001 | 0.86 | 1 | Replace on Burnout | 8.3212 | 0.032353 | 3647.2792 | 0 | 0 | 0 | 14.1806 | 233.1323 | 0 | 0 | 0 | 230.1972 | 0 | 0 | 463.3295 | 40.574 | 422.7555 | 11.4194 | 232.198 | 0 | 0 | 0 | 231.3613 | 0 | 0 | 463.5593 | 40.574 | 422.9853 | 11.425 | 232.2391 | 0 | 0 | 0 | 233.1245 | 0 | 0 | 465.3637 | 40.574 | 424.7897 | 11.4695 | per ton | 3.0111 | 6838.2068 | 0 | 110848.219 | 0 | 0 | 0 | 408.4882 | 18.2402 | 110848.219 | 0 | 0 | 0 | 18.2402 | 110848.219 | 0 | 0 | 0 | 18.2402 | 110848.219 | 221696.438 | 332544.657 | 0 | 0 | 0 | 0 | 0 | 0 | 0 | 0 | 0 | 408.4882 | 816.9763 | 1225.4645 | 18.2402 | 36.4804 | 54.7206 | 110848.219 | 0 | 0 | 0 | 408.4882 | 18.2402 | 110848.219 | 0 | 0 | 0 | 18.2402 | 110848.219 | 0 | 0 | 0 | 18.2402 | 110848.219 | 36.4804 | 332544.657 | 0 | 0 | 0 | 0 | 0 | 0 | 0 | 0 | 0 | 408.4882 | 816.9763 | 1225.4645 | 18.2402 | 36.4804 | 54.7206 | 2794.306 | 31909.2177 | 2794.306 | 38410.2647 | 5332.2807 | 2810.2347 | 32107.0246 | 2810.2347 | 38894.1005 | 5362.6769 | 2839.7722 | 32570.7817 | 2839.7722 | 39809.9177 | 5419.0422 | 68.8694 | 69.262 | 69.99 | 0.010071 | 0.010071 | 0.010071 | 16745.7235 | 0 | 0 | 0 | 61.7099 | 2.7555 | 16841.1809 | 0 | 0 | 0 | 62.0616 | 2.7712 | 17018.1931 | 0 | 0 | 0 | 62.714 | 2.8004 | 251185.8526 | 252617.7138 | 255272.8963 | 0 | 0 | 0 | 0 | 0 | 0 | 0 | 0 | 0 | 925.6481 | 930.9247 | 940.7093 | 16745.7235 | 5.5268 | 50605.0975 | 0 | 0 | 0 | 0 | 0 | 0 | 0 | 0 | 0 | 61.7099 | 123.7715 | 186.4855 | 2.7555 | 5.5268 | 8.3271 | 1 | 1 | 1 | 1 | 1 | 1 | 1 | 88.5 | 374.8295 | 5.2354 | 88.5 | 375.0593 | 5.238 | 88.5 | 376.8637 | 5.2583 | 110848.219 | 0 | 0 | 0 | 408.4882 | 18.2402 | 110848.219 | 0 | 0 | 0 | 18.2402 | 110848.219 | 0 | 0 | 0 | 18.2402 | 110848.219 | 36.4804 | 332544.657 | 0 | 0 | 0 | 0 | 0 | 0 | 0 | 0 | 0 | 408.4882 | 816.9763 | 1225.4645 | 18.2402 | 36.4804 | 54.7206 | 13181.8032 | 69011.5116 | 13181.8032 | 83071.6208 | 4393.9344 | 13193.9291 | 69109.244 | 13193.9291 | 83718.1868 | 4397.9764 | 13216.6642 | 69497.8018 | 13216.6642 | 84944.2852 | 4405.5547 | 148.9469 | 149.0839 | 149.3408 | 0.021782 | 0.021782 | 0.021782 | 36216.7353 | 0 | 0 | 0 | 133.4627 | 5.9595 | 36250.0511 | 0 | 0 | 0 | 133.5855 | 5.965 | 36312.5153 | 0 | 0 | 0 | 133.8157 | 5.9753 | 543251.0301 | 543750.7665 | 544687.7297 | 0 | 0 | 0 | 0 | 0 | 0 | 0 | 0 | 0 | 2001.9412 | 2003.7827 | 2007.2356 | 36216.7353 | 11.9245 | 108779.3018 | 0 | 0 | 0 | 0 | 0 | 0 | 0 | 0 | 0 | 133.4627 | 267.0483 | 400.864 | 5.9595 | 11.9245 | 17.8998 | 118 | 345.3295 | 3.9265 | 118 | 345.5593 | 3.9285 | 118 | 347.3637 | 3.9438 | 110848.219 | 0 | 0 | 0 | 408.4882 | 18.2402 | 110848.219 | 0 | 0 | 0 | 18.2402 | 110848.219 | 0 | 0 | 0 | 18.2402 | 110848.219 | 36.4804 | 332544.657 | 0 | 0 | 0 | 0 | 0 | 0 | 0 | 0 | 0 | 408.4882 | 816.9763 | 1225.4645 | 18.2402 | 36.4804 | 54.7206 | 20172.7101 | 79208.5801 | 20172.7101 | 95346.1962 | 0 | 20172.7101 | 79247.8532 | 20172.7101 | 95999.9878 | 0 | 20172.7101 | 79556.3268 | 20172.7101 | 97238.4037 | 0 | 170.9552 | 170.9552 | 170.9552 | 0.025 | 0.025 | 0.025 | 41568.0821 | 0 | 0 | 0 | 153.1831 | 6.8401 | 41568.0821 | 0 | 0 | 0 | 153.1831 | 6.8401 | 41568.0821 | 0 | 0 | 0 | 153.1831 | 6.8401 | 623521.2319 | 623521.2319 | 623521.2319 | 0 | 0 | 0 | 0 | 0 | 0 | 0 | 0 | 0 | 2297.7459 | 2297.7459 | 2297.7459 | 41568.0821 | 13.6801 | 124704.2464 | 0 | 0 | 0 | 0 | 0 | 0 | 0 | 0 | 0 | 153.1831 | 306.3661 | 459.5492 | 6.8401 | 13.6801 | 20.5202
| 789 | Business | Warehouse | HVAC | Electric | 02-424 | 02-424.06 | Heat Pumps | [02-424]_Business_HVAC_Air Source Heat Pumps (ASHP)_<65 kBtu/h_CEE Tier 2_ROB_Electric_per ton | SEER 14 HSPF 7.13 | SEER 16 HSPF 7.83 | ENGINEER | 282.7348 | 0 | 0 | 0 | 0.097331 | 0 | 118 | 15 | 0.478 | 0.387 | 0.612 | 0 | 0.001 | 0.86 | 1 | Replace on Burnout | 8.3212 | 0.032353 | 3647.2792 | 0 | 0 | 0 | 14.1806 | 233.1323 | 0 | 0 | 0 | 230.1972 | 0 | 0 | 463.3295 | 49.3635 | 413.966 | 9.3861 | 232.198 | 0 | 0 | 0 | 231.3613 | 0 | 0 | 463.5593 | 49.3635 | 414.1958 | 9.3907 | 232.2391 | 0 | 0 | 0 | 233.1245 | 0 | 0 | 465.3637 | 49.3635 | 416.0002 | 9.4273 | per ton | 0 | 0 | 0 | 0 | 0 | 0 | 0 | 0 | 0 | 0 | 0 | 0 | 0 | 0 | 0 | 0 | 0 | 0 | 0 | 0 | 0 | 0 | 0 | 0 | 0 | 0 | 0 | 0 | 0 | 0 | 0 | 0 | 0 | 0 | 0 | 0 | 0 | 0 | 0 | 0 | 0 | 0 | 0 | 0 | 0 | 0 | 0 | 0 | 0 | 0 | 0 | 0 | 0 | 0 | 0 | 0 | 0 | 0 | 0 | 0 | 0 | 0 | 0 | 0 | 0 | 0 | 0 | 0 | 0 | 0 | 0 | 0 | 0 | 0 | 0 | 0 | 0 | 0 | 0 | 0 | 0 | 0 | 0 | 0 | 0 | 0 | 0 | 0 | 0 | #NUM! | #NUM! | #NUM! | 0 | 0 | 0 | 0 | 0 | 0 | 0 | 0 | 0 | 0 | 0 | 0 | 0 | 0 | 0 | 0 | 0 | 0 | 0 | 0 | 0 | 0 | 0 | 0 | 0 | 0 | 0 | 0 | 0 | 0 | 0 | 0 | 0 | 0 | 0 | 0 | 0 | 0 | 0 | 0 | 0 | 0 | 0 | 0 | 0 | 0 | 0 | 0 | 0 | 0 | 0 | 1 | 1 | 1 | 1 | 1 | 1 | 1 | 88.5 | 374.8295 | 5.2354 | 88.5 | 375.0593 | 5.238 | 88.5 | 376.8637 | 5.2583 | 0 | 0 | 0 | 0 | 0 | 0 | 0 | 0 | 0 | 0 | 0 | 0 | 0 | 0 | 0 | 0 | 0 | 0 | 0 | 0 | 0 | 0 | 0 | 0 | 0 | 0 | 0 | 0 | 0 | 0 | 0 | 0 | 0 | 0 | 0 | 0 | 0 | 0 | 0 | 0 | 0 | 0 | 0 | 0 | 0 | 0 | 0 | 0 | 0 | 0 | 0 | 0 | #NUM! | #NUM! | #NUM! | 0 | 0 | 0 | 0 | 0 | 0 | 0 | 0 | 0 | 0 | 0 | 0 | 0 | 0 | 0 | 0 | 0 | 0 | 0 | 0 | 0 | 0 | 0 | 0 | 0 | 0 | 0 | 0 | 0 | 0 | 0 | 0 | 0 | 0 | 0 | 0 | 0 | 0 | 0 | 0 | 0 | 0 | 0 | 0 | 0 | 0 | 0 | 0 | 0 | 0 | 0 | 118 | 345.3295 | 3.9265 | 118 | 345.5593 | 3.9285 | 118 | 347.3637 | 3.9438 | 0 | 0 | 0 | 0 | 0 | 0 | 0 | 0 | 0 | 0 | 0 | 0 | 0 | 0 | 0 | 0 | 0 | 0 | 0 | 0 | 0 | 0 | 0 | 0 | 0 | 0 | 0 | 0 | 0 | 0 | 0 | 0 | 0 | 0 | 0 | 0 | 0 | 0 | 0 | 0 | 0 | 0 | 0 | 0 | 0 | 0 | 0 | 0 | 0 | 0 | 0 | 0 | #NUM! | #NUM! | #NUM! | 0 | 0 | 0 | 0 | 0 | 0 | 0 | 0 | 0 | 0 | 0 | 0 | 0 | 0 | 0 | 0 | 0 | 0 | 0 | 0 | 0 | 0 | 0 | 0 | 0 | 0 | 0 | 0 | 0 | 0 | 0 | 0 | 0 | 0 | 0 | 0 | 0 | 0 | 0 | 0 | 0 | 0 | 0 | 0 | 0 | 0 | 0 | 0 | 0 | 0 | 0
| 790 | Business | Lodging | HVAC | Electric | 02-424 | 02-424.07 | Heat Pumps | [02-424]_Business_HVAC_Air Source Heat Pumps (ASHP)_<65 kBtu/h_CEE Tier 2_ROB_Electric_per ton | SEER 14 HSPF 7.13 | SEER 16 HSPF 7.83 | ENGINEER | 282.7348 | 0 | 0 | 0 | 0.097331 | 0 | 118 | 15 | 0.478 | 0.387 | 0.612 | 0 | 0.001 | 0.86 | 1 | Replace on Burnout | 8.3212 | 0.032353 | 3647.2792 | 0 | 0 | 0 | 14.1806 | 233.1323 | 0 | 0 | 0 | 230.1972 | 0 | 0 | 463.3295 | 40.574 | 422.7555 | 11.4194 | 232.198 | 0 | 0 | 0 | 231.3613 | 0 | 0 | 463.5593 | 40.574 | 422.9853 | 11.425 | 232.2391 | 0 | 0 | 0 | 233.1245 | 0 | 0 | 465.3637 | 40.574 | 424.7897 | 11.4695 | per ton | 4.5513 | 13048.6369 | 0 | 211520.0955 | 0 | 0 | 0 | 779.4753 | 34.8059 | 211520.0955 | 0 | 0 | 0 | 34.8059 | 211520.0955 | 0 | 0 | 0 | 34.8059 | 211520.0955 | 423040.191 | 634560.2865 | 0 | 0 | 0 | 0 | 0 | 0 | 0 | 0 | 0 | 779.4753 | 1558.9507 | 2338.426 | 34.8059 | 69.6117 | 104.4176 | 211520.0955 | 0 | 0 | 0 | 779.4753 | 34.8059 | 211520.0955 | 0 | 0 | 0 | 34.8059 | 211520.0955 | 0 | 0 | 0 | 34.8059 | 211520.0955 | 69.6117 | 634560.2865 | 0 | 0 | 0 | 0 | 0 | 0 | 0 | 0 | 0 | 779.4753 | 1558.9507 | 2338.426 | 34.8059 | 69.6117 | 104.4176 | 7936.3652 | 90628.3007 | 7936.3652 | 108252.2903 | 15144.7004 | 7962.6112 | 90973.0964 | 7962.6112 | 109352.1767 | 15194.7846 | 8012.0915 | 91894.7254 | 8012.0915 | 111451.6999 | 15289.2062 | 195.6023 | 196.2491 | 197.4686 | 0.01499 | 0.01499 | 0.01499 | 47561.0678 | 0 | 0 | 0 | 175.2679 | 7.8262 | 47718.3543 | 0 | 0 | 0 | 175.8475 | 7.8521 | 48014.8801 | 0 | 0 | 0 | 176.9402 | 7.9009 | 713416.0169 | 715775.3149 | 720223.2018 | 0 | 0 | 0 | 0 | 0 | 0 | 0 | 0 | 0 | 2629.0183 | 2637.7126 | 2654.1035 | 47561.0678 | 15.6783 | 143294.3022 | 0 | 0 | 0 | 0 | 0 | 0 | 0 | 0 | 0 | 175.2679 | 351.1154 | 528.0556 | 7.8262 | 15.6783 | 23.5792 | 1 | 1 | 1 | 1 | 1 | 1 | 1 | 88.5 | 374.8295 | 5.2354 | 88.5 | 375.0593 | 5.238 | 88.5 | 376.8637 | 5.2583 | 211520.0955 | 0 | 0 | 0 | 779.4753 | 34.8059 | 211520.0955 | 0 | 0 | 0 | 34.8059 | 211520.0955 | 0 | 0 | 0 | 34.8059 | 211520.0955 | 69.6117 | 634560.2865 | 0 | 0 | 0 | 0 | 0 | 0 | 0 | 0 | 0 | 779.4753 | 1558.9507 | 2338.426 | 34.8059 | 69.6117 | 104.4176 | 27852.3474 | 145817.1213 | 27852.3474 | 174173.3788 | 9284.1158 | 27870.6502 | 145985.2896 | 27870.6502 | 175478.3538 | 9290.2167 | 27904.8826 | 146733.5455 | 27904.8826 | 177961.2813 | 9301.6275 | 314.7158 | 314.9226 | 315.3094 | 0.024119 | 0.024119 | 0.024119 | 76523.7562 | 0 | 0 | 0 | 281.9987 | 12.5921 | 76574.0428 | 0 | 0 | 0 | 282.184 | 12.6003 | 76668.0956 | 0 | 0 | 0 | 282.5306 | 12.6158 | 1147856.3437 | 1148610.6425 | 1150021.4345 | 0 | 0 | 0 | 0 | 0 | 0 | 0 | 0 | 0 | 4229.9798 | 4232.7594 | 4237.9584 | 76523.7562 | 25.1924 | 229765.8947 | 0 | 0 | 0 | 0 | 0 | 0 | 0 | 0 | 0 | 281.9987 | 564.1826 | 846.7132 | 12.5921 | 25.1924 | 37.8082 | 118 | 345.3295 | 3.9265 | 118 | 345.5593 | 3.9285 | 118 | 347.3637 | 3.9438 | 211520.0955 | 0 | 0 | 0 | 779.4753 | 34.8059 | 211520.0955 | 0 | 0 | 0 | 34.8059 | 211520.0955 | 0 | 0 | 0 | 34.8059 | 211520.0955 | 69.6117 | 634560.2865 | 0 | 0 | 0 | 0 | 0 | 0 | 0 | 0 | 0 | 779.4753 | 1558.9507 | 2338.426 | 34.8059 | 69.6117 | 104.4176 | 41059.7107 | 161221.8372 | 41059.7107 | 192573.7654 | 0 | 41059.7107 | 161301.7742 | 41059.7107 | 193889.1915 | 0 | 41059.7107 | 161929.6439 | 41059.7107 | 196391.4033 | 0 | 347.9637 | 347.9637 | 347.9637 | 0.026667 | 0.026667 | 0.026667 | 84608.0382 | 0 | 0 | 0 | 311.7901 | 13.9223 | 84608.0382 | 0 | 0 | 0 | 311.7901 | 13.9223 | 84608.0382 | 0 | 0 | 0 | 311.7901 | 13.9223 | 1269120.5731 | 1269120.5731 | 1269120.5731 | 0 | 0 | 0 | 0 | 0 | 0 | 0 | 0 | 0 | 4676.8521 | 4676.8521 | 4676.8521 | 84608.0382 | 27.8447 | 253824.1146 | 0 | 0 | 0 | 0 | 0 | 0 | 0 | 0 | 0 | 311.7901 | 623.5803 | 935.3704 | 13.9223 | 27.8447 | 41.767
| 791 | Business | Other Commercial | HVAC | Electric | 02-424 | 02-424.08 | Heat Pumps | [02-424]_Business_HVAC_Air Source Heat Pumps (ASHP)_<65 kBtu/h_CEE Tier 2_ROB_Electric_per ton | SEER 14 HSPF 7.13 | SEER 16 HSPF 7.83 | ENGINEER | 282.7348 | 0 | 0 | 0 | 0.097331 | 0 | 118 | 15 | 0.478 | 0.387 | 0.612 | 0 | 0.001 | 0.86 | 1 | Replace on Burnout | 8.3212 | 0.032353 | 3647.2792 | 0 | 0 | 0 | 14.1806 | 233.1323 | 0 | 0 | 0 | 230.1972 | 0 | 0 | 463.3295 | 49.3635 | 413.966 | 9.3861 | 232.198 | 0 | 0 | 0 | 231.3613 | 0 | 0 | 463.5593 | 49.3635 | 414.1958 | 9.3907 | 232.2391 | 0 | 0 | 0 | 233.1245 | 0 | 0 | 465.3637 | 49.3635 | 416.0002 | 9.4273 | per ton | 3.629 | 13790.1059 | 0 | 223539.4043 | 0 | 0 | 0 | 823.7679 | 36.7837 | 223539.4043 | 0 | 0 | 0 | 36.7837 | 223539.4043 | 0 | 0 | 0 | 36.7837 | 223539.4043 | 447078.8087 | 670618.213 | 0 | 0 | 0 | 0 | 0 | 0 | 0 | 0 | 0 | 823.7679 | 1647.5357 | 2471.3036 | 36.7837 | 73.5673 | 110.351 | 223539.4043 | 0 | 0 | 0 | 823.7679 | 36.7837 | 223539.4043 | 0 | 0 | 0 | 36.7837 | 223539.4043 | 0 | 0 | 0 | 36.7837 | 223539.4043 | 73.5673 | 670618.213 | 0 | 0 | 0 | 0 | 0 | 0 | 0 | 0 | 0 | 823.7679 | 1647.5357 | 2471.3036 | 36.7837 | 73.5673 | 110.351 | 11734.1562 | 110137.7033 | 11734.1562 | 133771.6001 | 16315.5318 | 11762.2197 | 110455.848 | 11762.2197 | 135010.6924 | 16354.5521 | 11816.1822 | 111394.5195 | 11816.1822 | 137379.8047 | 16429.5832 | 237.7092 | 238.2777 | 239.3709 | 0.017238 | 0.017238 | 0.017238 | 57799.4593 | 0 | 0 | 0 | 212.9975 | 9.511 | 57937.6926 | 0 | 0 | 0 | 213.5069 | 9.5337 | 58203.4984 | 0 | 0 | 0 | 214.4864 | 9.5775 | 866991.8892 | 869065.3892 | 873052.4757 | 0 | 0 | 0 | 0 | 0 | 0 | 0 | 0 | 0 | 3194.9626 | 3202.6037 | 3217.2966 | 57799.4593 | 19.0447 | 173940.6503 | 0 | 0 | 0 | 0 | 0 | 0 | 0 | 0 | 0 | 212.9975 | 426.5044 | 640.9909 | 9.511 | 19.0447 | 28.6221 | 1 | 1 | 1 | 1 | 1 | 1 | 1 | 88.5 | 374.8295 | 5.2354 | 88.5 | 375.0593 | 5.238 | 88.5 | 376.8637 | 5.2583 | 223539.4043 | 0 | 0 | 0 | 823.7679 | 36.7837 | 223539.4043 | 0 | 0 | 0 | 36.7837 | 223539.4043 | 0 | 0 | 0 | 36.7837 | 223539.4043 | 73.5673 | 670618.213 | 0 | 0 | 0 | 0 | 0 | 0 | 0 | 0 | 0 | 823.7679 | 1647.5357 | 2471.3036 | 36.7837 | 73.5673 | 110.351 | 29478.2335 | 154329.2239 | 29478.2335 | 187445.9572 | 9826.0778 | 29497.246 | 154505.3298 | 29497.246 | 188852.5771 | 9832.4153 | 29533.1244 | 155295.4057 | 29533.1244 | 191521.5631 | 9844.3748 | 333.0874 | 333.3022 | 333.7076 | 0.024154 | 0.024154 | 0.024154 | 80990.8453 | 0 | 0 | 0 | 298.4604 | 13.3271 | 81043.0816 | 0 | 0 | 0 | 298.6529 | 13.3357 | 81141.657 | 0 | 0 | 0 | 299.0161 | 13.352 | 1214862.6797 | 1215646.224 | 1217124.8543 | 0 | 0 | 0 | 0 | 0 | 0 | 0 | 0 | 0 | 4476.9056 | 4479.7931 | 4485.242 | 80990.8453 | 26.6629 | 243175.5839 | 0 | 0 | 0 | 0 | 0 | 0 | 0 | 0 | 0 | 298.4604 | 597.1132 | 896.1294 | 13.3271 | 26.6629 | 40.0148 | 118 | 345.3295 | 3.9265 | 118 | 345.5593 | 3.9285 | 118 | 347.3637 | 3.9438 | 223539.4043 | 0 | 0 | 0 | 823.7679 | 36.7837 | 223539.4043 | 0 | 0 | 0 | 36.7837 | 223539.4043 | 0 | 0 | 0 | 36.7837 | 223539.4043 | 73.5673 | 670618.213 | 0 | 0 | 0 | 0 | 0 | 0 | 0 | 0 | 0 | 823.7679 | 1647.5357 | 2471.3036 | 36.7837 | 73.5673 | 110.351 | 43392.8665 | 170383.0237 | 43392.8665 | 206944.6612 | 0 | 43392.8665 | 170467.503 | 43392.8665 | 208363.2151 | 0 | 43392.8665 | 171131.0505 | 43392.8665 | 211051.2293 | 0 | 367.7362 | 367.7362 | 367.7362 | 0.026667 | 0.026667 | 0.026667 | 89415.7617 | 0 | 0 | 0 | 329.5071 | 14.7135 | 89415.7617 | 0 | 0 | 0 | 329.5071 | 14.7135 | 89415.7617 | 0 | 0 | 0 | 329.5071 | 14.7135 | 1341236.4261 | 1341236.4261 | 1341236.4261 | 0 | 0 | 0 | 0 | 0 | 0 | 0 | 0 | 0 | 4942.6071 | 4942.6071 | 4942.6071 | 89415.7617 | 29.4269 | 268247.2852 | 0 | 0 | 0 | 0 | 0 | 0 | 0 | 0 | 0 | 329.5071 | 659.0143 | 988.5214 | 14.7135 | 29.4269 | 44.1404
| 792 | Business | Food Sales | HVAC | Electric | 02-424 | 02-424.09 | Heat Pumps | [02-424]_Business_HVAC_Air Source Heat Pumps (ASHP)_<65 kBtu/h_CEE Tier 2_ROB_Electric_per ton | SEER 14 HSPF 7.13 | SEER 16 HSPF 7.83 | ENGINEER | 282.7348 | 0 | 0 | 0 | 0.097331 | 0 | 118 | 15 | 0.478 | 0.387 | 0.612 | 0 | 0.001 | 0.86 | 1 | Replace on Burnout | 8.3212 | 0.032353 | 3647.2792 | 0 | 0 | 0 | 14.1806 | 233.1323 | 0 | 0 | 0 | 230.1972 | 0 | 0 | 463.3295 | 40.574 | 422.7555 | 11.4194 | 232.198 | 0 | 0 | 0 | 231.3613 | 0 | 0 | 463.5593 | 40.574 | 422.9853 | 11.425 | 232.2391 | 0 | 0 | 0 | 233.1245 | 0 | 0 | 465.3637 | 40.574 | 424.7897 | 11.4695 | per ton | 1.8477 | 3318.5463 | 0 | 53794.0665 | 0 | 0 | 0 | 198.2372 | 8.8519 | 53794.0665 | 0 | 0 | 0 | 8.8519 | 53794.0665 | 0 | 0 | 0 | 8.8519 | 53794.0665 | 107588.1329 | 161382.1994 | 0 | 0 | 0 | 0 | 0 | 0 | 0 | 0 | 0 | 198.2372 | 396.4744 | 594.7116 | 8.8519 | 17.7037 | 26.5556 | 53794.0665 | 0 | 0 | 0 | 198.2372 | 8.8519 | 53794.0665 | 0 | 0 | 0 | 8.8519 | 53794.0665 | 0 | 0 | 0 | 8.8519 | 53794.0665 | 17.7037 | 161382.1994 | 0 | 0 | 0 | 0 | 0 | 0 | 0 | 0 | 0 | 198.2372 | 396.4744 | 594.7116 | 8.8519 | 17.7037 | 26.5556 | 1352.3749 | 15443.2713 | 1352.3749 | 18511.9494 | 2580.6919 | 1359.9814 | 15537.8325 | 1359.9814 | 18743.4373 | 2595.207 | 1374.6039 | 15766.0268 | 1374.6039 | 19189.4172 | 2623.1107 | 33.3311 | 33.5185 | 33.8789 | 0.010044 | 0.010044 | 0.010044 | 8104.5156 | 0 | 0 | 0 | 29.8661 | 1.3336 | 8150.0996 | 0 | 0 | 0 | 30.034 | 1.3411 | 8237.7295 | 0 | 0 | 0 | 30.357 | 1.3555 | 121567.7334 | 122251.4943 | 123565.9419 | 0 | 0 | 0 | 0 | 0 | 0 | 0 | 0 | 0 | 447.9908 | 450.5105 | 455.3544 | 8104.5156 | 2.6747 | 24492.3446 | 0 | 0 | 0 | 0 | 0 | 0 | 0 | 0 | 0 | 29.8661 | 59.9001 | 90.257 | 1.3336 | 2.6747 | 4.0302 | 1 | 1 | 1 | 1 | 1 | 1 | 1 | 88.5 | 374.8295 | 5.2354 | 88.5 | 375.0593 | 5.238 | 88.5 | 376.8637 | 5.2583 | 53794.0665 | 0 | 0 | 0 | 198.2372 | 8.8519 | 53794.0665 | 0 | 0 | 0 | 8.8519 | 53794.0665 | 0 | 0 | 0 | 8.8519 | 53794.0665 | 17.7037 | 161382.1994 | 0 | 0 | 0 | 0 | 0 | 0 | 0 | 0 | 0 | 198.2372 | 396.4744 | 594.7116 | 8.8519 | 17.7037 | 26.5556 | 6394.2315 | 33476.1166 | 6394.2315 | 40128.038 | 2131.4105 | 6400.1063 | 33523.4868 | 6400.1063 | 40439.7057 | 2133.3688 | 6411.1622 | 33712.1133 | 6411.1622 | 41032.266 | 2137.0541 | 72.2512 | 72.3176 | 72.4425 | 0.021772 | 0.021772 | 0.021772 | 17568.0206 | 0 | 0 | 0 | 64.7401 | 2.8908 | 17584.1616 | 0 | 0 | 0 | 64.7996 | 2.8935 | 17614.5374 | 0 | 0 | 0 | 64.9116 | 2.8985 | 263520.3089 | 263762.4233 | 264218.0615 | 0 | 0 | 0 | 0 | 0 | 0 | 0 | 0 | 0 | 971.102 | 971.9942 | 973.6733 | 17568.0206 | 5.7843 | 52766.7196 | 0 | 0 | 0 | 0 | 0 | 0 | 0 | 0 | 0 | 64.7401 | 129.5397 | 194.4513 | 2.8908 | 5.7843 | 8.6828 | 118 | 345.3295 | 3.9265 | 118 | 345.5593 | 3.9285 | 118 | 347.3637 | 3.9438 | 53794.0665 | 0 | 0 | 0 | 198.2372 | 8.8519 | 53794.0665 | 0 | 0 | 0 | 8.8519 | 53794.0665 | 0 | 0 | 0 | 8.8519 | 53794.0665 | 17.7037 | 161382.1994 | 0 | 0 | 0 | 0 | 0 | 0 | 0 | 0 | 0 | 198.2372 | 396.4744 | 594.7116 | 8.8519 | 17.7037 | 26.5556 | 9789.7117 | 38439.5136 | 9789.7117 | 46077.6941 | 0 | 9789.7117 | 38458.5727 | 9789.7117 | 46392.9473 | 0 | 9789.7117 | 38608.2733 | 9789.7117 | 46991.5643 | 0 | 82.9637 | 82.9637 | 82.9637 | 0.025 | 0.025 | 0.025 | 20172.7749 | 0 | 0 | 0 | 74.3389 | 3.3195 | 20172.7749 | 0 | 0 | 0 | 74.3389 | 3.3195 | 20172.7749 | 0 | 0 | 0 | 74.3389 | 3.3195 | 302591.6239 | 302591.6239 | 302591.6239 | 0 | 0 | 0 | 0 | 0 | 0 | 0 | 0 | 0 | 1115.0842 | 1115.0842 | 1115.0842 | 20172.7749 | 6.6389 | 60518.3248 | 0 | 0 | 0 | 0 | 0 | 0 | 0 | 0 | 0 | 74.3389 | 148.6779 | 223.0168 | 3.3195 | 6.6389 | 9.9584
| 793 | Business | Manufacturing/Industrial | HVAC | Electric | 02-424 | 02-424.10 | Heat Pumps | [02-424]_Business_HVAC_Air Source Heat Pumps (ASHP)_<65 kBtu/h_CEE Tier 2_ROB_Electric_per ton | SEER 14 HSPF 7.13 | SEER 16 HSPF 7.83 | ENGINEER | 282.7348 | 0 | 0 | 0 | 0.097331 | 0 | 118 | 15 | 0.478 | 0.387 | 0.612 | 0 | 0.001 | 0.86 | 1 | Replace on Burnout | 8.3212 | 0.032353 | 3647.2792 | 0 | 0 | 0 | 14.1806 | 233.1323 | 0 | 0 | 0 | 230.1972 | 0 | 0 | 463.3295 | 40.574 | 422.7555 | 11.4194 | 232.198 | 0 | 0 | 0 | 231.3613 | 0 | 0 | 463.5593 | 40.574 | 422.9853 | 11.425 | 232.2391 | 0 | 0 | 0 | 233.1245 | 0 | 0 | 465.3637 | 40.574 | 424.7897 | 11.4695 | per ton | 20.63 | 85470.0224 | 0 | 1385480.1447 | 0 | 0 | 0 | 5105.6502 | 227.9823 | 1385480.1447 | 0 | 0 | 0 | 227.9823 | 1385480.1447 | 0 | 0 | 0 | 227.9823 | 1385480.1447 | 2770960.2895 | 4156440.4342 | 0 | 0 | 0 | 0 | 0 | 0 | 0 | 0 | 0 | 5105.6502 | 10211.3004 | 15316.9506 | 227.9823 | 455.9646 | 683.947 | 1385480.1447 | 0 | 0 | 0 | 5105.6502 | 227.9823 | 1385480.1447 | 0 | 0 | 0 | 227.9823 | 1385480.1447 | 0 | 0 | 0 | 227.9823 | 1385480.1447 | 455.9646 | 4156440.4342 | 0 | 0 | 0 | 0 | 0 | 0 | 0 | 0 | 0 | 5105.6502 | 10211.3004 | 15316.9506 | 227.9823 | 455.9646 | 683.947 | 52040.881 | 594274.1372 | 52040.881 | 712563.9711 | 99307.8729 | 52210.2807 | 596504.1875 | 52210.2807 | 719784.3063 | 99631.1327 | 52538.6559 | 602592.3908 | 52538.6559 | 733655.3349 | 100257.7602 | 1282.6166 | 1286.7916 | 1294.8849 | 0.015007 | 0.015007 | 0.015007 | 311870.7105 | 0 | 0 | 0 | 1149.2787 | 51.3187 | 312885.8895 | 0 | 0 | 0 | 1153.0197 | 51.4857 | 314853.7772 | 0 | 0 | 0 | 1160.2716 | 51.8095 | 4678060.6575 | 4693288.3425 | 4722806.6584 | 0 | 0 | 0 | 0 | 0 | 0 | 0 | 0 | 0 | 17239.1798 | 17295.2955 | 17404.0738 | 311870.7105 | 102.8044 | 939610.3772 | 0 | 0 | 0 | 0 | 0 | 0 | 0 | 0 | 0 | 1149.2787 | 2302.2984 | 3462.5699 | 51.3187 | 102.8044 | 154.6139 | 1 | 1 | 1 | 1 | 1 | 1 | 1 | 88.5 | 374.8295 | 5.2354 | 88.5 | 375.0593 | 5.238 | 88.5 | 376.8637 | 5.2583 | 1385480.1447 | 0 | 0 | 0 | 5105.6502 | 227.9823 | 1385480.1447 | 0 | 0 | 0 | 227.9823 | 1385480.1447 | 0 | 0 | 0 | 227.9823 | 1385480.1447 | 455.9646 | 4156440.4342 | 0 | 0 | 0 | 0 | 0 | 0 | 0 | 0 | 0 | 5105.6502 | 10211.3004 | 15316.9506 | 227.9823 | 455.9646 | 683.947 | 182476.889 | 955332.5721 | 182476.889 | 1145490.8243 | 60825.6297 | 182595.219 | 956426.0525 | 182595.219 | 1154091.5842 | 60865.073 | 182820.2819 | 961332.4153 | 182820.2819 | 1170420.7783 | 60940.094 | 2061.8858 | 2063.2228 | 2065.7659 | 0.024124 | 0.024124 | 0.024124 | 501351.5302 | 0 | 0 | 0 | 1847.5368 | 82.498 | 501676.6394 | 0 | 0 | 0 | 1848.7349 | 82.5515 | 502294.9953 | 0 | 0 | 0 | 1851.0136 | 82.6532 | 7520272.9527 | 7525149.5912 | 7534424.9302 | 0 | 0 | 0 | 0 | 0 | 0 | 0 | 0 | 0 | 27713.0518 | 27731.0228 | 27765.2035 | 501351.5302 | 165.0494 | 1505323.1649 | 0 | 0 | 0 | 0 | 0 | 0 | 0 | 0 | 0 | 1847.5368 | 3696.2716 | 5547.2852 | 82.498 | 165.0494 | 247.7026 | 118 | 345.3295 | 3.9265 | 118 | 345.5593 | 3.9285 | 118 | 347.3637 | 3.9438 | 1385480.1447 | 0 | 0 | 0 | 5105.6502 | 227.9823 | 1385480.1447 | 0 | 0 | 0 | 227.9823 | 1385480.1447 | 0 | 0 | 0 | 227.9823 | 1385480.1447 | 455.9646 | 4156440.4342 | 0 | 0 | 0 | 0 | 0 | 0 | 0 | 0 | 0 | 5105.6502 | 10211.3004 | 15316.9506 | 227.9823 | 455.9646 | 683.947 | 268945.6706 | 1056020.9598 | 268945.6706 | 1266221.1622 | 0 | 268945.6706 | 1056544.556 | 268945.6706 | 1274901.6793 | 0 | 268945.6706 | 1060657.1726 | 268945.6706 | 1291348.5218 | 0 | 2279.2006 | 2279.2006 | 2279.2006 | 0.026667 | 0.026667 | 0.026667 | 554192.0579 | 0 | 0 | 0 | 2042.2601 | 91.1929 | 554192.0579 | 0 | 0 | 0 | 2042.2601 | 91.1929 | 554192.0579 | 0 | 0 | 0 | 2042.2601 | 91.1929 | 8312880.8685 | 8312880.8685 | 8312880.8685 | 0 | 0 | 0 | 0 | 0 | 0 | 0 | 0 | 0 | 30633.9012 | 30633.9012 | 30633.9012 | 554192.0579 | 182.3859 | 1662576.1737 | 0 | 0 | 0 | 0 | 0 | 0 | 0 | 0 | 0 | 2042.2601 | 4084.5202 | 6126.7802 | 91.1929 | 182.3859 | 273.5788
| 794 | Business | Office | HVAC | Gas | 02-291 | 02-291.01 | Boilers | [02-291]_Business_HVAC_Boiler_< 300 kBtu/h_Tier 1_ROB_Gas_per kBtu/hr | 0.82 AFUE | 0.90 AFUE | ENGINEER | 0 | 0.14437 | 0 | 0 | 0 | 0 | 1.5633 | 20 | 0 | 0.387 | 0.612 | 0 | 0.001 | 1 | 1 | Replace on Burnout | 0.51319 | #NUM! | 0 | 3.0463 | 0 | 0 | 3.0463 | 0 | 20.8333 | 0 | 0 | 0 | 0.15232 | 0 | 20.9857 | 0.57516 | 20.4105 | 36.4868 | 0 | 21.0915 | 0 | 0 | 0 | 0.15232 | 0 | 21.2438 | 0.57516 | 20.6687 | 36.9358 | 0 | 21.3775 | 0 | 0 | 0 | 0.15232 | 0 | 21.5298 | 0.57516 | 20.9547 | 37.4329 | per kBtu/hr | 1.4961 | 36760.0996 | 0.005 | 0 | 0 | 0 | 0 | 0 | 0 | 0 | 0 | 0 | 0 | 0 | 0 | 0 | 0 | 0 | 0 | 0 | 0 | 0 | 0 | 0 | 0 | 0 | 0 | 0 | 0 | 0 | 0 | 0 | 0 | 0 | 0 | 0 | 0 | 0 | 0 | 0 | 0 | 0 | 0 | 0 | 0 | 0 | 0 | 0 | 0 | 0 | 0 | 0 | 0 | 0 | 0 | 0 | 0 | 0 | 0 | 0 | 0 | 0 | 0 | 0 | 0 | 0 | 0 | 0 | 0 | 0 | 0 | 365.9287 | 13351.5867 | 365.9287 | 10158.0453 | 628.702 | 368.0061 | 13592.585 | 368.0061 | 10264.2941 | 632.2712 | 370.1443 | 13855.5918 | 370.1443 | 10382.7924 | 635.9448 | 636.2244 | 639.8362 | 643.5538 | 0.017221 | 0.017136 | 0.01705 | 0 | 91.8497 | 0 | 0 | 91.8497 | 0 | 0 | 92.3712 | 0 | 0 | 92.3712 | 0 | 0 | 92.9078 | 0 | 0 | 92.9078 | 0 | 0 | 0 | 0 | 1836.9943 | 1847.423 | 1858.1569 | 0 | 0 | 0 | 0 | 0 | 0 | 1836.9943 | 1847.423 | 1858.1569 | 0 | 0 | 0 | 91.8497 | 184.2209 | 277.1287 | 0 | 0 | 0 | 0 | 0 | 0 | 91.8497 | 184.2209 | 277.1287 | 0 | 0 | 0 | 1 | 1 | 1 | 1 | 1 | 1 | 1 | 1.1725 | 19.8132 | 17.8982 | 1.1725 | 20.0713 | 18.1184 | 1.1725 | 20.3573 | 18.3623 | 0 | 0 | 0 | 0 | 0 | 0 | 0 | 0 | 0 | 0 | 0 | 0 | 0 | 0 | 0 | 0 | 0 | 0 | 0 | 0 | 0 | 0 | 0 | 0 | 0 | 0 | 0 | 0 | 0 | 0 | 0 | 0 | 0 | 0 | 944.9351 | 16912.6519 | 944.9351 | 12867.3459 | 314.9784 | 949.7978 | 17208.8372 | 949.7978 | 12995.068 | 316.5993 | 954.7118 | 17530.7156 | 954.7118 | 13136.7742 | 318.2373 | 805.9148 | 810.0621 | 814.2531 | 0.021815 | 0.021706 | 0.021598 | 0 | 116.3474 | 0 | 0 | 116.3474 | 0 | 0 | 116.9461 | 0 | 0 | 116.9461 | 0 | 0 | 117.5512 | 0 | 0 | 117.5512 | 0 | 0 | 0 | 0 | 2326.9478 | 2338.9225 | 2351.0234 | 0 | 0 | 0 | 0 | 0 | 0 | 2326.9478 | 2338.9225 | 2351.0234 | 0 | 0 | 0 | 116.3474 | 233.2935 | 350.8447 | 0 | 0 | 0 | 0 | 0 | 0 | 116.3474 | 233.2935 | 350.8447 | 0 | 0 | 0 | 1.5633 | 19.4223 | 13.4237 | 1.5633 | 19.6805 | 13.5888 | 1.5633 | 19.9665 | 13.7717 | 0 | 0 | 0 | 0 | 0 | 0 | 0 | 0 | 0 | 0 | 0 | 0 | 0 | 0 | 0 | 0 | 0 | 0 | 0 | 0 | 0 | 0 | 0 | 0 | 0 | 0 | 0 | 0 | 0 | 0 | 0 | 0 | 0 | 0 | 1299.5017 | 17444.0711 | 1299.5017 | 13271.6559 | 0 | 1305.9992 | 17746.9833 | 1305.9992 | 13401.4432 | 0 | 1312.5292 | 18075.8026 | 1312.5292 | 13545.2393 | 0 | 831.2378 | 835.3939 | 839.5709 | 0.0225 | 0.022388 | 0.022277 | 0 | 120.0032 | 0 | 0 | 120.0032 | 0 | 0 | 120.6032 | 0 | 0 | 120.6032 | 0 | 0 | 121.2062 | 0 | 0 | 121.2062 | 0 | 0 | 0 | 0 | 2400.0637 | 2412.0641 | 2424.1244 | 0 | 0 | 0 | 0 | 0 | 0 | 2400.0637 | 2412.0641 | 2424.1244 | 0 | 0 | 0 | 120.0032 | 240.6064 | 361.8126 | 0 | 0 | 0 | 0 | 0 | 0 | 120.0032 | 240.6064 | 361.8126 | 0 | 0 | 0
| 795 | Business | Retail | HVAC | Gas | 02-291 | 02-291.02 | Boilers | [02-291]_Business_HVAC_Boiler_< 300 kBtu/h_Tier 1_ROB_Gas_per kBtu/hr | 0.82 AFUE | 0.90 AFUE | ENGINEER | 0 | 0.14437 | 0 | 0 | 0 | 0 | 1.5633 | 20 | 0 | 0.387 | 0.612 | 0 | 0.001 | 1 | 1 | Replace on Burnout | 0.51319 | #NUM! | 0 | 3.0463 | 0 | 0 | 3.0463 | 0 | 20.8333 | 0 | 0 | 0 | 0.15232 | 0 | 20.9857 | 0.57516 | 20.4105 | 36.4868 | 0 | 21.0915 | 0 | 0 | 0 | 0.15232 | 0 | 21.2438 | 0.57516 | 20.6687 | 36.9358 | 0 | 21.3775 | 0 | 0 | 0 | 0.15232 | 0 | 21.5298 | 0.57516 | 20.9547 | 37.4329 | per kBtu/hr | 1.3742 | 11775.1958 | 0.005 | 0 | 0 | 0 | 0 | 0 | 0 | 0 | 0 | 0 | 0 | 0 | 0 | 0 | 0 | 0 | 0 | 0 | 0 | 0 | 0 | 0 | 0 | 0 | 0 | 0 | 0 | 0 | 0 | 0 | 0 | 0 | 0 | 0 | 0 | 0 | 0 | 0 | 0 | 0 | 0 | 0 | 0 | 0 | 0 | 0 | 0 | 0 | 0 | 0 | 0 | 0 | 0 | 0 | 0 | 0 | 0 | 0 | 0 | 0 | 0 | 0 | 0 | 0 | 0 | 0 | 0 | 0 | 0 | 103.632 | 3781.2045 | 103.632 | 2884.9047 | 178.0501 | 104.2507 | 3850.5766 | 104.2507 | 2915.9283 | 179.113 | 104.8934 | 3926.4688 | 104.8934 | 2950.6336 | 180.2173 | 180.1804 | 181.2561 | 182.3736 | 0.015226 | 0.01515 | 0.015074 | 0 | 26.0121 | 0 | 0 | 26.0121 | 0 | 0 | 26.1674 | 0 | 0 | 26.1674 | 0 | 0 | 26.3287 | 0 | 0 | 26.3287 | 0 | 0 | 0 | 0 | 520.2416 | 523.3474 | 526.5741 | 0 | 0 | 0 | 0 | 0 | 0 | 520.2416 | 523.3474 | 526.5741 | 0 | 0 | 0 | 26.0121 | 52.1795 | 78.5082 | 0 | 0 | 0 | 0 | 0 | 0 | 26.0121 | 52.1795 | 78.5082 | 0 | 0 | 0 | 1 | 1 | 1 | 1 | 1 | 1 | 1 | 1.1725 | 19.8132 | 17.8982 | 1.1725 | 20.0713 | 18.1184 | 1.1725 | 20.3573 | 18.3623 | 0 | 0 | 0 | 0 | 0 | 0 | 0 | 0 | 0 | 0 | 0 | 0 | 0 | 0 | 0 | 0 | 0 | 0 | 0 | 0 | 0 | 0 | 0 | 0 | 0 | 0 | 0 | 0 | 0 | 0 | 0 | 0 | 0 | 0 | 265.1324 | 4745.3966 | 265.1324 | 3620.544 | 88.3775 | 266.5148 | 4828.8283 | 266.5148 | 3656.7295 | 88.8383 | 267.9152 | 4919.5432 | 267.9152 | 3696.9018 | 89.3051 | 226.1257 | 227.3048 | 228.4991 | 0.019108 | 0.019013 | 0.018918 | 0 | 32.6451 | 0 | 0 | 32.6451 | 0 | 0 | 32.8153 | 0 | 0 | 32.8153 | 0 | 0 | 32.9877 | 0 | 0 | 32.9877 | 0 | 0 | 0 | 0 | 652.9012 | 656.3055 | 659.7541 | 0 | 0 | 0 | 0 | 0 | 0 | 652.9012 | 656.3055 | 659.7541 | 0 | 0 | 0 | 32.6451 | 65.4603 | 98.448 | 0 | 0 | 0 | 0 | 0 | 0 | 32.6451 | 65.4603 | 98.448 | 0 | 0 | 0 | 1.5633 | 19.4223 | 13.4237 | 1.5633 | 19.6805 | 13.5888 | 1.5633 | 19.9665 | 13.7717 | 0 | 0 | 0 | 0 | 0 | 0 | 0 | 0 | 0 | 0 | 0 | 0 | 0 | 0 | 0 | 0 | 0 | 0 | 0 | 0 | 0 | 0 | 0 | 0 | 0 | 0 | 0 | 0 | 0 | 0 | 0 | 0 | 0 | 0 | 370.012 | 4966.9156 | 370.012 | 3789.5539 | 0 | 371.862 | 5053.165 | 371.862 | 3826.6131 | 0 | 373.7213 | 5146.7909 | 373.7213 | 3867.6722 | 0 | 236.6814 | 237.8648 | 239.0542 | 0.02 | 0.0199 | 0.019801 | 0 | 34.169 | 0 | 0 | 34.169 | 0 | 0 | 34.3398 | 0 | 0 | 34.3398 | 0 | 0 | 34.5115 | 0 | 0 | 34.5115 | 0 | 0 | 0 | 0 | 683.3791 | 686.796 | 690.23 | 0 | 0 | 0 | 0 | 0 | 0 | 683.3791 | 686.796 | 690.23 | 0 | 0 | 0 | 34.169 | 68.5088 | 103.0203 | 0 | 0 | 0 | 0 | 0 | 0 | 34.169 | 68.5088 | 103.0203 | 0 | 0 | 0
| 796 | Business | Food Service | HVAC | Gas | 02-291 | 02-291.03 | Boilers | [02-291]_Business_HVAC_Boiler_< 300 kBtu/h_Tier 1_ROB_Gas_per kBtu/hr | 0.82 AFUE | 0.90 AFUE | ENGINEER | 0 | 0.14437 | 0 | 0 | 0 | 0 | 1.5633 | 20 | 0 | 0.387 | 0.612 | 0 | 0.001 | 1 | 1 | Replace on Burnout | 0.51319 | #NUM! | 0 | 3.0463 | 0 | 0 | 3.0463 | 0 | 20.8333 | 0 | 0 | 0 | 0.15232 | 0 | 25.1828 | 0.57516 | 24.6076 | 43.7842 | 0 | 21.0915 | 0 | 0 | 0 | 0.15232 | 0 | 25.4926 | 0.57516 | 24.9175 | 44.3229 | 0 | 21.3775 | 0 | 0 | 0 | 0.15232 | 0 | 25.8358 | 0.57516 | 25.2606 | 44.9195 | per kBtu/hr | 0 | 0 | 0.005 | 0 | 0 | 0 | 0 | 0 | 0 | 0 | 0 | 0 | 0 | 0 | 0 | 0 | 0 | 0 | 0 | 0 | 0 | 0 | 0 | 0 | 0 | 0 | 0 | 0 | 0 | 0 | 0 | 0 | 0 | 0 | 0 | 0 | 0 | 0 | 0 | 0 | 0 | 0 | 0 | 0 | 0 | 0 | 0 | 0 | 0 | 0 | 0 | 0 | 0 | 0 | 0 | 0 | 0 | 0 | 0 | 0 | 0 | 0 | 0 | 0 | 0 | 0 | 0 | 0 | 0 | 0 | 0 | 0 | 0 | 0 | 0 | 0 | 0 | 0 | 0 | 0 | 0 | 0 | 0 | 0 | 0 | 0 | 0 | 0 | 0 | #NUM! | #NUM! | #NUM! | 0 | 0 | 0 | 0 | 0 | 0 | 0 | 0 | 0 | 0 | 0 | 0 | 0 | 0 | 0 | 0 | 0 | 0 | 0 | 0 | 0 | 0 | 0 | 0 | 0 | 0 | 0 | 0 | 0 | 0 | 0 | 0 | 0 | 0 | 0 | 0 | 0 | 0 | 0 | 0 | 0 | 0 | 0 | 0 | 0 | 0 | 0 | 0 | 0 | 0 | 0 | 1 | 1 | 1 | 1 | 1 | 1 | 1 | 1.1725 | 24.0103 | 21.4779 | 1.1725 | 24.3201 | 21.7421 | 1.1725 | 24.6633 | 22.0348 | 0 | 0 | 0 | 0 | 0 | 0 | 0 | 0 | 0 | 0 | 0 | 0 | 0 | 0 | 0 | 0 | 0 | 0 | 0 | 0 | 0 | 0 | 0 | 0 | 0 | 0 | 0 | 0 | 0 | 0 | 0 | 0 | 0 | 0 | 0 | 0 | 0 | 0 | 0 | 0 | 0 | 0 | 0 | 0 | 0 | 0 | 0 | 0 | 0 | 0 | 0 | 0 | #NUM! | #NUM! | #NUM! | 0 | 0 | 0 | 0 | 0 | 0 | 0 | 0 | 0 | 0 | 0 | 0 | 0 | 0 | 0 | 0 | 0 | 0 | 0 | 0 | 0 | 0 | 0 | 0 | 0 | 0 | 0 | 0 | 0 | 0 | 0 | 0 | 0 | 0 | 0 | 0 | 0 | 0 | 0 | 0 | 0 | 0 | 0 | 0 | 0 | 0 | 0 | 0 | 0 | 0 | 0 | 1.5633 | 23.6195 | 16.1084 | 1.5633 | 23.9293 | 16.3066 | 1.5633 | 24.2724 | 16.5261 | 0 | 0 | 0 | 0 | 0 | 0 | 0 | 0 | 0 | 0 | 0 | 0 | 0 | 0 | 0 | 0 | 0 | 0 | 0 | 0 | 0 | 0 | 0 | 0 | 0 | 0 | 0 | 0 | 0 | 0 | 0 | 0 | 0 | 0 | 0 | 0 | 0 | 0 | 0 | 0 | 0 | 0 | 0 | 0 | 0 | 0 | 0 | 0 | 0 | 0 | 0 | 0 | #NUM! | #NUM! | #NUM! | 0 | 0 | 0 | 0 | 0 | 0 | 0 | 0 | 0 | 0 | 0 | 0 | 0 | 0 | 0 | 0 | 0 | 0 | 0 | 0 | 0 | 0 | 0 | 0 | 0 | 0 | 0 | 0 | 0 | 0 | 0 | 0 | 0 | 0 | 0 | 0 | 0 | 0 | 0 | 0 | 0 | 0 | 0 | 0 | 0 | 0 | 0 | 0 | 0 | 0 | 0
| 797 | Business | Healthcare/Hospitals | HVAC | Gas | 02-291 | 02-291.04 | Boilers | [02-291]_Business_HVAC_Boiler_< 300 kBtu/h_Tier 1_ROB_Gas_per kBtu/hr | 0.82 AFUE | 0.90 AFUE | ENGINEER | 0 | 0.14437 | 0 | 0 | 0 | 0 | 1.5633 | 20 | 0 | 0.387 | 0.612 | 0 | 0.001 | 1 | 1 | Replace on Burnout | 0.51319 | #NUM! | 0 | 3.0463 | 0 | 0 | 3.0463 | 0 | 20.8333 | 0 | 0 | 0 | 0.15232 | 0 | 20.9857 | 0.659 | 20.3267 | 31.8448 | 0 | 21.0915 | 0 | 0 | 0 | 0.15232 | 0 | 21.2438 | 0.659 | 20.5849 | 32.2366 | 0 | 21.3775 | 0 | 0 | 0 | 0.15232 | 0 | 21.5298 | 0.659 | 20.8708 | 32.6705 | per kBtu/hr | 0.65549 | 1780.3165 | 0.005 | 0 | 0 | 0 | 0 | 0 | 0 | 0 | 0 | 0 | 0 | 0 | 0 | 0 | 0 | 0 | 0 | 0 | 0 | 0 | 0 | 0 | 0 | 0 | 0 | 0 | 0 | 0 | 0 | 0 | 0 | 0 | 0 | 0 | 0 | 0 | 0 | 0 | 0 | 0 | 0 | 0 | 0 | 0 | 0 | 0 | 0 | 0 | 0 | 0 | 0 | 0 | 0 | 0 | 0 | 0 | 0 | 0 | 0 | 0 | 0 | 0 | 0 | 0 | 0 | 0 | 0 | 0 | 0 | 18.9536 | 603.5719 | 18.9536 | 500.7432 | 26.0097 | 19.0621 | 614.4965 | 19.0621 | 506.0055 | 26.1587 | 19.1738 | 626.419 | 19.1738 | 511.8737 | 26.312 | 28.7612 | 28.9259 | 29.0954 | 0.016075 | 0.015995 | 0.015915 | 0 | 4.1522 | 0 | 0 | 4.1522 | 0 | 0 | 4.1759 | 0 | 0 | 4.1759 | 0 | 0 | 4.2004 | 0 | 0 | 4.2004 | 0 | 0 | 0 | 0 | 83.0432 | 83.5187 | 84.0083 | 0 | 0 | 0 | 0 | 0 | 0 | 83.0432 | 83.5187 | 84.0083 | 0 | 0 | 0 | 4.1522 | 8.3281 | 12.5285 | 0 | 0 | 0 | 0 | 0 | 0 | 4.1522 | 8.3281 | 12.5285 | 0 | 0 | 0 | 1 | 1 | 1 | 1 | 1 | 1 | 1 | 1.1725 | 19.8132 | 17.8982 | 1.1725 | 20.0713 | 18.1184 | 1.1725 | 20.3573 | 18.3623 | 0 | 0 | 0 | 0 | 0 | 0 | 0 | 0 | 0 | 0 | 0 | 0 | 0 | 0 | 0 | 0 | 0 | 0 | 0 | 0 | 0 | 0 | 0 | 0 | 0 | 0 | 0 | 0 | 0 | 0 | 0 | 0 | 0 | 0 | 40.2313 | 720.0676 | 40.2313 | 597.3919 | 13.4104 | 40.4403 | 732.7153 | 40.4403 | 603.3525 | 13.4801 | 40.652 | 746.4656 | 40.652 | 609.9689 | 13.5507 | 34.3124 | 34.4907 | 34.6713 | 0.019177 | 0.019082 | 0.018987 | 0 | 4.9536 | 0 | 0 | 4.9536 | 0 | 0 | 4.9793 | 0 | 0 | 4.9793 | 0 | 0 | 5.0054 | 0 | 0 | 5.0054 | 0 | 0 | 0 | 0 | 99.0714 | 99.5863 | 100.1076 | 0 | 0 | 0 | 0 | 0 | 0 | 99.0714 | 99.5863 | 100.1076 | 0 | 0 | 0 | 4.9536 | 9.9329 | 14.9383 | 0 | 0 | 0 | 0 | 0 | 0 | 4.9536 | 9.9329 | 14.9383 | 0 | 0 | 0 | 1.5633 | 19.4223 | 13.4237 | 1.5633 | 19.6805 | 13.5888 | 1.5633 | 19.9665 | 13.7717 | 0 | 0 | 0 | 0 | 0 | 0 | 0 | 0 | 0 | 0 | 0 | 0 | 0 | 0 | 0 | 0 | 0 | 0 | 0 | 0 | 0 | 0 | 0 | 0 | 0 | 0 | 0 | 0 | 0 | 0 | 0 | 0 | 0 | 0 | 55.9429 | 750.9584 | 55.9429 | 623.0199 | 0 | 56.2226 | 763.9986 | 56.2226 | 629.1126 | 0 | 56.5037 | 778.1541 | 56.5037 | 635.8629 | 0 | 35.7844 | 35.9633 | 36.1431 | 0.02 | 0.0199 | 0.019801 | 0 | 5.1661 | 0 | 0 | 5.1661 | 0 | 0 | 5.1919 | 0 | 0 | 5.1919 | 0 | 0 | 5.2179 | 0 | 0 | 5.2179 | 0 | 0 | 0 | 0 | 103.3215 | 103.8381 | 104.3573 | 0 | 0 | 0 | 0 | 0 | 0 | 103.3215 | 103.8381 | 104.3573 | 0 | 0 | 0 | 5.1661 | 10.358 | 15.5758 | 0 | 0 | 0 | 0 | 0 | 0 | 5.1661 | 10.358 | 15.5758 | 0 | 0 | 0
| 798 | Business | Campus/Education | HVAC | Gas | 02-291 | 02-291.05 | Boilers | [02-291]_Business_HVAC_Boiler_< 300 kBtu/h_Tier 1_ROB_Gas_per kBtu/hr | 0.82 AFUE | 0.90 AFUE | ENGINEER | 0 | 0.14437 | 0 | 0 | 0 | 0 | 1.5633 | 20 | 0 | 0.387 | 0.612 | 0 | 0.001 | 1 | 1 | Replace on Burnout | 0.51319 | #NUM! | 0 | 3.0463 | 0 | 0 | 3.0463 | 0 | 20.8333 | 0 | 0 | 0 | 0.15232 | 0 | 20.9857 | 0.659 | 20.3267 | 31.8448 | 0 | 21.0915 | 0 | 0 | 0 | 0.15232 | 0 | 21.2438 | 0.659 | 20.5849 | 32.2366 | 0 | 21.3775 | 0 | 0 | 0 | 0.15232 | 0 | 21.5298 | 0.659 | 20.8708 | 32.6705 | per kBtu/hr | 3.7535 | 8524.2893 | 0.005 | 0 | 0 | 0 | 0 | 0 | 0 | 0 | 0 | 0 | 0 | 0 | 0 | 0 | 0 | 0 | 0 | 0 | 0 | 0 | 0 | 0 | 0 | 0 | 0 | 0 | 0 | 0 | 0 | 0 | 0 | 0 | 0 | 0 | 0 | 0 | 0 | 0 | 0 | 0 | 0 | 0 | 0 | 0 | 0 | 0 | 0 | 0 | 0 | 0 | 0 | 0 | 0 | 0 | 0 | 0 | 0 | 0 | 0 | 0 | 0 | 0 | 0 | 0 | 0 | 0 | 0 | 0 | 0 | 90.138 | 2870.4249 | 90.138 | 2279.6808 | 123.6952 | 90.6564 | 2922.45 | 90.6564 | 2303.6937 | 124.4065 | 91.1913 | 2979.264 | 91.1913 | 2330.4977 | 125.1405 | 136.7803 | 137.5669 | 138.3786 | 0.015966 | 0.015887 | 0.015808 | 0 | 19.7465 | 0 | 0 | 19.7465 | 0 | 0 | 19.8601 | 0 | 0 | 19.8601 | 0 | 0 | 19.9773 | 0 | 0 | 19.9773 | 0 | 0 | 0 | 0 | 394.9309 | 397.202 | 399.5456 | 0 | 0 | 0 | 0 | 0 | 0 | 394.9309 | 397.202 | 399.5456 | 0 | 0 | 0 | 19.7465 | 39.6066 | 59.5839 | 0 | 0 | 0 | 0 | 0 | 0 | 19.7465 | 39.6066 | 59.5839 | 0 | 0 | 0 | 1 | 1 | 1 | 1 | 1 | 1 | 1 | 1.1725 | 19.8132 | 17.8982 | 1.1725 | 20.0713 | 18.1184 | 1.1725 | 20.3573 | 18.3623 | 0 | 0 | 0 | 0 | 0 | 0 | 0 | 0 | 0 | 0 | 0 | 0 | 0 | 0 | 0 | 0 | 0 | 0 | 0 | 0 | 0 | 0 | 0 | 0 | 0 | 0 | 0 | 0 | 0 | 0 | 0 | 0 | 0 | 0 | 192.2744 | 3441.3684 | 192.2744 | 2733.1221 | 64.0915 | 193.2754 | 3501.8447 | 193.2754 | 2760.4158 | 64.4251 | 194.2891 | 3567.5974 | 194.2891 | 2790.7153 | 64.763 | 163.9867 | 164.8404 | 165.705 | 0.019142 | 0.019047 | 0.018952 | 0 | 23.6742 | 0 | 0 | 23.6742 | 0 | 0 | 23.7975 | 0 | 0 | 23.7975 | 0 | 0 | 23.9223 | 0 | 0 | 23.9223 | 0 | 0 | 0 | 0 | 473.4849 | 475.9498 | 478.4462 | 0 | 0 | 0 | 0 | 0 | 0 | 473.4849 | 475.9498 | 478.4462 | 0 | 0 | 0 | 23.6742 | 47.4717 | 71.394 | 0 | 0 | 0 | 0 | 0 | 0 | 23.6742 | 47.4717 | 71.394 | 0 | 0 | 0 | 1.5633 | 19.4223 | 13.4237 | 1.5633 | 19.6805 | 13.5888 | 1.5633 | 19.9665 | 13.7717 | 0 | 0 | 0 | 0 | 0 | 0 | 0 | 0 | 0 | 0 | 0 | 0 | 0 | 0 | 0 | 0 | 0 | 0 | 0 | 0 | 0 | 0 | 0 | 0 | 0 | 0 | 0 | 0 | 0 | 0 | 0 | 0 | 0 | 0 | 267.8587 | 3595.6452 | 267.8587 | 2855.6481 | 0 | 269.198 | 3658.0827 | 269.198 | 2883.5743 | 0 | 270.544 | 3725.8603 | 270.544 | 2914.5148 | 0 | 171.3382 | 172.1949 | 173.0559 | 0.02 | 0.0199 | 0.019801 | 0 | 24.7356 | 0 | 0 | 24.7356 | 0 | 0 | 24.8592 | 0 | 0 | 24.8592 | 0 | 0 | 24.9835 | 0 | 0 | 24.9835 | 0 | 0 | 0 | 0 | 494.7112 | 497.1848 | 499.6707 | 0 | 0 | 0 | 0 | 0 | 0 | 494.7112 | 497.1848 | 499.6707 | 0 | 0 | 0 | 24.7356 | 49.5948 | 74.5783 | 0 | 0 | 0 | 0 | 0 | 0 | 24.7356 | 49.5948 | 74.5783 | 0 | 0 | 0
| 799 | Business | Warehouse | HVAC | Gas | 02-291 | 02-291.06 | Boilers | [02-291]_Business_HVAC_Boiler_< 300 kBtu/h_Tier 1_ROB_Gas_per kBtu/hr | 0.82 AFUE | 0.90 AFUE | ENGINEER | 0 | 0.14437 | 0 | 0 | 0 | 0 | 1.5633 | 20 | 0 | 0.387 | 0.612 | 0 | 0.001 | 1 | 1 | Replace on Burnout | 0.51319 | #NUM! | 0 | 3.0463 | 0 | 0 | 3.0463 | 0 | 20.8333 | 0 | 0 | 0 | 0.15232 | 0 | 20.9857 | 0.659 | 20.3267 | 31.8448 | 0 | 21.0915 | 0 | 0 | 0 | 0.15232 | 0 | 21.2438 | 0.659 | 20.5849 | 32.2366 | 0 | 21.3775 | 0 | 0 | 0 | 0.15232 | 0 | 21.5298 | 0.659 | 20.8708 | 32.6705 | per kBtu/hr | 0 | 0 | 0.005 | 0 | 0 | 0 | 0 | 0 | 0 | 0 | 0 | 0 | 0 | 0 | 0 | 0 | 0 | 0 | 0 | 0 | 0 | 0 | 0 | 0 | 0 | 0 | 0 | 0 | 0 | 0 | 0 | 0 | 0 | 0 | 0 | 0 | 0 | 0 | 0 | 0 | 0 | 0 | 0 | 0 | 0 | 0 | 0 | 0 | 0 | 0 | 0 | 0 | 0 | 0 | 0 | 0 | 0 | 0 | 0 | 0 | 0 | 0 | 0 | 0 | 0 | 0 | 0 | 0 | 0 | 0 | 0 | 0 | 0 | 0 | 0 | 0 | 0 | 0 | 0 | 0 | 0 | 0 | 0 | 0 | 0 | 0 | 0 | 0 | 0 | #NUM! | #NUM! | #NUM! | 0 | 0 | 0 | 0 | 0 | 0 | 0 | 0 | 0 | 0 | 0 | 0 | 0 | 0 | 0 | 0 | 0 | 0 | 0 | 0 | 0 | 0 | 0 | 0 | 0 | 0 | 0 | 0 | 0 | 0 | 0 | 0 | 0 | 0 | 0 | 0 | 0 | 0 | 0 | 0 | 0 | 0 | 0 | 0 | 0 | 0 | 0 | 0 | 0 | 0 | 0 | 1 | 1 | 1 | 1 | 1 | 1 | 1 | 1.1725 | 19.8132 | 17.8982 | 1.1725 | 20.0713 | 18.1184 | 1.1725 | 20.3573 | 18.3623 | 0 | 0 | 0 | 0 | 0 | 0 | 0 | 0 | 0 | 0 | 0 | 0 | 0 | 0 | 0 | 0 | 0 | 0 | 0 | 0 | 0 | 0 | 0 | 0 | 0 | 0 | 0 | 0 | 0 | 0 | 0 | 0 | 0 | 0 | 0 | 0 | 0 | 0 | 0 | 0 | 0 | 0 | 0 | 0 | 0 | 0 | 0 | 0 | 0 | 0 | 0 | 0 | #NUM! | #NUM! | #NUM! | 0 | 0 | 0 | 0 | 0 | 0 | 0 | 0 | 0 | 0 | 0 | 0 | 0 | 0 | 0 | 0 | 0 | 0 | 0 | 0 | 0 | 0 | 0 | 0 | 0 | 0 | 0 | 0 | 0 | 0 | 0 | 0 | 0 | 0 | 0 | 0 | 0 | 0 | 0 | 0 | 0 | 0 | 0 | 0 | 0 | 0 | 0 | 0 | 0 | 0 | 0 | 1.5633 | 19.4223 | 13.4237 | 1.5633 | 19.6805 | 13.5888 | 1.5633 | 19.9665 | 13.7717 | 0 | 0 | 0 | 0 | 0 | 0 | 0 | 0 | 0 | 0 | 0 | 0 | 0 | 0 | 0 | 0 | 0 | 0 | 0 | 0 | 0 | 0 | 0 | 0 | 0 | 0 | 0 | 0 | 0 | 0 | 0 | 0 | 0 | 0 | 0 | 0 | 0 | 0 | 0 | 0 | 0 | 0 | 0 | 0 | 0 | 0 | 0 | 0 | 0 | 0 | 0 | 0 | #NUM! | #NUM! | #NUM! | 0 | 0 | 0 | 0 | 0 | 0 | 0 | 0 | 0 | 0 | 0 | 0 | 0 | 0 | 0 | 0 | 0 | 0 | 0 | 0 | 0 | 0 | 0 | 0 | 0 | 0 | 0 | 0 | 0 | 0 | 0 | 0 | 0 | 0 | 0 | 0 | 0 | 0 | 0 | 0 | 0 | 0 | 0 | 0 | 0 | 0 | 0 | 0 | 0 | 0 | 0
| 800 | Business | Lodging | HVAC | Gas | 02-291 | 02-291.07 | Boilers | [02-291]_Business_HVAC_Boiler_< 300 kBtu/h_Tier 1_ROB_Gas_per kBtu/hr | 0.82 AFUE | 0.90 AFUE | ENGINEER | 0 | 0.14437 | 0 | 0 | 0 | 0 | 1.5633 | 20 | 0 | 0.387 | 0.612 | 0 | 0.001 | 1 | 1 | Replace on Burnout | 0.51319 | #NUM! | 0 | 3.0463 | 0 | 0 | 3.0463 | 0 | 20.8333 | 0 | 0 | 0 | 0.15232 | 0 | 20.9857 | 0.57516 | 20.4105 | 36.4868 | 0 | 21.0915 | 0 | 0 | 0 | 0.15232 | 0 | 21.2438 | 0.57516 | 20.6687 | 36.9358 | 0 | 21.3775 | 0 | 0 | 0 | 0.15232 | 0 | 21.5298 | 0.57516 | 20.9547 | 37.4329 | per kBtu/hr | 1.2266 | 3516.7275 | 0.005 | 0 | 0 | 0 | 0 | 0 | 0 | 0 | 0 | 0 | 0 | 0 | 0 | 0 | 0 | 0 | 0 | 0 | 0 | 0 | 0 | 0 | 0 | 0 | 0 | 0 | 0 | 0 | 0 | 0 | 0 | 0 | 0 | 0 | 0 | 0 | 0 | 0 | 0 | 0 | 0 | 0 | 0 | 0 | 0 | 0 | 0 | 0 | 0 | 0 | 0 | 0 | 0 | 0 | 0 | 0 | 0 | 0 | 0 | 0 | 0 | 0 | 0 | 0 | 0 | 0 | 0 | 0 | 0 | 34.9884 | 1276.6149 | 34.9884 | 967.6047 | 60.1135 | 35.1872 | 1299.6644 | 35.1872 | 977.7302 | 60.455 | 35.3916 | 1324.8135 | 35.3916 | 989.019 | 60.8064 | 60.8327 | 61.1784 | 61.5339 | 0.017212 | 0.017126 | 0.017041 | 0 | 8.7822 | 0 | 0 | 8.7822 | 0 | 0 | 8.8321 | 0 | 0 | 8.8321 | 0 | 0 | 8.8835 | 0 | 0 | 8.8835 | 0 | 0 | 0 | 0 | 175.6446 | 176.6426 | 177.6692 | 0 | 0 | 0 | 0 | 0 | 0 | 175.6446 | 176.6426 | 177.6692 | 0 | 0 | 0 | 8.7822 | 17.6144 | 26.4978 | 0 | 0 | 0 | 0 | 0 | 0 | 8.7822 | 17.6144 | 26.4978 | 0 | 0 | 0 | 1 | 1 | 1 | 1 | 1 | 1 | 1 | 1.1725 | 19.8132 | 17.8982 | 1.1725 | 20.0713 | 18.1184 | 1.1725 | 20.3573 | 18.3623 | 0 | 0 | 0 | 0 | 0 | 0 | 0 | 0 | 0 | 0 | 0 | 0 | 0 | 0 | 0 | 0 | 0 | 0 | 0 | 0 | 0 | 0 | 0 | 0 | 0 | 0 | 0 | 0 | 0 | 0 | 0 | 0 | 0 | 0 | 90.3886 | 1617.7949 | 90.3886 | 1226.2006 | 30.1295 | 90.8538 | 1646.1269 | 90.8538 | 1238.3721 | 30.2846 | 91.3239 | 1676.918 | 91.3239 | 1251.8772 | 30.4413 | 77.0905 | 77.4872 | 77.8882 | 0.021812 | 0.021704 | 0.021596 | 0 | 11.1293 | 0 | 0 | 11.1293 | 0 | 0 | 11.1866 | 0 | 0 | 11.1866 | 0 | 0 | 11.2445 | 0 | 0 | 11.2445 | 0 | 0 | 0 | 0 | 222.5863 | 223.7317 | 224.8895 | 0 | 0 | 0 | 0 | 0 | 0 | 222.5863 | 223.7317 | 224.8895 | 0 | 0 | 0 | 11.1293 | 22.3159 | 33.5604 | 0 | 0 | 0 | 0 | 0 | 0 | 11.1293 | 22.3159 | 33.5604 | 0 | 0 | 0 | 1.5633 | 19.4223 | 13.4237 | 1.5633 | 19.6805 | 13.5888 | 1.5633 | 19.9665 | 13.7717 | 0 | 0 | 0 | 0 | 0 | 0 | 0 | 0 | 0 | 0 | 0 | 0 | 0 | 0 | 0 | 0 | 0 | 0 | 0 | 0 | 0 | 0 | 0 | 0 | 0 | 0 | 0 | 0 | 0 | 0 | 0 | 0 | 0 | 0 | 124.3194 | 1668.8215 | 124.3194 | 1264.876 | 0 | 124.941 | 1697.8002 | 124.941 | 1277.2456 | 0 | 125.5657 | 1729.2573 | 125.5657 | 1290.9503 | 0 | 79.522 | 79.9196 | 80.3192 | 0.0225 | 0.022388 | 0.022277 | 0 | 11.4803 | 0 | 0 | 11.4803 | 0 | 0 | 11.5377 | 0 | 0 | 11.5377 | 0 | 0 | 11.5954 | 0 | 0 | 11.5954 | 0 | 0 | 0 | 0 | 229.6068 | 230.7549 | 231.9086 | 0 | 0 | 0 | 0 | 0 | 0 | 229.6068 | 230.7549 | 231.9086 | 0 | 0 | 0 | 11.4803 | 23.0181 | 34.6135 | 0 | 0 | 0 | 0 | 0 | 0 | 11.4803 | 23.0181 | 34.6135 | 0 | 0 | 0
| 801 | Business | Other Commercial | HVAC | Gas | 02-291 | 02-291.08 | Boilers | [02-291]_Business_HVAC_Boiler_< 300 kBtu/h_Tier 1_ROB_Gas_per kBtu/hr | 0.82 AFUE | 0.90 AFUE | ENGINEER | 0 | 0.14437 | 0 | 0 | 0 | 0 | 1.5633 | 20 | 0 | 0.387 | 0.612 | 0 | 0.001 | 1 | 1 | Replace on Burnout | 0.51319 | #NUM! | 0 | 3.0463 | 0 | 0 | 3.0463 | 0 | 20.8333 | 0 | 0 | 0 | 0.15232 | 0 | 20.9857 | 0.57516 | 20.4105 | 36.4868 | 0 | 21.0915 | 0 | 0 | 0 | 0.15232 | 0 | 21.2438 | 0.57516 | 20.6687 | 36.9358 | 0 | 21.3775 | 0 | 0 | 0 | 0.15232 | 0 | 21.5298 | 0.57516 | 20.9547 | 37.4329 | per kBtu/hr | 1.0128 | 3848.6601 | 0.005 | 0 | 0 | 0 | 0 | 0 | 0 | 0 | 0 | 0 | 0 | 0 | 0 | 0 | 0 | 0 | 0 | 0 | 0 | 0 | 0 | 0 | 0 | 0 | 0 | 0 | 0 | 0 | 0 | 0 | 0 | 0 | 0 | 0 | 0 | 0 | 0 | 0 | 0 | 0 | 0 | 0 | 0 | 0 | 0 | 0 | 0 | 0 | 0 | 0 | 0 | 0 | 0 | 0 | 0 | 0 | 0 | 0 | 0 | 0 | 0 | 0 | 0 | 0 | 0 | 0 | 0 | 0 | 0 | 38.34 | 1398.9062 | 38.34 | 1069.8907 | 65.872 | 38.5576 | 1424.1523 | 38.5576 | 1081.078 | 66.2457 | 38.7813 | 1451.6971 | 38.7813 | 1093.55 | 66.6301 | 66.6601 | 67.0383 | 67.4273 | 0.017234 | 0.017148 | 0.017063 | 0 | 9.6235 | 0 | 0 | 9.6235 | 0 | 0 | 9.6781 | 0 | 0 | 9.6781 | 0 | 0 | 9.7343 | 0 | 0 | 9.7343 | 0 | 0 | 0 | 0 | 192.4702 | 193.5623 | 194.6854 | 0 | 0 | 0 | 0 | 0 | 0 | 192.4702 | 193.5623 | 194.6854 | 0 | 0 | 0 | 9.6235 | 19.3016 | 29.0359 | 0 | 0 | 0 | 0 | 0 | 0 | 9.6235 | 19.3016 | 29.0359 | 0 | 0 | 0 | 1 | 1 | 1 | 1 | 1 | 1 | 1 | 1.1725 | 19.8132 | 17.8982 | 1.1725 | 20.0713 | 18.1184 | 1.1725 | 20.3573 | 18.3623 | 0 | 0 | 0 | 0 | 0 | 0 | 0 | 0 | 0 | 0 | 0 | 0 | 0 | 0 | 0 | 0 | 0 | 0 | 0 | 0 | 0 | 0 | 0 | 0 | 0 | 0 | 0 | 0 | 0 | 0 | 0 | 0 | 0 | 0 | 98.9474 | 1770.9818 | 98.9474 | 1354.4561 | 32.9825 | 99.4565 | 1801.9944 | 99.4565 | 1367.899 | 33.1522 | 99.971 | 1835.6985 | 99.971 | 1382.8147 | 33.3237 | 84.3901 | 84.8243 | 85.2631 | 0.021818 | 0.02171 | 0.021601 | 0 | 12.1831 | 0 | 0 | 12.1831 | 0 | 0 | 12.2458 | 0 | 0 | 12.2458 | 0 | 0 | 12.3092 | 0 | 0 | 12.3092 | 0 | 0 | 0 | 0 | 243.6627 | 244.9163 | 246.1833 | 0 | 0 | 0 | 0 | 0 | 0 | 243.6627 | 244.9163 | 246.1833 | 0 | 0 | 0 | 12.1831 | 24.429 | 36.7381 | 0 | 0 | 0 | 0 | 0 | 0 | 12.1831 | 24.429 | 36.7381 | 0 | 0 | 0 | 1.5633 | 19.4223 | 13.4237 | 1.5633 | 19.6805 | 13.5888 | 1.5633 | 19.9665 | 13.7717 | 0 | 0 | 0 | 0 | 0 | 0 | 0 | 0 | 0 | 0 | 0 | 0 | 0 | 0 | 0 | 0 | 0 | 0 | 0 | 0 | 0 | 0 | 0 | 0 | 0 | 0 | 0 | 0 | 0 | 0 | 0 | 0 | 0 | 0 | 136.0535 | 1826.3362 | 136.0535 | 1396.7914 | 0 | 136.7338 | 1858.0501 | 136.7338 | 1410.451 | 0 | 137.4174 | 1892.4764 | 137.4174 | 1425.585 | 0 | 87.0278 | 87.463 | 87.9003 | 0.0225 | 0.022388 | 0.022277 | 0 | 12.5639 | 0 | 0 | 12.5639 | 0 | 0 | 12.6268 | 0 | 0 | 12.6268 | 0 | 0 | 12.6899 | 0 | 0 | 12.6899 | 0 | 0 | 0 | 0 | 251.2787 | 252.5351 | 253.7978 | 0 | 0 | 0 | 0 | 0 | 0 | 251.2787 | 252.5351 | 253.7978 | 0 | 0 | 0 | 12.5639 | 25.1907 | 37.8806 | 0 | 0 | 0 | 0 | 0 | 0 | 12.5639 | 25.1907 | 37.8806 | 0 | 0 | 0
| 802 | Business | Food Sales | HVAC | Gas | 02-291 | 02-291.09 | Boilers | [02-291]_Business_HVAC_Boiler_< 300 kBtu/h_Tier 1_ROB_Gas_per kBtu/hr | 0.82 AFUE | 0.90 AFUE | ENGINEER | 0 | 0.14437 | 0 | 0 | 0 | 0 | 1.5633 | 20 | 0 | 0.387 | 0.612 | 0 | 0.001 | 1 | 1 | Replace on Burnout | 0.51319 | #NUM! | 0 | 3.0463 | 0 | 0 | 3.0463 | 0 | 20.8333 | 0 | 0 | 0 | 0.15232 | 0 | 20.9857 | 0.57516 | 20.4105 | 36.4868 | 0 | 21.0915 | 0 | 0 | 0 | 0.15232 | 0 | 21.2438 | 0.57516 | 20.6687 | 36.9358 | 0 | 21.3775 | 0 | 0 | 0 | 0.15232 | 0 | 21.5298 | 0.57516 | 20.9547 | 37.4329 | per kBtu/hr | 0 | 0 | 0.005 | 0 | 0 | 0 | 0 | 0 | 0 | 0 | 0 | 0 | 0 | 0 | 0 | 0 | 0 | 0 | 0 | 0 | 0 | 0 | 0 | 0 | 0 | 0 | 0 | 0 | 0 | 0 | 0 | 0 | 0 | 0 | 0 | 0 | 0 | 0 | 0 | 0 | 0 | 0 | 0 | 0 | 0 | 0 | 0 | 0 | 0 | 0 | 0 | 0 | 0 | 0 | 0 | 0 | 0 | 0 | 0 | 0 | 0 | 0 | 0 | 0 | 0 | 0 | 0 | 0 | 0 | 0 | 0 | 0 | 0 | 0 | 0 | 0 | 0 | 0 | 0 | 0 | 0 | 0 | 0 | 0 | 0 | 0 | 0 | 0 | 0 | #NUM! | #NUM! | #NUM! | 0 | 0 | 0 | 0 | 0 | 0 | 0 | 0 | 0 | 0 | 0 | 0 | 0 | 0 | 0 | 0 | 0 | 0 | 0 | 0 | 0 | 0 | 0 | 0 | 0 | 0 | 0 | 0 | 0 | 0 | 0 | 0 | 0 | 0 | 0 | 0 | 0 | 0 | 0 | 0 | 0 | 0 | 0 | 0 | 0 | 0 | 0 | 0 | 0 | 0 | 0 | 1 | 1 | 1 | 1 | 1 | 1 | 1 | 1.1725 | 19.8132 | 17.8982 | 1.1725 | 20.0713 | 18.1184 | 1.1725 | 20.3573 | 18.3623 | 0 | 0 | 0 | 0 | 0 | 0 | 0 | 0 | 0 | 0 | 0 | 0 | 0 | 0 | 0 | 0 | 0 | 0 | 0 | 0 | 0 | 0 | 0 | 0 | 0 | 0 | 0 | 0 | 0 | 0 | 0 | 0 | 0 | 0 | 0 | 0 | 0 | 0 | 0 | 0 | 0 | 0 | 0 | 0 | 0 | 0 | 0 | 0 | 0 | 0 | 0 | 0 | #NUM! | #NUM! | #NUM! | 0 | 0 | 0 | 0 | 0 | 0 | 0 | 0 | 0 | 0 | 0 | 0 | 0 | 0 | 0 | 0 | 0 | 0 | 0 | 0 | 0 | 0 | 0 | 0 | 0 | 0 | 0 | 0 | 0 | 0 | 0 | 0 | 0 | 0 | 0 | 0 | 0 | 0 | 0 | 0 | 0 | 0 | 0 | 0 | 0 | 0 | 0 | 0 | 0 | 0 | 0 | 1.5633 | 19.4223 | 13.4237 | 1.5633 | 19.6805 | 13.5888 | 1.5633 | 19.9665 | 13.7717 | 0 | 0 | 0 | 0 | 0 | 0 | 0 | 0 | 0 | 0 | 0 | 0 | 0 | 0 | 0 | 0 | 0 | 0 | 0 | 0 | 0 | 0 | 0 | 0 | 0 | 0 | 0 | 0 | 0 | 0 | 0 | 0 | 0 | 0 | 0 | 0 | 0 | 0 | 0 | 0 | 0 | 0 | 0 | 0 | 0 | 0 | 0 | 0 | 0 | 0 | 0 | 0 | #NUM! | #NUM! | #NUM! | 0 | 0 | 0 | 0 | 0 | 0 | 0 | 0 | 0 | 0 | 0 | 0 | 0 | 0 | 0 | 0 | 0 | 0 | 0 | 0 | 0 | 0 | 0 | 0 | 0 | 0 | 0 | 0 | 0 | 0 | 0 | 0 | 0 | 0 | 0 | 0 | 0 | 0 | 0 | 0 | 0 | 0 | 0 | 0 | 0 | 0 | 0 | 0 | 0 | 0 | 0
| 803 | Business | Manufacturing/Industrial | HVAC | Gas | 02-291 | 02-291.10 | Boilers | [02-291]_Business_HVAC_Boiler_< 300 kBtu/h_Tier 1_ROB_Gas_per kBtu/hr | 0.82 AFUE | 0.90 AFUE | ENGINEER | 0 | 0.14437 | 0 | 0 | 0 | 0 | 1.5633 | 20 | 0 | 0.387 | 0.612 | 0 | 0.001 | 1 | 1 | Replace on Burnout | 0.51319 | #NUM! | 0 | 3.0463 | 0 | 0 | 3.0463 | 0 | 20.8333 | 0 | 0 | 0 | 0.15232 | 0 | 20.9857 | 0.659 | 20.3267 | 31.8448 | 0 | 21.0915 | 0 | 0 | 0 | 0.15232 | 0 | 21.2438 | 0.659 | 20.5849 | 32.2366 | 0 | 21.3775 | 0 | 0 | 0 | 0.15232 | 0 | 21.5298 | 0.659 | 20.8708 | 32.6705 | per kBtu/hr | 0.25041 | 1037.4683 | 0.005 | 0 | 0 | 0 | 0 | 0 | 0 | 0 | 0 | 0 | 0 | 0 | 0 | 0 | 0 | 0 | 0 | 0 | 0 | 0 | 0 | 0 | 0 | 0 | 0 | 0 | 0 | 0 | 0 | 0 | 0 | 0 | 0 | 0 | 0 | 0 | 0 | 0 | 0 | 0 | 0 | 0 | 0 | 0 | 0 | 0 | 0 | 0 | 0 | 0 | 0 | 0 | 0 | 0 | 0 | 0 | 0 | 0 | 0 | 0 | 0 | 0 | 0 | 0 | 0 | 0 | 0 | 0 | 0 | 12.3536 | 393.3989 | 12.3536 | 341.3169 | 16.9527 | 12.4215 | 400.4257 | 12.4215 | 344.8231 | 17.0458 | 12.4908 | 408.0819 | 12.4908 | 348.7256 | 17.141 | 18.7461 | 18.849 | 18.9543 | 0.017979 | 0.01789 | 0.017801 | 0 | 2.7063 | 0 | 0 | 2.7063 | 0 | 0 | 2.7212 | 0 | 0 | 2.7212 | 0 | 0 | 2.7364 | 0 | 0 | 2.7364 | 0 | 0 | 0 | 0 | 54.1263 | 54.4235 | 54.7274 | 0 | 0 | 0 | 0 | 0 | 0 | 54.1263 | 54.4235 | 54.7274 | 0 | 0 | 0 | 2.7063 | 5.4275 | 8.1639 | 0 | 0 | 0 | 0 | 0 | 0 | 2.7063 | 5.4275 | 8.1639 | 0 | 0 | 0 | 1 | 1 | 1 | 1 | 1 | 1 | 1 | 1.1725 | 19.8132 | 17.8982 | 1.1725 | 20.0713 | 18.1184 | 1.1725 | 20.3573 | 18.3623 | 0 | 0 | 0 | 0 | 0 | 0 | 0 | 0 | 0 | 0 | 0 | 0 | 0 | 0 | 0 | 0 | 0 | 0 | 0 | 0 | 0 | 0 | 0 | 0 | 0 | 0 | 0 | 0 | 0 | 0 | 0 | 0 | 0 | 0 | 26.7696 | 479.1282 | 26.7696 | 415.6965 | 8.9232 | 26.9069 | 487.5104 | 26.9069 | 419.8153 | 8.969 | 27.0455 | 496.6185 | 27.0455 | 424.3844 | 9.0152 | 22.8312 | 22.9483 | 23.0666 | 0.021897 | 0.021788 | 0.02168 | 0 | 3.2961 | 0 | 0 | 3.2961 | 0 | 0 | 3.313 | 0 | 0 | 3.313 | 0 | 0 | 3.33 | 0 | 0 | 3.33 | 0 | 0 | 0 | 0 | 65.9214 | 66.2595 | 66.6009 | 0 | 0 | 0 | 0 | 0 | 0 | 65.9214 | 66.2595 | 66.6009 | 0 | 0 | 0 | 3.2961 | 6.609 | 9.9391 | 0 | 0 | 0 | 0 | 0 | 0 | 3.2961 | 6.609 | 9.9391 | 0 | 0 | 0 | 1.5633 | 19.4223 | 13.4237 | 1.5633 | 19.6805 | 13.5888 | 1.5633 | 19.9665 | 13.7717 | 0 | 0 | 0 | 0 | 0 | 0 | 0 | 0 | 0 | 0 | 0 | 0 | 0 | 0 | 0 | 0 | 0 | 0 | 0 | 0 | 0 | 0 | 0 | 0 | 0 | 0 | 0 | 0 | 0 | 0 | 0 | 0 | 0 | 0 | 36.6754 | 492.3183 | 36.6754 | 427.1404 | 0 | 36.8588 | 500.8673 | 36.8588 | 431.3175 | 0 | 37.0431 | 510.1475 | 37.0431 | 435.9455 | 0 | 23.4598 | 23.5771 | 23.6949 | 0.0225 | 0.022388 | 0.022277 | 0 | 3.3868 | 0 | 0 | 3.3868 | 0 | 0 | 3.4037 | 0 | 0 | 3.4037 | 0 | 0 | 3.4208 | 0 | 0 | 3.4208 | 0 | 0 | 0 | 0 | 67.7362 | 68.0749 | 68.4153 | 0 | 0 | 0 | 0 | 0 | 0 | 67.7362 | 68.0749 | 68.4153 | 0 | 0 | 0 | 3.3868 | 6.7906 | 10.2113 | 0 | 0 | 0 | 0 | 0 | 0 | 3.3868 | 6.7906 | 10.2113 | 0 | 0 | 0
| 804 | Business | Office | HVAC | Gas | 02-293 | 02-293.01 | Boilers | [02-293]_Business_HVAC_Boiler_< 300 kBtu/h_Tier 2_ROB_Gas_per kBtu/hr | 0.82 AFUE | 0.95 AFUE | ENGINEER | 0 | 0.22225 | 0 | 0 | 0 | 0 | 2.1433 | 20 | 0 | 0.387 | 0.612 | 0 | 0.001 | 1 | 1 | Replace on Burnout | 0.45703 | #NUM! | 0 | 4.6897 | 0 | 0 | 4.6897 | 0 | 32.0724 | 0 | 0 | 0 | 0.23449 | 0 | 32.3069 | 0.78854 | 31.5183 | 40.9704 | 0 | 32.4699 | 0 | 0 | 0 | 0.23449 | 0 | 32.7043 | 0.78854 | 31.9158 | 41.4745 | 0 | 32.9101 | 0 | 0 | 0 | 0.23449 | 0 | 33.1446 | 0.78854 | 32.356 | 42.0328 | per kBtu/hr | 1.4961 | 36760.0996 | 0.005 | 0 | 410.5372 | 0 | 0 | 410.5372 | 0 | 0 | 412.5899 | 0 | 0 | 0 | 0 | 414.6529 | 0 | 0 | 0 | 0 | 0 | 0 | 410.5372 | 823.1271 | 1237.78 | 0 | 0 | 0 | 0 | 0 | 0 | 410.5372 | 823.1271 | 1237.78 | 0 | 0 | 0 | 0 | 410.5372 | 0 | 0 | 410.5372 | 0 | 0 | 412.5899 | 0 | 0 | 0 | 0 | 414.6529 | 0 | 0 | 0 | 0 | 0 | 0 | 410.5372 | 823.1271 | 1237.78 | 0 | 0 | 0 | 0 | 0 | 0 | 410.5372 | 823.1271 | 1237.78 | 0 | 0 | 0 | 509.6894 | 20882.191 | 509.6894 | 15887.4183 | 875.6971 | 512.5463 | 21257.6015 | 512.5463 | 16052.4487 | 880.6056 | 515.4809 | 21667.093 | 515.4809 | 16236.3999 | 885.6474 | 646.37 | 649.9931 | 653.7146 | 0.017496 | 0.017409 | 0.017322 | 0 | 143.6551 | 0 | 0 | 143.6551 | 0 | 0 | 144.4603 | 0 | 0 | 144.4603 | 0 | 0 | 145.2874 | 0 | 0 | 145.2874 | 0 | 0 | 0 | 0 | 2873.1017 | 2889.2063 | 2905.7481 | 0 | 0 | 0 | 0 | 0 | 0 | 2873.1017 | 2889.2063 | 2905.7481 | 0 | 0 | 0 | 143.6551 | 288.1154 | 433.4028 | 0 | 0 | 0 | 0 | 0 | 0 | 143.6551 | 288.1154 | 433.4028 | 0 | 0 | 0 | 1 | 1 | 1 | 1 | 1 | 1 | 1 | 1.6075 | 30.6994 | 20.0976 | 1.6075 | 31.0968 | 20.3449 | 1.6075 | 31.5371 | 20.6187 | 0 | 410.5372 | 0 | 0 | 410.5372 | 0 | 0 | 412.5899 | 0 | 0 | 0 | 0 | 414.6529 | 0 | 0 | 0 | 0 | 0 | 0 | 410.5372 | 823.1271 | 1237.78 | 0 | 0 | 0 | 0 | 0 | 0 | 410.5372 | 823.1271 | 1237.78 | 0 | 0 | 0 | 1300.1157 | 26129.1852 | 1300.1157 | 19879.3936 | 433.3719 | 1306.7856 | 26586.3589 | 1306.7856 | 20076.4025 | 435.5952 | 1313.5202 | 27083.0925 | 1313.5202 | 20294.9201 | 437.8401 | 808.7811 | 812.9304 | 817.1199 | 0.021892 | 0.021783 | 0.021675 | 0 | 179.7508 | 0 | 0 | 179.7508 | 0 | 0 | 180.673 | 0 | 0 | 180.673 | 0 | 0 | 181.6041 | 0 | 0 | 181.6041 | 0 | 0 | 0 | 0 | 3595.0157 | 3613.4592 | 3632.0813 | 0 | 0 | 0 | 0 | 0 | 0 | 3595.0157 | 3613.4592 | 3632.0813 | 0 | 0 | 0 | 179.7508 | 360.4237 | 542.0278 | 0 | 0 | 0 | 0 | 0 | 0 | 179.7508 | 360.4237 | 542.0278 | 0 | 0 | 0 | 2.1433 | 30.1635 | 15.0732 | 2.1433 | 30.561 | 15.2586 | 2.1433 | 31.0012 | 15.464 | 0 | 410.5372 | 0 | 0 | 410.5372 | 0 | 0 | 412.5899 | 0 | 0 | 0 | 0 | 414.6529 | 0 | 0 | 0 | 0 | 0 | 0 | 410.5372 | 823.1271 | 1237.78 | 0 | 0 | 0 | 0 | 0 | 0 | 410.5372 | 823.1271 | 1237.78 | 0 | 0 | 0 | 1781.6196 | 26854.6884 | 1781.6196 | 20431.365 | 0 | 1790.5277 | 27321.0137 | 1790.5277 | 20631.1691 | 0 | 1799.4803 | 27827.2224 | 1799.4803 | 20852.5395 | 0 | 831.2378 | 835.3939 | 839.5709 | 0.0225 | 0.022388 | 0.022277 | 0 | 184.7417 | 0 | 0 | 184.7417 | 0 | 0 | 185.6655 | 0 | 0 | 185.6655 | 0 | 0 | 186.5938 | 0 | 0 | 186.5938 | 0 | 0 | 0 | 0 | 3694.835 | 3713.3091 | 3731.8757 | 0 | 0 | 0 | 0 | 0 | 0 | 3694.835 | 3713.3091 | 3731.8757 | 0 | 0 | 0 | 184.7417 | 370.4072 | 557.001 | 0 | 0 | 0 | 0 | 0 | 0 | 184.7417 | 370.4072 | 557.001 | 0 | 0 | 0
| 805 | Business | Retail | HVAC | Gas | 02-293 | 02-293.02 | Boilers | [02-293]_Business_HVAC_Boiler_< 300 kBtu/h_Tier 2_ROB_Gas_per kBtu/hr | 0.82 AFUE | 0.95 AFUE | ENGINEER | 0 | 0.22225 | 0 | 0 | 0 | 0 | 2.1433 | 20 | 0 | 0.387 | 0.612 | 0 | 0.001 | 1 | 1 | Replace on Burnout | 0.45703 | #NUM! | 0 | 4.6897 | 0 | 0 | 4.6897 | 0 | 32.0724 | 0 | 0 | 0 | 0.23449 | 0 | 32.3069 | 0.78854 | 31.5183 | 40.9704 | 0 | 32.4699 | 0 | 0 | 0 | 0.23449 | 0 | 32.7043 | 0.78854 | 31.9158 | 41.4745 | 0 | 32.9101 | 0 | 0 | 0 | 0.23449 | 0 | 33.1446 | 0.78854 | 32.356 | 42.0328 | per kBtu/hr | 1.3742 | 11775.1958 | 0.005 | 0 | 131.5055 | 0 | 0 | 131.5055 | 0 | 0 | 132.1631 | 0 | 0 | 0 | 0 | 132.8239 | 0 | 0 | 0 | 0 | 0 | 0 | 131.5055 | 263.6686 | 396.4924 | 0 | 0 | 0 | 0 | 0 | 0 | 131.5055 | 263.6686 | 396.4924 | 0 | 0 | 0 | 0 | 131.5055 | 0 | 0 | 131.5055 | 0 | 0 | 132.1631 | 0 | 0 | 0 | 0 | 132.8239 | 0 | 0 | 0 | 0 | 0 | 0 | 131.5055 | 263.6686 | 396.4924 | 0 | 0 | 0 | 0 | 0 | 0 | 131.5055 | 263.6686 | 396.4924 | 0 | 0 | 0 | 145.3432 | 5954.7727 | 145.3432 | 4543.2485 | 249.7141 | 146.1951 | 6063.3679 | 146.1951 | 4591.61 | 251.1777 | 147.0792 | 6182.1483 | 147.0792 | 4645.7149 | 252.6967 | 184.3191 | 185.3994 | 186.5207 | 0.015575 | 0.015498 | 0.015421 | 0 | 40.9647 | 0 | 0 | 40.9647 | 0 | 0 | 41.2048 | 0 | 0 | 41.2048 | 0 | 0 | 41.454 | 0 | 0 | 41.454 | 0 | 0 | 0 | 0 | 819.2946 | 824.0968 | 829.0806 | 0 | 0 | 0 | 0 | 0 | 0 | 819.2946 | 824.0968 | 829.0806 | 0 | 0 | 0 | 40.9647 | 82.1696 | 123.6236 | 0 | 0 | 0 | 0 | 0 | 0 | 40.9647 | 82.1696 | 123.6236 | 0 | 0 | 0 | 1 | 1 | 1 | 1 | 1 | 1 | 1 | 1.6075 | 30.6994 | 20.0976 | 1.6075 | 31.0968 | 20.3449 | 1.6075 | 31.5371 | 20.6187 | 0 | 131.5055 | 0 | 0 | 131.5055 | 0 | 0 | 132.1631 | 0 | 0 | 0 | 0 | 132.8239 | 0 | 0 | 0 | 0 | 0 | 0 | 131.5055 | 263.6686 | 396.4924 | 0 | 0 | 0 | 0 | 0 | 0 | 131.5055 | 263.6686 | 396.4924 | 0 | 0 | 0 | 365.3946 | 7343.5492 | 365.3946 | 5602.8283 | 121.7982 | 367.2911 | 7472.4819 | 367.2911 | 5658.6906 | 122.4304 | 369.2106 | 7612.646 | 369.2106 | 5720.6947 | 123.0702 | 227.3061 | 228.4859 | 229.68 | 0.019208 | 0.019112 | 0.019017 | 0 | 50.5186 | 0 | 0 | 50.5186 | 0 | 0 | 50.7808 | 0 | 0 | 50.7808 | 0 | 0 | 51.0461 | 0 | 0 | 51.0461 | 0 | 0 | 0 | 0 | 1010.3711 | 1015.6151 | 1020.9229 | 0 | 0 | 0 | 0 | 0 | 0 | 1010.3711 | 1015.6151 | 1020.9229 | 0 | 0 | 0 | 50.5186 | 101.2993 | 152.3455 | 0 | 0 | 0 | 0 | 0 | 0 | 50.5186 | 101.2993 | 152.3455 | 0 | 0 | 0 | 2.1433 | 30.1635 | 15.0732 | 2.1433 | 30.561 | 15.2586 | 2.1433 | 31.0012 | 15.464 | 0 | 131.5055 | 0 | 0 | 131.5055 | 0 | 0 | 132.1631 | 0 | 0 | 0 | 0 | 132.8239 | 0 | 0 | 0 | 0 | 0 | 0 | 131.5055 | 263.6686 | 396.4924 | 0 | 0 | 0 | 0 | 0 | 0 | 131.5055 | 263.6686 | 396.4924 | 0 | 0 | 0 | 507.2872 | 7646.4359 | 507.2872 | 5833.9186 | 0 | 509.8236 | 7779.2145 | 509.8236 | 5890.9701 | 0 | 512.3728 | 7923.3492 | 512.3728 | 5954.1796 | 0 | 236.6814 | 237.8648 | 239.0542 | 0.02 | 0.0199 | 0.019801 | 0 | 52.6022 | 0 | 0 | 52.6022 | 0 | 0 | 52.8652 | 0 | 0 | 52.8652 | 0 | 0 | 53.1295 | 0 | 0 | 53.1295 | 0 | 0 | 0 | 0 | 1052.0442 | 1057.3044 | 1062.5909 | 0 | 0 | 0 | 0 | 0 | 0 | 1052.0442 | 1057.3044 | 1062.5909 | 0 | 0 | 0 | 52.6022 | 105.4674 | 158.597 | 0 | 0 | 0 | 0 | 0 | 0 | 52.6022 | 105.4674 | 158.597 | 0 | 0 | 0
| 806 | Business | Food Service | HVAC | Gas | 02-293 | 02-293.03 | Boilers | [02-293]_Business_HVAC_Boiler_< 300 kBtu/h_Tier 2_ROB_Gas_per kBtu/hr | 0.82 AFUE | 0.95 AFUE | ENGINEER | 0 | 0.22225 | 0 | 0 | 0 | 0 | 2.1433 | 20 | 0 | 0.387 | 0.612 | 0 | 0.001 | 1 | 1 | Replace on Burnout | 0.45703 | #NUM! | 0 | 4.6897 | 0 | 0 | 4.6897 | 0 | 32.0724 | 0 | 0 | 0 | 0.23449 | 0 | 38.7682 | 0.78854 | 37.9797 | 49.1645 | 0 | 32.4699 | 0 | 0 | 0 | 0.23449 | 0 | 39.2452 | 0.78854 | 38.4567 | 49.7694 | 0 | 32.9101 | 0 | 0 | 0 | 0.23449 | 0 | 39.7735 | 0.78854 | 38.985 | 50.4393 | per kBtu/hr | 0 | 0 | 0.005 | 0 | 0 | 0 | 0 | 0 | 0 | 0 | 0 | 0 | 0 | 0 | 0 | 0 | 0 | 0 | 0 | 0 | 0 | 0 | 0 | 0 | 0 | 0 | 0 | 0 | 0 | 0 | 0 | 0 | 0 | 0 | 0 | 0 | 0 | 0 | 0 | 0 | 0 | 0 | 0 | 0 | 0 | 0 | 0 | 0 | 0 | 0 | 0 | 0 | 0 | 0 | 0 | 0 | 0 | 0 | 0 | 0 | 0 | 0 | 0 | 0 | 0 | 0 | 0 | 0 | 0 | 0 | 0 | 0 | 0 | 0 | 0 | 0 | 0 | 0 | 0 | 0 | 0 | 0 | 0 | 0 | 0 | 0 | 0 | 0 | 0 | #NUM! | #NUM! | #NUM! | 0 | 0 | 0 | 0 | 0 | 0 | 0 | 0 | 0 | 0 | 0 | 0 | 0 | 0 | 0 | 0 | 0 | 0 | 0 | 0 | 0 | 0 | 0 | 0 | 0 | 0 | 0 | 0 | 0 | 0 | 0 | 0 | 0 | 0 | 0 | 0 | 0 | 0 | 0 | 0 | 0 | 0 | 0 | 0 | 0 | 0 | 0 | 0 | 0 | 0 | 0 | 1 | 1 | 1 | 1 | 1 | 1 | 1 | 1.6075 | 37.1607 | 24.1171 | 1.6075 | 37.6377 | 24.4138 | 1.6075 | 38.166 | 24.7425 | 0 | 0 | 0 | 0 | 0 | 0 | 0 | 0 | 0 | 0 | 0 | 0 | 0 | 0 | 0 | 0 | 0 | 0 | 0 | 0 | 0 | 0 | 0 | 0 | 0 | 0 | 0 | 0 | 0 | 0 | 0 | 0 | 0 | 0 | 0 | 0 | 0 | 0 | 0 | 0 | 0 | 0 | 0 | 0 | 0 | 0 | 0 | 0 | 0 | 0 | 0 | 0 | #NUM! | #NUM! | #NUM! | 0 | 0 | 0 | 0 | 0 | 0 | 0 | 0 | 0 | 0 | 0 | 0 | 0 | 0 | 0 | 0 | 0 | 0 | 0 | 0 | 0 | 0 | 0 | 0 | 0 | 0 | 0 | 0 | 0 | 0 | 0 | 0 | 0 | 0 | 0 | 0 | 0 | 0 | 0 | 0 | 0 | 0 | 0 | 0 | 0 | 0 | 0 | 0 | 0 | 0 | 0 | 2.1433 | 36.6249 | 18.0878 | 2.1433 | 37.1019 | 18.3104 | 2.1433 | 37.6302 | 18.5568 | 0 | 0 | 0 | 0 | 0 | 0 | 0 | 0 | 0 | 0 | 0 | 0 | 0 | 0 | 0 | 0 | 0 | 0 | 0 | 0 | 0 | 0 | 0 | 0 | 0 | 0 | 0 | 0 | 0 | 0 | 0 | 0 | 0 | 0 | 0 | 0 | 0 | 0 | 0 | 0 | 0 | 0 | 0 | 0 | 0 | 0 | 0 | 0 | 0 | 0 | 0 | 0 | #NUM! | #NUM! | #NUM! | 0 | 0 | 0 | 0 | 0 | 0 | 0 | 0 | 0 | 0 | 0 | 0 | 0 | 0 | 0 | 0 | 0 | 0 | 0 | 0 | 0 | 0 | 0 | 0 | 0 | 0 | 0 | 0 | 0 | 0 | 0 | 0 | 0 | 0 | 0 | 0 | 0 | 0 | 0 | 0 | 0 | 0 | 0 | 0 | 0 | 0 | 0 | 0 | 0 | 0 | 0
| 807 | Business | Healthcare/Hospitals | HVAC | Gas | 02-293 | 02-293.04 | Boilers | [02-293]_Business_HVAC_Boiler_< 300 kBtu/h_Tier 2_ROB_Gas_per kBtu/hr | 0.82 AFUE | 0.95 AFUE | ENGINEER | 0 | 0.22225 | 0 | 0 | 0 | 0 | 2.1433 | 20 | 0 | 0.387 | 0.612 | 0 | 0.001 | 1 | 1 | Replace on Burnout | 0.45703 | #NUM! | 0 | 4.6897 | 0 | 0 | 4.6897 | 0 | 32.0724 | 0 | 0 | 0 | 0.23449 | 0 | 32.3069 | 0.90349 | 31.4034 | 35.7579 | 0 | 32.4699 | 0 | 0 | 0 | 0.23449 | 0 | 32.7043 | 0.90349 | 31.8009 | 36.1979 | 0 | 32.9101 | 0 | 0 | 0 | 0.23449 | 0 | 33.1446 | 0.90349 | 32.2411 | 36.6851 | per kBtu/hr | 0.65549 | 1780.3165 | 0.005 | 0 | 19.8826 | 0 | 0 | 19.8826 | 0 | 0 | 19.982 | 0 | 0 | 0 | 0 | 20.0819 | 0 | 0 | 0 | 0 | 0 | 0 | 19.8826 | 39.8646 | 59.9465 | 0 | 0 | 0 | 0 | 0 | 0 | 19.8826 | 39.8646 | 59.9465 | 0 | 0 | 0 | 0 | 19.8826 | 0 | 0 | 19.8826 | 0 | 0 | 19.982 | 0 | 0 | 0 | 0 | 20.0819 | 0 | 0 | 0 | 0 | 0 | 0 | 19.8826 | 39.8646 | 59.9465 | 0 | 0 | 0 | 0 | 0 | 0 | 19.8826 | 39.8646 | 59.9465 | 0 | 0 | 0 | 26.4306 | 945.1023 | 26.4306 | 784.0881 | 36.2703 | 26.5798 | 962.1313 | 26.5798 | 792.2644 | 36.4751 | 26.7332 | 980.7107 | 26.7332 | 801.3806 | 36.6856 | 29.2539 | 29.4191 | 29.5889 | 0.01635 | 0.016269 | 0.016188 | 0 | 6.5017 | 0 | 0 | 6.5017 | 0 | 0 | 6.5384 | 0 | 0 | 6.5384 | 0 | 0 | 6.5761 | 0 | 0 | 6.5761 | 0 | 0 | 0 | 0 | 130.0331 | 130.7671 | 131.5219 | 0 | 0 | 0 | 0 | 0 | 0 | 130.0331 | 130.7671 | 131.5219 | 0 | 0 | 0 | 6.5017 | 13.04 | 19.6161 | 0 | 0 | 0 | 0 | 0 | 0 | 6.5017 | 13.04 | 19.6161 | 0 | 0 | 0 | 1 | 1 | 1 | 1 | 1 | 1 | 1 | 1.6075 | 30.6994 | 20.0976 | 1.6075 | 31.0968 | 20.3449 | 1.6075 | 31.5371 | 20.6187 | 0 | 19.8826 | 0 | 0 | 19.8826 | 0 | 0 | 19.982 | 0 | 0 | 0 | 0 | 20.0819 | 0 | 0 | 0 | 0 | 0 | 0 | 19.8826 | 39.8646 | 59.9465 | 0 | 0 | 0 | 0 | 0 | 0 | 19.8826 | 39.8646 | 59.9465 | 0 | 0 | 0 | 55.4225 | 1113.8586 | 55.4225 | 924.094 | 18.4742 | 55.7093 | 1133.398 | 55.7093 | 933.2935 | 18.5698 | 55.9995 | 1154.6369 | 55.9995 | 943.5031 | 18.6665 | 34.4775 | 34.6559 | 34.8364 | 0.01927 | 0.019174 | 0.019078 | 0 | 7.6626 | 0 | 0 | 7.6626 | 0 | 0 | 7.7022 | 0 | 0 | 7.7022 | 0 | 0 | 7.7423 | 0 | 0 | 7.7423 | 0 | 0 | 0 | 0 | 153.2516 | 154.0447 | 154.847 | 0 | 0 | 0 | 0 | 0 | 0 | 153.2516 | 154.0447 | 154.847 | 0 | 0 | 0 | 7.6626 | 15.3648 | 23.1072 | 0 | 0 | 0 | 0 | 0 | 0 | 7.6626 | 15.3648 | 23.1072 | 0 | 0 | 0 | 2.1433 | 30.1635 | 15.0732 | 2.1433 | 30.561 | 15.2586 | 2.1433 | 31.0012 | 15.464 | 0 | 19.8826 | 0 | 0 | 19.8826 | 0 | 0 | 19.982 | 0 | 0 | 0 | 0 | 20.0819 | 0 | 0 | 0 | 0 | 0 | 0 | 19.8826 | 39.8646 | 59.9465 | 0 | 0 | 0 | 0 | 0 | 0 | 19.8826 | 39.8646 | 59.9465 | 0 | 0 | 0 | 76.6978 | 1156.0806 | 76.6978 | 959.1228 | 0 | 77.0813 | 1176.1557 | 77.0813 | 968.5023 | 0 | 77.4667 | 1197.9477 | 77.4667 | 978.8942 | 0 | 35.7844 | 35.9633 | 36.1431 | 0.02 | 0.0199 | 0.019801 | 0 | 7.953 | 0 | 0 | 7.953 | 0 | 0 | 7.9928 | 0 | 0 | 7.9928 | 0 | 0 | 8.0328 | 0 | 0 | 8.0328 | 0 | 0 | 0 | 0 | 159.0608 | 159.8561 | 160.6553 | 0 | 0 | 0 | 0 | 0 | 0 | 159.0608 | 159.8561 | 160.6553 | 0 | 0 | 0 | 7.953 | 15.9458 | 23.9786 | 0 | 0 | 0 | 0 | 0 | 0 | 7.953 | 15.9458 | 23.9786 | 0 | 0 | 0
| 808 | Business | Campus/Education | HVAC | Gas | 02-293 | 02-293.05 | Boilers | [02-293]_Business_HVAC_Boiler_< 300 kBtu/h_Tier 2_ROB_Gas_per kBtu/hr | 0.82 AFUE | 0.95 AFUE | ENGINEER | 0 | 0.22225 | 0 | 0 | 0 | 0 | 2.1433 | 20 | 0 | 0.387 | 0.612 | 0 | 0.001 | 1 | 1 | Replace on Burnout | 0.45703 | #NUM! | 0 | 4.6897 | 0 | 0 | 4.6897 | 0 | 32.0724 | 0 | 0 | 0 | 0.23449 | 0 | 32.3069 | 0.90349 | 31.4034 | 35.7579 | 0 | 32.4699 | 0 | 0 | 0 | 0.23449 | 0 | 32.7043 | 0.90349 | 31.8009 | 36.1979 | 0 | 32.9101 | 0 | 0 | 0 | 0.23449 | 0 | 33.1446 | 0.90349 | 32.2411 | 36.6851 | per kBtu/hr | 3.7535 | 8524.2893 | 0.005 | 0 | 95.1994 | 0 | 0 | 95.1994 | 0 | 0 | 95.6754 | 0 | 0 | 0 | 0 | 96.1537 | 0 | 0 | 0 | 0 | 0 | 0 | 95.1994 | 190.8747 | 287.0285 | 0 | 0 | 0 | 0 | 0 | 0 | 95.1994 | 190.8747 | 287.0285 | 0 | 0 | 0 | 0 | 95.1994 | 0 | 0 | 95.1994 | 0 | 0 | 95.6754 | 0 | 0 | 0 | 0 | 96.1537 | 0 | 0 | 0 | 0 | 0 | 0 | 95.1994 | 190.8747 | 287.0285 | 0 | 0 | 0 | 0 | 0 | 0 | 95.1994 | 190.8747 | 287.0285 | 0 | 0 | 0 | 125.7889 | 4497.95 | 125.7889 | 3572.2553 | 172.6184 | 126.5023 | 4579.1143 | 126.5023 | 3609.6003 | 173.5975 | 127.2354 | 4667.6467 | 127.2354 | 3651.2172 | 174.6035 | 139.2258 | 140.0155 | 140.8269 | 0.016252 | 0.016171 | 0.01609 | 0 | 30.9428 | 0 | 0 | 30.9428 | 0 | 0 | 31.1183 | 0 | 0 | 31.1183 | 0 | 0 | 31.2986 | 0 | 0 | 31.2986 | 0 | 0 | 0 | 0 | 618.8559 | 622.3659 | 625.9725 | 0 | 0 | 0 | 0 | 0 | 0 | 618.8559 | 622.3659 | 625.9725 | 0 | 0 | 0 | 30.9428 | 62.0611 | 93.3597 | 0 | 0 | 0 | 0 | 0 | 0 | 30.9428 | 62.0611 | 93.3597 | 0 | 0 | 0 | 1 | 1 | 1 | 1 | 1 | 1 | 1 | 1.6075 | 30.6994 | 20.0976 | 1.6075 | 31.0968 | 20.3449 | 1.6075 | 31.5371 | 20.6187 | 0 | 95.1994 | 0 | 0 | 95.1994 | 0 | 0 | 95.6754 | 0 | 0 | 0 | 0 | 96.1537 | 0 | 0 | 0 | 0 | 0 | 0 | 95.1994 | 190.8747 | 287.0285 | 0 | 0 | 0 | 0 | 0 | 0 | 95.1994 | 190.8747 | 287.0285 | 0 | 0 | 0 | 264.932 | 5324.4929 | 264.932 | 4228.6926 | 88.3107 | 266.3051 | 5417.9374 | 266.3051 | 4270.8234 | 88.7684 | 267.6946 | 5519.5164 | 267.6946 | 4317.5833 | 89.2315 | 164.8099 | 165.6641 | 166.5285 | 0.019238 | 0.019142 | 0.019047 | 0 | 36.6288 | 0 | 0 | 36.6288 | 0 | 0 | 36.8187 | 0 | 0 | 36.8187 | 0 | 0 | 37.0108 | 0 | 0 | 37.0108 | 0 | 0 | 0 | 0 | 732.5768 | 736.3737 | 740.2158 | 0 | 0 | 0 | 0 | 0 | 0 | 732.5768 | 736.3737 | 740.2158 | 0 | 0 | 0 | 36.6288 | 73.4475 | 110.4583 | 0 | 0 | 0 | 0 | 0 | 0 | 36.6288 | 73.4475 | 110.4583 | 0 | 0 | 0 | 2.1433 | 30.1635 | 15.0732 | 2.1433 | 30.561 | 15.2586 | 2.1433 | 31.0012 | 15.464 | 0 | 95.1994 | 0 | 0 | 95.1994 | 0 | 0 | 95.6754 | 0 | 0 | 0 | 0 | 96.1537 | 0 | 0 | 0 | 0 | 0 | 0 | 95.1994 | 190.8747 | 287.0285 | 0 | 0 | 0 | 0 | 0 | 0 | 95.1994 | 190.8747 | 287.0285 | 0 | 0 | 0 | 367.2349 | 5535.4011 | 367.2349 | 4396.1951 | 0 | 369.0711 | 5631.522 | 369.0711 | 4439.1868 | 0 | 370.9164 | 5735.8639 | 370.9164 | 4486.8188 | 0 | 171.3382 | 172.1949 | 173.0559 | 0.02 | 0.0199 | 0.019801 | 0 | 38.0797 | 0 | 0 | 38.0797 | 0 | 0 | 38.2701 | 0 | 0 | 38.2701 | 0 | 0 | 38.4615 | 0 | 0 | 38.4615 | 0 | 0 | 0 | 0 | 761.5949 | 765.4029 | 769.2299 | 0 | 0 | 0 | 0 | 0 | 0 | 761.5949 | 765.4029 | 769.2299 | 0 | 0 | 0 | 38.0797 | 76.3499 | 114.8114 | 0 | 0 | 0 | 0 | 0 | 0 | 38.0797 | 76.3499 | 114.8114 | 0 | 0 | 0
| 809 | Business | Warehouse | HVAC | Gas | 02-293 | 02-293.06 | Boilers | [02-293]_Business_HVAC_Boiler_< 300 kBtu/h_Tier 2_ROB_Gas_per kBtu/hr | 0.82 AFUE | 0.95 AFUE | ENGINEER | 0 | 0.22225 | 0 | 0 | 0 | 0 | 2.1433 | 20 | 0 | 0.387 | 0.612 | 0 | 0.001 | 1 | 1 | Replace on Burnout | 0.45703 | #NUM! | 0 | 4.6897 | 0 | 0 | 4.6897 | 0 | 32.0724 | 0 | 0 | 0 | 0.23449 | 0 | 32.3069 | 0.90349 | 31.4034 | 35.7579 | 0 | 32.4699 | 0 | 0 | 0 | 0.23449 | 0 | 32.7043 | 0.90349 | 31.8009 | 36.1979 | 0 | 32.9101 | 0 | 0 | 0 | 0.23449 | 0 | 33.1446 | 0.90349 | 32.2411 | 36.6851 | per kBtu/hr | 0 | 0 | 0.005 | 0 | 0 | 0 | 0 | 0 | 0 | 0 | 0 | 0 | 0 | 0 | 0 | 0 | 0 | 0 | 0 | 0 | 0 | 0 | 0 | 0 | 0 | 0 | 0 | 0 | 0 | 0 | 0 | 0 | 0 | 0 | 0 | 0 | 0 | 0 | 0 | 0 | 0 | 0 | 0 | 0 | 0 | 0 | 0 | 0 | 0 | 0 | 0 | 0 | 0 | 0 | 0 | 0 | 0 | 0 | 0 | 0 | 0 | 0 | 0 | 0 | 0 | 0 | 0 | 0 | 0 | 0 | 0 | 0 | 0 | 0 | 0 | 0 | 0 | 0 | 0 | 0 | 0 | 0 | 0 | 0 | 0 | 0 | 0 | 0 | 0 | #NUM! | #NUM! | #NUM! | 0 | 0 | 0 | 0 | 0 | 0 | 0 | 0 | 0 | 0 | 0 | 0 | 0 | 0 | 0 | 0 | 0 | 0 | 0 | 0 | 0 | 0 | 0 | 0 | 0 | 0 | 0 | 0 | 0 | 0 | 0 | 0 | 0 | 0 | 0 | 0 | 0 | 0 | 0 | 0 | 0 | 0 | 0 | 0 | 0 | 0 | 0 | 0 | 0 | 0 | 0 | 1 | 1 | 1 | 1 | 1 | 1 | 1 | 1.6075 | 30.6994 | 20.0976 | 1.6075 | 31.0968 | 20.3449 | 1.6075 | 31.5371 | 20.6187 | 0 | 0 | 0 | 0 | 0 | 0 | 0 | 0 | 0 | 0 | 0 | 0 | 0 | 0 | 0 | 0 | 0 | 0 | 0 | 0 | 0 | 0 | 0 | 0 | 0 | 0 | 0 | 0 | 0 | 0 | 0 | 0 | 0 | 0 | 0 | 0 | 0 | 0 | 0 | 0 | 0 | 0 | 0 | 0 | 0 | 0 | 0 | 0 | 0 | 0 | 0 | 0 | #NUM! | #NUM! | #NUM! | 0 | 0 | 0 | 0 | 0 | 0 | 0 | 0 | 0 | 0 | 0 | 0 | 0 | 0 | 0 | 0 | 0 | 0 | 0 | 0 | 0 | 0 | 0 | 0 | 0 | 0 | 0 | 0 | 0 | 0 | 0 | 0 | 0 | 0 | 0 | 0 | 0 | 0 | 0 | 0 | 0 | 0 | 0 | 0 | 0 | 0 | 0 | 0 | 0 | 0 | 0 | 2.1433 | 30.1635 | 15.0732 | 2.1433 | 30.561 | 15.2586 | 2.1433 | 31.0012 | 15.464 | 0 | 0 | 0 | 0 | 0 | 0 | 0 | 0 | 0 | 0 | 0 | 0 | 0 | 0 | 0 | 0 | 0 | 0 | 0 | 0 | 0 | 0 | 0 | 0 | 0 | 0 | 0 | 0 | 0 | 0 | 0 | 0 | 0 | 0 | 0 | 0 | 0 | 0 | 0 | 0 | 0 | 0 | 0 | 0 | 0 | 0 | 0 | 0 | 0 | 0 | 0 | 0 | #NUM! | #NUM! | #NUM! | 0 | 0 | 0 | 0 | 0 | 0 | 0 | 0 | 0 | 0 | 0 | 0 | 0 | 0 | 0 | 0 | 0 | 0 | 0 | 0 | 0 | 0 | 0 | 0 | 0 | 0 | 0 | 0 | 0 | 0 | 0 | 0 | 0 | 0 | 0 | 0 | 0 | 0 | 0 | 0 | 0 | 0 | 0 | 0 | 0 | 0 | 0 | 0 | 0 | 0 | 0
| 810 | Business | Lodging | HVAC | Gas | 02-293 | 02-293.07 | Boilers | [02-293]_Business_HVAC_Boiler_< 300 kBtu/h_Tier 2_ROB_Gas_per kBtu/hr | 0.82 AFUE | 0.95 AFUE | ENGINEER | 0 | 0.22225 | 0 | 0 | 0 | 0 | 2.1433 | 20 | 0 | 0.387 | 0.612 | 0 | 0.001 | 1 | 1 | Replace on Burnout | 0.45703 | #NUM! | 0 | 4.6897 | 0 | 0 | 4.6897 | 0 | 32.0724 | 0 | 0 | 0 | 0.23449 | 0 | 32.3069 | 0.78854 | 31.5183 | 40.9704 | 0 | 32.4699 | 0 | 0 | 0 | 0.23449 | 0 | 32.7043 | 0.78854 | 31.9158 | 41.4745 | 0 | 32.9101 | 0 | 0 | 0 | 0.23449 | 0 | 33.1446 | 0.78854 | 32.356 | 42.0328 | per kBtu/hr | 1.2266 | 3516.7275 | 0.005 | 0 | 39.2749 | 0 | 0 | 39.2749 | 0 | 0 | 39.4712 | 0 | 0 | 0 | 0 | 39.6686 | 0 | 0 | 0 | 0 | 0 | 0 | 39.2749 | 78.7461 | 118.4147 | 0 | 0 | 0 | 0 | 0 | 0 | 39.2749 | 78.7461 | 118.4147 | 0 | 0 | 0 | 0 | 39.2749 | 0 | 0 | 39.2749 | 0 | 0 | 39.4712 | 0 | 0 | 0 | 0 | 39.6686 | 0 | 0 | 0 | 0 | 0 | 0 | 39.2749 | 78.7461 | 118.4147 | 0 | 0 | 0 | 0 | 0 | 0 | 39.2749 | 78.7461 | 118.4147 | 0 | 0 | 0 | 48.7365 | 1996.7561 | 48.7365 | 1513.4326 | 83.7342 | 49.0099 | 2032.6618 | 49.0099 | 1529.1601 | 84.2039 | 49.291 | 2071.8379 | 49.291 | 1546.6985 | 84.6868 | 61.8059 | 62.1526 | 62.5091 | 0.017487 | 0.0174 | 0.017314 | 0 | 13.7363 | 0 | 0 | 13.7363 | 0 | 0 | 13.8134 | 0 | 0 | 13.8134 | 0 | 0 | 13.8926 | 0 | 0 | 13.8926 | 0 | 0 | 0 | 0 | 274.7261 | 276.2673 | 277.8517 | 0 | 0 | 0 | 0 | 0 | 0 | 274.7261 | 276.2673 | 277.8517 | 0 | 0 | 0 | 13.7363 | 27.5497 | 41.4423 | 0 | 0 | 0 | 0 | 0 | 0 | 13.7363 | 27.5497 | 41.4423 | 0 | 0 | 0 | 1 | 1 | 1 | 1 | 1 | 1 | 1 | 1.6075 | 30.6994 | 20.0976 | 1.6075 | 31.0968 | 20.3449 | 1.6075 | 31.5371 | 20.6187 | 0 | 39.2749 | 0 | 0 | 39.2749 | 0 | 0 | 39.4712 | 0 | 0 | 0 | 0 | 39.6686 | 0 | 0 | 0 | 0 | 0 | 0 | 39.2749 | 78.7461 | 118.4147 | 0 | 0 | 0 | 0 | 0 | 0 | 39.2749 | 78.7461 | 118.4147 | 0 | 0 | 0 | 124.3654 | 2499.445 | 124.3654 | 1894.4435 | 41.4551 | 125.0034 | 2543.1757 | 125.0034 | 1913.2168 | 41.6678 | 125.6478 | 2590.6958 | 125.6478 | 1934.0438 | 41.8826 | 77.3657 | 77.7626 | 78.1635 | 0.02189 | 0.021781 | 0.021673 | 0 | 17.1945 | 0 | 0 | 17.1945 | 0 | 0 | 17.2827 | 0 | 0 | 17.2827 | 0 | 0 | 17.3718 | 0 | 0 | 17.3718 | 0 | 0 | 0 | 0 | 343.8892 | 345.6533 | 347.4351 | 0 | 0 | 0 | 0 | 0 | 0 | 343.8892 | 345.6533 | 347.4351 | 0 | 0 | 0 | 17.1945 | 34.4771 | 51.8489 | 0 | 0 | 0 | 0 | 0 | 0 | 17.1945 | 34.4771 | 51.8489 | 0 | 0 | 0 | 2.1433 | 30.1635 | 15.0732 | 2.1433 | 30.561 | 15.2586 | 2.1433 | 31.0012 | 15.464 | 0 | 39.2749 | 0 | 0 | 39.2749 | 0 | 0 | 39.4712 | 0 | 0 | 0 | 0 | 39.6686 | 0 | 0 | 0 | 0 | 0 | 0 | 39.2749 | 78.7461 | 118.4147 | 0 | 0 | 0 | 0 | 0 | 0 | 39.2749 | 78.7461 | 118.4147 | 0 | 0 | 0 | 170.4422 | 2569.1068 | 170.4422 | 1947.2433 | 0 | 171.2944 | 2613.7187 | 171.2944 | 1966.286 | 0 | 172.1508 | 2662.1462 | 172.1508 | 1987.384 | 0 | 79.522 | 79.9196 | 80.3192 | 0.0225 | 0.022388 | 0.022277 | 0 | 17.6737 | 0 | 0 | 17.6737 | 0 | 0 | 17.7621 | 0 | 0 | 17.7621 | 0 | 0 | 17.8509 | 0 | 0 | 17.8509 | 0 | 0 | 0 | 0 | 353.4737 | 355.241 | 357.0173 | 0 | 0 | 0 | 0 | 0 | 0 | 353.4737 | 355.241 | 357.0173 | 0 | 0 | 0 | 17.6737 | 35.4357 | 53.2866 | 0 | 0 | 0 | 0 | 0 | 0 | 17.6737 | 35.4357 | 53.2866 | 0 | 0 | 0
| 811 | Business | Other Commercial | HVAC | Gas | 02-293 | 02-293.08 | Boilers | [02-293]_Business_HVAC_Boiler_< 300 kBtu/h_Tier 2_ROB_Gas_per kBtu/hr | 0.82 AFUE | 0.95 AFUE | ENGINEER | 0 | 0.22225 | 0 | 0 | 0 | 0 | 2.1433 | 20 | 0 | 0.387 | 0.612 | 0 | 0.001 | 1 | 1 | Replace on Burnout | 0.45703 | #NUM! | 0 | 4.6897 | 0 | 0 | 4.6897 | 0 | 32.0724 | 0 | 0 | 0 | 0.23449 | 0 | 32.3069 | 0.78854 | 31.5183 | 40.9704 | 0 | 32.4699 | 0 | 0 | 0 | 0.23449 | 0 | 32.7043 | 0.78854 | 31.9158 | 41.4745 | 0 | 32.9101 | 0 | 0 | 0 | 0.23449 | 0 | 33.1446 | 0.78854 | 32.356 | 42.0328 | per kBtu/hr | 1.0128 | 3848.6601 | 0.005 | 0 | 42.9819 | 0 | 0 | 42.9819 | 0 | 0 | 43.1968 | 0 | 0 | 0 | 0 | 43.4128 | 0 | 0 | 0 | 0 | 0 | 0 | 42.9819 | 86.1787 | 129.5914 | 0 | 0 | 0 | 0 | 0 | 0 | 42.9819 | 86.1787 | 129.5914 | 0 | 0 | 0 | 0 | 42.9819 | 0 | 0 | 42.9819 | 0 | 0 | 43.1968 | 0 | 0 | 0 | 0 | 43.4128 | 0 | 0 | 0 | 0 | 0 | 0 | 42.9819 | 86.1787 | 129.5914 | 0 | 0 | 0 | 0 | 0 | 0 | 42.9819 | 86.1787 | 129.5914 | 0 | 0 | 0 | 53.3983 | 2187.7505 | 53.3983 | 1673.2029 | 91.7436 | 53.6979 | 2227.0919 | 53.6979 | 1690.5917 | 92.2583 | 54.0049 | 2269.9767 | 54.0049 | 1709.9525 | 92.7858 | 67.7178 | 68.0977 | 68.4871 | 0.017508 | 0.017421 | 0.017334 | 0 | 15.0502 | 0 | 0 | 15.0502 | 0 | 0 | 15.1347 | 0 | 0 | 15.1347 | 0 | 0 | 15.2212 | 0 | 0 | 15.2212 | 0 | 0 | 0 | 0 | 301.0043 | 302.693 | 304.4239 | 0 | 0 | 0 | 0 | 0 | 0 | 301.0043 | 302.693 | 304.4239 | 0 | 0 | 0 | 15.0502 | 30.1849 | 45.4061 | 0 | 0 | 0 | 0 | 0 | 0 | 15.0502 | 30.1849 | 45.4061 | 0 | 0 | 0 | 1 | 1 | 1 | 1 | 1 | 1 | 1 | 1.6075 | 30.6994 | 20.0976 | 1.6075 | 31.0968 | 20.3449 | 1.6075 | 31.5371 | 20.6187 | 0 | 42.9819 | 0 | 0 | 42.9819 | 0 | 0 | 43.1968 | 0 | 0 | 0 | 0 | 43.4128 | 0 | 0 | 0 | 0 | 0 | 0 | 42.9819 | 86.1787 | 129.5914 | 0 | 0 | 0 | 0 | 0 | 0 | 42.9819 | 86.1787 | 129.5914 | 0 | 0 | 0 | 136.1372 | 2736.0283 | 136.1372 | 2092.5286 | 45.3791 | 136.8354 | 2783.8949 | 136.8354 | 2113.2623 | 45.6118 | 137.5407 | 2835.9108 | 137.5407 | 2136.2654 | 45.8469 | 84.6888 | 85.1231 | 85.5618 | 0.021895 | 0.021786 | 0.021678 | 0 | 18.822 | 0 | 0 | 18.822 | 0 | 0 | 18.9185 | 0 | 0 | 18.9185 | 0 | 0 | 19.016 | 0 | 0 | 19.016 | 0 | 0 | 0 | 0 | 376.4398 | 378.3704 | 380.3206 | 0 | 0 | 0 | 0 | 0 | 0 | 376.4398 | 378.3704 | 380.3206 | 0 | 0 | 0 | 18.822 | 37.7405 | 56.7565 | 0 | 0 | 0 | 0 | 0 | 0 | 18.822 | 37.7405 | 56.7565 | 0 | 0 | 0 | 2.1433 | 30.1635 | 15.0732 | 2.1433 | 30.561 | 15.2586 | 2.1433 | 31.0012 | 15.464 | 0 | 42.9819 | 0 | 0 | 42.9819 | 0 | 0 | 43.1968 | 0 | 0 | 0 | 0 | 43.4128 | 0 | 0 | 0 | 0 | 0 | 0 | 42.9819 | 86.1787 | 129.5914 | 0 | 0 | 0 | 0 | 0 | 0 | 42.9819 | 86.1787 | 129.5914 | 0 | 0 | 0 | 186.5296 | 2811.5965 | 186.5296 | 2150.3235 | 0 | 187.4623 | 2860.4192 | 187.4623 | 2171.3522 | 0 | 188.3996 | 2913.4176 | 188.3996 | 2194.6506 | 0 | 87.0278 | 87.463 | 87.9003 | 0.0225 | 0.022388 | 0.022277 | 0 | 19.3418 | 0 | 0 | 19.3418 | 0 | 0 | 19.4386 | 0 | 0 | 19.4386 | 0 | 0 | 19.5357 | 0 | 0 | 19.5357 | 0 | 0 | 0 | 0 | 386.8369 | 388.7711 | 390.715 | 0 | 0 | 0 | 0 | 0 | 0 | 386.8369 | 388.7711 | 390.715 | 0 | 0 | 0 | 19.3418 | 38.7804 | 58.3162 | 0 | 0 | 0 | 0 | 0 | 0 | 19.3418 | 38.7804 | 58.3162 | 0 | 0 | 0
| 812 | Business | Food Sales | HVAC | Gas | 02-293 | 02-293.09 | Boilers | [02-293]_Business_HVAC_Boiler_< 300 kBtu/h_Tier 2_ROB_Gas_per kBtu/hr | 0.82 AFUE | 0.95 AFUE | ENGINEER | 0 | 0.22225 | 0 | 0 | 0 | 0 | 2.1433 | 20 | 0 | 0.387 | 0.612 | 0 | 0.001 | 1 | 1 | Replace on Burnout | 0.45703 | #NUM! | 0 | 4.6897 | 0 | 0 | 4.6897 | 0 | 32.0724 | 0 | 0 | 0 | 0.23449 | 0 | 32.3069 | 0.78854 | 31.5183 | 40.9704 | 0 | 32.4699 | 0 | 0 | 0 | 0.23449 | 0 | 32.7043 | 0.78854 | 31.9158 | 41.4745 | 0 | 32.9101 | 0 | 0 | 0 | 0.23449 | 0 | 33.1446 | 0.78854 | 32.356 | 42.0328 | per kBtu/hr | 0 | 0 | 0.005 | 0 | 0 | 0 | 0 | 0 | 0 | 0 | 0 | 0 | 0 | 0 | 0 | 0 | 0 | 0 | 0 | 0 | 0 | 0 | 0 | 0 | 0 | 0 | 0 | 0 | 0 | 0 | 0 | 0 | 0 | 0 | 0 | 0 | 0 | 0 | 0 | 0 | 0 | 0 | 0 | 0 | 0 | 0 | 0 | 0 | 0 | 0 | 0 | 0 | 0 | 0 | 0 | 0 | 0 | 0 | 0 | 0 | 0 | 0 | 0 | 0 | 0 | 0 | 0 | 0 | 0 | 0 | 0 | 0 | 0 | 0 | 0 | 0 | 0 | 0 | 0 | 0 | 0 | 0 | 0 | 0 | 0 | 0 | 0 | 0 | 0 | #NUM! | #NUM! | #NUM! | 0 | 0 | 0 | 0 | 0 | 0 | 0 | 0 | 0 | 0 | 0 | 0 | 0 | 0 | 0 | 0 | 0 | 0 | 0 | 0 | 0 | 0 | 0 | 0 | 0 | 0 | 0 | 0 | 0 | 0 | 0 | 0 | 0 | 0 | 0 | 0 | 0 | 0 | 0 | 0 | 0 | 0 | 0 | 0 | 0 | 0 | 0 | 0 | 0 | 0 | 0 | 1 | 1 | 1 | 1 | 1 | 1 | 1 | 1.6075 | 30.6994 | 20.0976 | 1.6075 | 31.0968 | 20.3449 | 1.6075 | 31.5371 | 20.6187 | 0 | 0 | 0 | 0 | 0 | 0 | 0 | 0 | 0 | 0 | 0 | 0 | 0 | 0 | 0 | 0 | 0 | 0 | 0 | 0 | 0 | 0 | 0 | 0 | 0 | 0 | 0 | 0 | 0 | 0 | 0 | 0 | 0 | 0 | 0 | 0 | 0 | 0 | 0 | 0 | 0 | 0 | 0 | 0 | 0 | 0 | 0 | 0 | 0 | 0 | 0 | 0 | #NUM! | #NUM! | #NUM! | 0 | 0 | 0 | 0 | 0 | 0 | 0 | 0 | 0 | 0 | 0 | 0 | 0 | 0 | 0 | 0 | 0 | 0 | 0 | 0 | 0 | 0 | 0 | 0 | 0 | 0 | 0 | 0 | 0 | 0 | 0 | 0 | 0 | 0 | 0 | 0 | 0 | 0 | 0 | 0 | 0 | 0 | 0 | 0 | 0 | 0 | 0 | 0 | 0 | 0 | 0 | 2.1433 | 30.1635 | 15.0732 | 2.1433 | 30.561 | 15.2586 | 2.1433 | 31.0012 | 15.464 | 0 | 0 | 0 | 0 | 0 | 0 | 0 | 0 | 0 | 0 | 0 | 0 | 0 | 0 | 0 | 0 | 0 | 0 | 0 | 0 | 0 | 0 | 0 | 0 | 0 | 0 | 0 | 0 | 0 | 0 | 0 | 0 | 0 | 0 | 0 | 0 | 0 | 0 | 0 | 0 | 0 | 0 | 0 | 0 | 0 | 0 | 0 | 0 | 0 | 0 | 0 | 0 | #NUM! | #NUM! | #NUM! | 0 | 0 | 0 | 0 | 0 | 0 | 0 | 0 | 0 | 0 | 0 | 0 | 0 | 0 | 0 | 0 | 0 | 0 | 0 | 0 | 0 | 0 | 0 | 0 | 0 | 0 | 0 | 0 | 0 | 0 | 0 | 0 | 0 | 0 | 0 | 0 | 0 | 0 | 0 | 0 | 0 | 0 | 0 | 0 | 0 | 0 | 0 | 0 | 0 | 0 | 0
| 813 | Business | Manufacturing/Industrial | HVAC | Gas | 02-293 | 02-293.10 | Boilers | [02-293]_Business_HVAC_Boiler_< 300 kBtu/h_Tier 2_ROB_Gas_per kBtu/hr | 0.82 AFUE | 0.95 AFUE | ENGINEER | 0 | 0.22225 | 0 | 0 | 0 | 0 | 2.1433 | 20 | 0 | 0.387 | 0.612 | 0 | 0.001 | 1 | 1 | Replace on Burnout | 0.45703 | #NUM! | 0 | 4.6897 | 0 | 0 | 4.6897 | 0 | 32.0724 | 0 | 0 | 0 | 0.23449 | 0 | 32.3069 | 0.90349 | 31.4034 | 35.7579 | 0 | 32.4699 | 0 | 0 | 0 | 0.23449 | 0 | 32.7043 | 0.90349 | 31.8009 | 36.1979 | 0 | 32.9101 | 0 | 0 | 0 | 0.23449 | 0 | 33.1446 | 0.90349 | 32.2411 | 36.6851 | per kBtu/hr | 0.25041 | 1037.4683 | 0.005 | 0 | 11.5865 | 0 | 0 | 11.5865 | 0 | 0 | 11.6444 | 0 | 0 | 0 | 0 | 11.7026 | 0 | 0 | 0 | 0 | 0 | 0 | 11.5865 | 23.2308 | 34.9335 | 0 | 0 | 0 | 0 | 0 | 0 | 11.5865 | 23.2308 | 34.9335 | 0 | 0 | 0 | 0 | 11.5865 | 0 | 0 | 11.5865 | 0 | 0 | 11.6444 | 0 | 0 | 0 | 0 | 11.7026 | 0 | 0 | 0 | 0 | 0 | 0 | 11.5865 | 23.2308 | 34.9335 | 0 | 0 | 0 | 0 | 0 | 0 | 11.5865 | 23.2308 | 34.9335 | 0 | 0 | 0 | 17.1325 | 612.624 | 17.1325 | 531.5187 | 23.5108 | 17.2258 | 623.5355 | 17.2258 | 536.9521 | 23.6387 | 17.3208 | 635.4157 | 17.3208 | 542.9931 | 23.7691 | 18.9627 | 19.0658 | 19.171 | 0.018187 | 0.018096 | 0.018006 | 0 | 4.2144 | 0 | 0 | 4.2144 | 0 | 0 | 4.2374 | 0 | 0 | 4.2374 | 0 | 0 | 4.2607 | 0 | 0 | 4.2607 | 0 | 0 | 0 | 0 | 84.2886 | 84.7472 | 85.2148 | 0 | 0 | 0 | 0 | 0 | 0 | 84.2886 | 84.7472 | 85.2148 | 0 | 0 | 0 | 4.2144 | 8.4518 | 12.7125 | 0 | 0 | 0 | 0 | 0 | 0 | 4.2144 | 8.4518 | 12.7125 | 0 | 0 | 0 | 1 | 1 | 1 | 1 | 1 | 1 | 1 | 1.6075 | 30.6994 | 20.0976 | 1.6075 | 31.0968 | 20.3449 | 1.6075 | 31.5371 | 20.6187 | 0 | 11.5865 | 0 | 0 | 11.5865 | 0 | 0 | 11.6444 | 0 | 0 | 0 | 0 | 11.7026 | 0 | 0 | 0 | 0 | 0 | 0 | 11.5865 | 23.2308 | 34.9335 | 0 | 0 | 0 | 0 | 0 | 0 | 11.5865 | 23.2308 | 34.9335 | 0 | 0 | 0 | 36.8159 | 739.9117 | 36.8159 | 641.9548 | 12.272 | 37.0042 | 752.8447 | 37.0042 | 648.3056 | 12.3347 | 37.1942 | 766.8973 | 37.1942 | 655.3505 | 12.3981 | 22.9026 | 23.0197 | 23.1379 | 0.021966 | 0.021856 | 0.021748 | 0 | 5.0901 | 0 | 0 | 5.0901 | 0 | 0 | 5.1161 | 0 | 0 | 5.1161 | 0 | 0 | 5.1424 | 0 | 0 | 5.1424 | 0 | 0 | 0 | 0 | 101.8016 | 102.3222 | 102.8477 | 0 | 0 | 0 | 0 | 0 | 0 | 101.8016 | 102.3222 | 102.8477 | 0 | 0 | 0 | 5.0901 | 10.2062 | 15.3486 | 0 | 0 | 0 | 0 | 0 | 0 | 5.0901 | 10.2062 | 15.3486 | 0 | 0 | 0 | 2.1433 | 30.1635 | 15.0732 | 2.1433 | 30.561 | 15.2586 | 2.1433 | 31.0012 | 15.464 | 0 | 11.5865 | 0 | 0 | 11.5865 | 0 | 0 | 11.6444 | 0 | 0 | 0 | 0 | 11.7026 | 0 | 0 | 0 | 0 | 0 | 0 | 11.5865 | 23.2308 | 34.9335 | 0 | 0 | 0 | 0 | 0 | 0 | 11.5865 | 23.2308 | 34.9335 | 0 | 0 | 0 | 50.2821 | 757.9111 | 50.2821 | 657.5714 | 0 | 50.5335 | 771.0721 | 50.5335 | 664.0019 | 0 | 50.7861 | 785.3586 | 50.7861 | 671.1266 | 0 | 23.4598 | 23.5771 | 23.6949 | 0.0225 | 0.022388 | 0.022277 | 0 | 5.2139 | 0 | 0 | 5.2139 | 0 | 0 | 5.24 | 0 | 0 | 5.24 | 0 | 0 | 5.2662 | 0 | 0 | 5.2662 | 0 | 0 | 0 | 0 | 104.2781 | 104.7995 | 105.3235 | 0 | 0 | 0 | 0 | 0 | 0 | 104.2781 | 104.7995 | 105.3235 | 0 | 0 | 0 | 5.2139 | 10.4539 | 15.7201 | 0 | 0 | 0 | 0 | 0 | 0 | 5.2139 | 10.4539 | 15.7201 | 0 | 0 | 0
| 814 | Business | Office | HVAC | Gas | 02-292 | 02-292.01 | Boilers | [02-292]_Business_HVAC_Boiler_>= 300 kBtu/h_Tier 1_ROB_Gas_per kBtu/hr | 0.80 TE | 0.95 Eff | ENGINEER | 0 | 0.26285 | 0 | 0 | 0 | 0 | 12.7018 | 20 | 0 | 0.387 | 0.612 | 0 | 0.001 | 1 | 1 | Replace on Burnout | 2.2901 | #NUM! | 0 | 5.5465 | 0 | 0 | 5.5465 | 0 | 37.9318 | 0 | 0 | 0 | 0.27732 | 0 | 38.2091 | 4.673 | 33.536 | 8.1765 | 0 | 38.4019 | 0 | 0 | 0 | 0.27732 | 0 | 38.6792 | 4.673 | 34.0061 | 8.2771 | 0 | 38.9225 | 0 | 0 | 0 | 0.27732 | 0 | 39.1998 | 4.673 | 34.5268 | 8.3885 | per kBtu/hr | 31.0811 | 763661.5189 | 0.005 | 0 | 0 | 0 | 0 | 0 | 0 | 0 | 0 | 0 | 0 | 0 | 0 | 0 | 0 | 0 | 0 | 0 | 0 | 0 | 0 | 0 | 0 | 0 | 0 | 0 | 0 | 0 | 0 | 0 | 0 | 0 | 0 | 0 | 0 | 0 | 0 | 0 | 0 | 0 | 0 | 0 | 0 | 0 | 0 | 0 | 0 | 0 | 0 | 0 | 0 | 0 | 0 | 0 | 0 | 0 | 0 | 0 | 0 | 0 | 0 | 0 | 0 | 0 | 0 | 0 | 0 | 0 | 0 | 39080.6652 | 319542.2257 | 39080.6652 | 243111.5101 | 67144.4716 | 39371.978 | 325884.8519 | 39371.978 | 246088.4346 | 67644.9761 | 39683.8769 | 332887.9089 | 39683.8769 | 249452.0708 | 68180.8493 | 8362.9909 | 8425.3299 | 8492.0741 | 0.010897 | 0.010842 | 0.010789 | 0 | 2198.2303 | 0 | 0 | 2198.2303 | 0 | 0 | 2214.6162 | 0 | 0 | 2214.6162 | 0 | 0 | 2232.1601 | 0 | 0 | 2232.1601 | 0 | 0 | 0 | 0 | 43964.6059 | 44292.3244 | 44643.2014 | 0 | 0 | 0 | 0 | 0 | 0 | 43964.6059 | 44292.3244 | 44643.2014 | 0 | 0 | 0 | 2198.2303 | 4412.8465 | 6645.0066 | 0 | 0 | 0 | 0 | 0 | 0 | 2198.2303 | 4412.8465 | 6645.0066 | 0 | 0 | 0 | 1 | 1 | 1 | 1 | 1 | 1 | 1 | 9.5264 | 28.6827 | 4.0109 | 9.5264 | 29.1528 | 4.0602 | 9.5264 | 29.6735 | 4.1149 | 0 | 0 | 0 | 0 | 0 | 0 | 0 | 0 | 0 | 0 | 0 | 0 | 0 | 0 | 0 | 0 | 0 | 0 | 0 | 0 | 0 | 0 | 0 | 0 | 0 | 0 | 0 | 0 | 0 | 0 | 0 | 0 | 0 | 0 | 143251.4729 | 574564.5003 | 143251.4729 | 437135.4771 | 47750.491 | 144056.7122 | 584902.965 | 144056.7122 | 441683.1719 | 48018.9041 | 144885.7513 | 596187.6694 | 144885.7513 | 446757.7367 | 48295.2504 | 15037.3795 | 15121.907 | 15208.9328 | 0.019593 | 0.019496 | 0.019399 | 0 | 3952.6078 | 0 | 0 | 3952.6078 | 0 | 0 | 3974.826 | 0 | 0 | 3974.826 | 0 | 0 | 3997.701 | 0 | 0 | 3997.701 | 0 | 0 | 0 | 0 | 79052.1559 | 79496.5206 | 79954.0191 | 0 | 0 | 0 | 0 | 0 | 0 | 79052.1559 | 79496.5206 | 79954.0191 | 0 | 0 | 0 | 3952.6078 | 7927.4338 | 11925.1348 | 0 | 0 | 0 | 0 | 0 | 0 | 3952.6078 | 7927.4338 | 11925.1348 | 0 | 0 | 0 | 12.7018 | 25.5073 | 3.0082 | 12.7018 | 25.9774 | 3.0452 | 12.7018 | 26.498 | 3.0862 | 0 | 0 | 0 | 0 | 0 | 0 | 0 | 0 | 0 | 0 | 0 | 0 | 0 | 0 | 0 | 0 | 0 | 0 | 0 | 0 | 0 | 0 | 0 | 0 | 0 | 0 | 0 | 0 | 0 | 0 | 0 | 0 | 0 | 0 | 219338.6466 | 659805.7806 | 219338.6466 | 501988.0528 | 0 | 220435.3399 | 671263.1535 | 220435.3399 | 506897.1377 | 0 | 221537.5166 | 683700.4389 | 221537.5166 | 512336.092 | 0 | 17268.2961 | 17354.6376 | 17441.4108 | 0.0225 | 0.022388 | 0.022277 | 0 | 4539.0091 | 0 | 0 | 4539.0091 | 0 | 0 | 4561.7041 | 0 | 0 | 4561.7041 | 0 | 0 | 4584.5126 | 0 | 0 | 4584.5126 | 0 | 0 | 0 | 0 | 90780.1812 | 91234.0821 | 91690.2525 | 0 | 0 | 0 | 0 | 0 | 0 | 90780.1812 | 91234.0821 | 91690.2525 | 0 | 0 | 0 | 4539.0091 | 9100.7132 | 13685.2258 | 0 | 0 | 0 | 0 | 0 | 0 | 4539.0091 | 9100.7132 | 13685.2258 | 0 | 0 | 0
| 815 | Business | Retail | HVAC | Gas | 02-292 | 02-292.02 | Boilers | [02-292]_Business_HVAC_Boiler_>= 300 kBtu/h_Tier 1_ROB_Gas_per kBtu/hr | 0.80 TE | 0.95 Eff | ENGINEER | 0 | 0.26285 | 0 | 0 | 0 | 0 | 13.1569 | 20 | 0 | 0.387 | 0.612 | 0 | 0.001 | 1 | 1 | Replace on Burnout | 2.3721 | #NUM! | 0 | 5.5465 | 0 | 0 | 5.5465 | 0 | 37.9318 | 0 | 0 | 0 | 0.27732 | 0 | 38.2091 | 4.8405 | 33.3686 | 7.8937 | 0 | 38.4019 | 0 | 0 | 0 | 0.27732 | 0 | 38.6792 | 4.8405 | 33.8387 | 7.9908 | 0 | 38.9225 | 0 | 0 | 0 | 0.27732 | 0 | 39.1998 | 4.8405 | 34.3594 | 8.0983 | per kBtu/hr | 35.6867 | 305799.5816 | 0.005 | 0 | 0 | 0 | 0 | 0 | 0 | 0 | 0 | 0 | 0 | 0 | 0 | 0 | 0 | 0 | 0 | 0 | 0 | 0 | 0 | 0 | 0 | 0 | 0 | 0 | 0 | 0 | 0 | 0 | 0 | 0 | 0 | 0 | 0 | 0 | 0 | 0 | 0 | 0 | 0 | 0 | 0 | 0 | 0 | 0 | 0 | 0 | 0 | 0 | 0 | 0 | 0 | 0 | 0 | 0 | 0 | 0 | 0 | 0 | 0 | 0 | 0 | 0 | 0 | 0 | 0 | 0 | 0 | 10783.5934 | 85122.1031 | 10783.5934 | 64944.6909 | 18527.2865 | 10882.9047 | 86962.9571 | 10882.9047 | 65854.4874 | 18697.9133 | 10991.9935 | 89016.9937 | 10991.9935 | 66893.8296 | 18885.3387 | 2227.7975 | 2248.3144 | 2270.8512 | 0.0072489 | 0.0072128 | 0.007177 | 0 | 585.5814 | 0 | 0 | 585.5814 | 0 | 0 | 590.9743 | 0 | 0 | 590.9743 | 0 | 0 | 596.8982 | 0 | 0 | 596.8982 | 0 | 0 | 0 | 0 | 11711.6281 | 11819.4862 | 11937.9631 | 0 | 0 | 0 | 0 | 0 | 0 | 11711.6281 | 11819.4862 | 11937.9631 | 0 | 0 | 0 | 585.5814 | 1176.5557 | 1773.4539 | 0 | 0 | 0 | 0 | 0 | 0 | 585.5814 | 1176.5557 | 1773.4539 | 0 | 0 | 0 | 1 | 1 | 1 | 1 | 1 | 1 | 1 | 9.8677 | 28.3414 | 3.8722 | 9.8677 | 28.8115 | 3.9198 | 9.8677 | 29.3322 | 3.9726 | 0 | 0 | 0 | 0 | 0 | 0 | 0 | 0 | 0 | 0 | 0 | 0 | 0 | 0 | 0 | 0 | 0 | 0 | 0 | 0 | 0 | 0 | 0 | 0 | 0 | 0 | 0 | 0 | 0 | 0 | 0 | 0 | 0 | 0 | 49268.1678 | 190773.7589 | 49268.1678 | 145552.5928 | 16422.7226 | 49560.1993 | 194265.5982 | 49560.1993 | 147111.6186 | 16520.0664 | 49862.5406 | 198081.6507 | 49862.5406 | 148852.9285 | 16620.8469 | 4992.8901 | 5022.4849 | 5053.1245 | 0.016246 | 0.016165 | 0.016085 | 0 | 1312.392 | 0 | 0 | 1312.392 | 0 | 0 | 1320.171 | 0 | 0 | 1320.171 | 0 | 0 | 1328.2247 | 0 | 0 | 1328.2247 | 0 | 0 | 0 | 0 | 26247.8397 | 26403.4208 | 26564.4945 | 0 | 0 | 0 | 0 | 0 | 0 | 26247.8397 | 26403.4208 | 26564.4945 | 0 | 0 | 0 | 1312.392 | 2632.563 | 3960.7878 | 0 | 0 | 0 | 0 | 0 | 0 | 1312.392 | 2632.563 | 3960.7878 | 0 | 0 | 0 | 13.1569 | 25.0522 | 2.9041 | 13.1569 | 25.5223 | 2.9398 | 13.1569 | 26.0429 | 2.9794 | 0 | 0 | 0 | 0 | 0 | 0 | 0 | 0 | 0 | 0 | 0 | 0 | 0 | 0 | 0 | 0 | 0 | 0 | 0 | 0 | 0 | 0 | 0 | 0 | 0 | 0 | 0 | 0 | 0 | 0 | 0 | 0 | 0 | 0 | 80869.7472 | 234854.8719 | 80869.7472 | 179184.6831 | 0 | 81274.0959 | 238933.0717 | 81274.0959 | 180936.9814 | 0 | 81680.4664 | 243360.067 | 81680.4664 | 182878.4166 | 0 | 6146.5716 | 6177.3044 | 6208.191 | 0.02 | 0.0199 | 0.019801 | 0 | 1615.6397 | 0 | 0 | 1615.6397 | 0 | 0 | 1623.7179 | 0 | 0 | 1623.7179 | 0 | 0 | 1631.8365 | 0 | 0 | 1631.8365 | 0 | 0 | 0 | 0 | 32312.7933 | 32474.3573 | 32636.7291 | 0 | 0 | 0 | 0 | 0 | 0 | 32312.7933 | 32474.3573 | 32636.7291 | 0 | 0 | 0 | 1615.6397 | 3239.3575 | 4871.194 | 0 | 0 | 0 | 0 | 0 | 0 | 1615.6397 | 3239.3575 | 4871.194 | 0 | 0 | 0
| 816 | Business | Food Service | HVAC | Gas | 02-292 | 02-292.03 | Boilers | [02-292]_Business_HVAC_Boiler_>= 300 kBtu/h_Tier 1_ROB_Gas_per kBtu/hr | 0.80 TE | 0.95 Eff | ENGINEER | 0 | 0.26285 | 0 | 0 | 0 | 0 | 9.2522 | 20 | 0 | 0.387 | 0.612 | 0 | 0.001 | 1 | 1 | Replace on Burnout | 1.6681 | #NUM! | 0 | 5.5465 | 0 | 0 | 5.5465 | 0 | 37.9318 | 0 | 0 | 0 | 0.27732 | 0 | 45.8509 | 3.4039 | 42.447 | 13.4701 | 0 | 38.4019 | 0 | 0 | 0 | 0.27732 | 0 | 46.415 | 3.4039 | 43.0111 | 13.6358 | 0 | 38.9225 | 0 | 0 | 0 | 0.27732 | 0 | 47.0398 | 3.4039 | 43.6359 | 13.8194 | per kBtu/hr | 18.1086 | 29028.0161 | 0.005 | 0 | 0 | 0 | 0 | 0 | 0 | 0 | 0 | 0 | 0 | 0 | 0 | 0 | 0 | 0 | 0 | 0 | 0 | 0 | 0 | 0 | 0 | 0 | 0 | 0 | 0 | 0 | 0 | 0 | 0 | 0 | 0 | 0 | 0 | 0 | 0 | 0 | 0 | 0 | 0 | 0 | 0 | 0 | 0 | 0 | 0 | 0 | 0 | 0 | 0 | 0 | 0 | 0 | 0 | 0 | 0 | 0 | 0 | 0 | 0 | 0 | 0 | 0 | 0 | 0 | 0 | 0 | 0 | 1029.5924 | 13868.6983 | 1029.5924 | 10247.4337 | 1768.9422 | 1037.5519 | 14147.8619 | 1037.5519 | 10375.7618 | 1782.6173 | 1046.0378 | 14455.5748 | 1046.0378 | 10520.2632 | 1797.197 | 302.4738 | 304.8122 | 307.3052 | 0.010368 | 0.010317 | 0.010265 | 0 | 79.5059 | 0 | 0 | 79.5059 | 0 | 0 | 80.1205 | 0 | 0 | 80.1205 | 0 | 0 | 80.7758 | 0 | 0 | 80.7758 | 0 | 0 | 0 | 0 | 1590.1181 | 1602.4108 | 1615.5166 | 0 | 0 | 0 | 0 | 0 | 0 | 1590.1181 | 1602.4108 | 1615.5166 | 0 | 0 | 0 | 79.5059 | 159.6264 | 240.4023 | 0 | 0 | 0 | 0 | 0 | 0 | 79.5059 | 159.6264 | 240.4023 | 0 | 0 | 0 | 1 | 1 | 1 | 1 | 1 | 1 | 1 | 6.9391 | 38.9118 | 6.6076 | 6.9391 | 39.4759 | 6.6889 | 6.9391 | 40.1007 | 6.7789 | 0 | 0 | 0 | 0 | 0 | 0 | 0 | 0 | 0 | 0 | 0 | 0 | 0 | 0 | 0 | 0 | 0 | 0 | 0 | 0 | 0 | 0 | 0 | 0 | 0 | 0 | 0 | 0 | 0 | 0 | 0 | 0 | 0 | 0 | 3557.9561 | 23509.5512 | 3557.9561 | 17370.9574 | 1185.9854 | 3577.8478 | 23931.8486 | 3577.8478 | 17551.1439 | 1192.6159 | 3598.2417 | 24392.2411 | 3598.2417 | 17751.8225 | 1199.4139 | 512.7391 | 515.6057 | 518.5447 | 0.017576 | 0.017488 | 0.017401 | 0 | 134.7746 | 0 | 0 | 134.7746 | 0 | 0 | 135.5281 | 0 | 0 | 135.5281 | 0 | 0 | 136.3006 | 0 | 0 | 136.3006 | 0 | 0 | 0 | 0 | 2695.4918 | 2710.5617 | 2726.012 | 0 | 0 | 0 | 0 | 0 | 0 | 2695.4918 | 2710.5617 | 2726.012 | 0 | 0 | 0 | 134.7746 | 270.3027 | 406.6033 | 0 | 0 | 0 | 0 | 0 | 0 | 134.7746 | 270.3027 | 406.6033 | 0 | 0 | 0 | 9.2522 | 36.5987 | 4.9557 | 9.2522 | 37.1629 | 5.0167 | 9.2522 | 37.7876 | 5.0842 | 0 | 0 | 0 | 0 | 0 | 0 | 0 | 0 | 0 | 0 | 0 | 0 | 0 | 0 | 0 | 0 | 0 | 0 | 0 | 0 | 0 | 0 | 0 | 0 | 0 | 0 | 0 | 0 | 0 | 0 | 0 | 0 | 0 | 0 | 5398.2907 | 26752.31 | 5398.2907 | 19766.9973 | 0 | 5425.2822 | 27216.8576 | 5425.2822 | 19960.3045 | 0 | 5452.4086 | 27721.1365 | 5452.4086 | 20174.4765 | 0 | 583.4631 | 586.3804 | 589.3123 | 0.02 | 0.0199 | 0.019801 | 0 | 153.3645 | 0 | 0 | 153.3645 | 0 | 0 | 154.1314 | 0 | 0 | 154.1314 | 0 | 0 | 154.902 | 0 | 0 | 154.902 | 0 | 0 | 0 | 0 | 3067.2909 | 3082.6274 | 3098.0405 | 0 | 0 | 0 | 0 | 0 | 0 | 3067.2909 | 3082.6274 | 3098.0405 | 0 | 0 | 0 | 153.3645 | 307.4959 | 462.3979 | 0 | 0 | 0 | 0 | 0 | 0 | 153.3645 | 307.4959 | 462.3979 | 0 | 0 | 0
| 817 | Business | Healthcare/Hospitals | HVAC | Gas | 02-292 | 02-292.04 | Boilers | [02-292]_Business_HVAC_Boiler_>= 300 kBtu/h_Tier 1_ROB_Gas_per kBtu/hr | 0.80 TE | 0.95 Eff | ENGINEER | 0 | 0.26285 | 0 | 0 | 0 | 0 | 9.2404 | 20 | 0 | 0.387 | 0.612 | 0 | 0.001 | 1 | 1 | Replace on Burnout | 1.666 | #NUM! | 0 | 5.5465 | 0 | 0 | 5.5465 | 0 | 37.9318 | 0 | 0 | 0 | 0.27732 | 0 | 38.2091 | 3.8952 | 34.3139 | 9.8094 | 0 | 38.4019 | 0 | 0 | 0 | 0.27732 | 0 | 38.6792 | 3.8952 | 34.784 | 9.9301 | 0 | 38.9225 | 0 | 0 | 0 | 0.27732 | 0 | 39.1998 | 3.8952 | 35.3047 | 10.0637 | per kBtu/hr | 175.116 | 475615.0455 | 0.005 | 0 | 0 | 0 | 0 | 0 | 0 | 0 | 0 | 0 | 0 | 0 | 0 | 0 | 0 | 0 | 0 | 0 | 0 | 0 | 0 | 0 | 0 | 0 | 0 | 0 | 0 | 0 | 0 | 0 | 0 | 0 | 0 | 0 | 0 | 0 | 0 | 0 | 0 | 0 | 0 | 0 | 0 | 0 | 0 | 0 | 0 | 0 | 0 | 0 | 0 | 0 | 0 | 0 | 0 | 0 | 0 | 0 | 0 | 0 | 0 | 0 | 0 | 0 | 0 | 0 | 0 | 0 | 0 | 20983.446 | 205834.3144 | 20983.446 | 170766.9573 | 28795.3043 | 21137.6145 | 209897.6474 | 21137.6145 | 172839.6583 | 29006.8678 | 21301.7133 | 214374.4978 | 21301.7133 | 175174.55 | 29232.0583 | 5387.0518 | 5426.6312 | 5468.7601 | 0.01127 | 0.011214 | 0.011158 | 0 | 1415.9982 | 0 | 0 | 1415.9982 | 0 | 0 | 1426.4018 | 0 | 0 | 1426.4018 | 0 | 0 | 1437.4754 | 0 | 0 | 1437.4754 | 0 | 0 | 0 | 0 | 28319.9646 | 28528.0357 | 28749.5089 | 0 | 0 | 0 | 0 | 0 | 0 | 28319.9646 | 28528.0357 | 28749.5089 | 0 | 0 | 0 | 1415.9982 | 2842.4 | 4279.8755 | 0 | 0 | 0 | 0 | 0 | 0 | 1415.9982 | 2842.4 | 4279.8755 | 0 | 0 | 0 | 1 | 1 | 1 | 1 | 1 | 1 | 1 | 6.9303 | 31.2788 | 5.5133 | 6.9303 | 31.7488 | 5.5811 | 6.9303 | 32.2695 | 5.6563 | 0 | 0 | 0 | 0 | 0 | 0 | 0 | 0 | 0 | 0 | 0 | 0 | 0 | 0 | 0 | 0 | 0 | 0 | 0 | 0 | 0 | 0 | 0 | 0 | 0 | 0 | 0 | 0 | 0 | 0 | 0 | 0 | 0 | 0 | 57739.9037 | 318338.0705 | 57739.9037 | 264103.7955 | 19246.6346 | 58064.529 | 324066.4438 | 58064.529 | 266851.6494 | 19354.843 | 58398.4765 | 330317.5594 | 58398.4765 | 269916.5733 | 19466.1588 | 8331.4761 | 8378.3173 | 8426.5036 | 0.01743 | 0.017343 | 0.017257 | 0 | 2189.9465 | 0 | 0 | 2189.9465 | 0 | 0 | 2202.2589 | 0 | 0 | 2202.2589 | 0 | 0 | 2214.9247 | 0 | 0 | 2214.9247 | 0 | 0 | 0 | 0 | 43798.9308 | 44045.1772 | 44298.4949 | 0 | 0 | 0 | 0 | 0 | 0 | 43798.9308 | 44045.1772 | 44298.4949 | 0 | 0 | 0 | 2189.9465 | 4392.2054 | 6607.1301 | 0 | 0 | 0 | 0 | 0 | 0 | 2189.9465 | 4392.2054 | 6607.1301 | 0 | 0 | 0 | 9.2404 | 28.9686 | 4.135 | 9.2404 | 29.4387 | 4.1859 | 9.2404 | 29.9594 | 4.2422 | 0 | 0 | 0 | 0 | 0 | 0 | 0 | 0 | 0 | 0 | 0 | 0 | 0 | 0 | 0 | 0 | 0 | 0 | 0 | 0 | 0 | 0 | 0 | 0 | 0 | 0 | 0 | 0 | 0 | 0 | 0 | 0 | 0 | 0 | 88337.3737 | 365273.5885 | 88337.3737 | 303043.0542 | 0 | 88779.0605 | 371616.4789 | 88779.0605 | 306006.599 | 0 | 89222.9559 | 378501.8563 | 89222.9559 | 309290.0184 | 0 | 9559.8624 | 9607.6617 | 9655.7 | 0.02 | 0.0199 | 0.019801 | 0 | 2512.8306 | 0 | 0 | 2512.8306 | 0 | 0 | 2525.3947 | 0 | 0 | 2525.3947 | 0 | 0 | 2538.0217 | 0 | 0 | 2538.0217 | 0 | 0 | 0 | 0 | 50256.6111 | 50507.8942 | 50760.4337 | 0 | 0 | 0 | 0 | 0 | 0 | 50256.6111 | 50507.8942 | 50760.4337 | 0 | 0 | 0 | 2512.8306 | 5038.2253 | 7576.2469 | 0 | 0 | 0 | 0 | 0 | 0 | 2512.8306 | 5038.2253 | 7576.2469 | 0 | 0 | 0
| 818 | Business | Campus/Education | HVAC | Gas | 02-292 | 02-292.05 | Boilers | [02-292]_Business_HVAC_Boiler_>= 300 kBtu/h_Tier 1_ROB_Gas_per kBtu/hr | 0.80 TE | 0.95 Eff | ENGINEER | 0 | 0.26285 | 0 | 0 | 0 | 0 | 7.1415 | 20 | 0 | 0.387 | 0.612 | 0 | 0.001 | 1 | 1 | Replace on Burnout | 1.2876 | #NUM! | 0 | 5.5465 | 0 | 0 | 5.5465 | 0 | 37.9318 | 0 | 0 | 0 | 0.27732 | 0 | 38.2091 | 3.0104 | 35.1987 | 12.6923 | 0 | 38.4019 | 0 | 0 | 0 | 0.27732 | 0 | 38.6792 | 3.0104 | 35.6688 | 12.8485 | 0 | 38.9225 | 0 | 0 | 0 | 0.27732 | 0 | 39.1998 | 3.0104 | 36.1894 | 13.0214 | per kBtu/hr | 255.7574 | 580825.0887 | 0.005 | 0 | 0 | 0 | 0 | 0 | 0 | 0 | 0 | 0 | 0 | 0 | 0 | 0 | 0 | 0 | 0 | 0 | 0 | 0 | 0 | 0 | 0 | 0 | 0 | 0 | 0 | 0 | 0 | 0 | 0 | 0 | 0 | 0 | 0 | 0 | 0 | 0 | 0 | 0 | 0 | 0 | 0 | 0 | 0 | 0 | 0 | 0 | 0 | 0 | 0 | 0 | 0 | 0 | 0 | 0 | 0 | 0 | 0 | 0 | 0 | 0 | 0 | 0 | 0 | 0 | 0 | 0 | 0 | 21773.9945 | 276362.8939 | 21773.9945 | 219486.3912 | 29880.1636 | 21923.6259 | 281685.5925 | 21923.6259 | 222045.6482 | 30085.5006 | 22083.7827 | 287562.8017 | 22083.7827 | 224942.9571 | 30305.2818 | 7232.9107 | 7282.6154 | 7335.8165 | 0.012391 | 0.012329 | 0.012268 | 0 | 1901.1863 | 0 | 0 | 1901.1863 | 0 | 0 | 1914.2512 | 0 | 0 | 1914.2512 | 0 | 0 | 1928.2353 | 0 | 0 | 1928.2353 | 0 | 0 | 0 | 0 | 38023.725 | 38285.0248 | 38564.7052 | 0 | 0 | 0 | 0 | 0 | 0 | 38023.725 | 38285.0248 | 38564.7052 | 0 | 0 | 0 | 1901.1863 | 3815.4375 | 5743.6728 | 0 | 0 | 0 | 0 | 0 | 0 | 1901.1863 | 3815.4375 | 5743.6728 | 0 | 0 | 0 | 1 | 1 | 1 | 1 | 1 | 1 | 1 | 5.3562 | 32.8529 | 7.1337 | 5.3562 | 33.323 | 7.2214 | 5.3562 | 33.8437 | 7.3186 | 0 | 0 | 0 | 0 | 0 | 0 | 0 | 0 | 0 | 0 | 0 | 0 | 0 | 0 | 0 | 0 | 0 | 0 | 0 | 0 | 0 | 0 | 0 | 0 | 0 | 0 | 0 | 0 | 0 | 0 | 0 | 0 | 0 | 0 | 55905.3246 | 398810.2885 | 55905.3246 | 316733.6605 | 18635.1082 | 56213.3293 | 405941.1889 | 56213.3293 | 319993.2009 | 18737.7764 | 56529.0116 | 413715.8802 | 56529.0116 | 323624.8671 | 18843.0039 | 10437.5778 | 10495.0826 | 10554.0207 | 0.017881 | 0.017792 | 0.017703 | 0 | 2743.5399 | 0 | 0 | 2743.5399 | 0 | 0 | 2758.6552 | 0 | 0 | 2758.6552 | 0 | 0 | 2774.1472 | 0 | 0 | 2774.1472 | 0 | 0 | 0 | 0 | 54870.7988 | 55173.104 | 55482.9445 | 0 | 0 | 0 | 0 | 0 | 0 | 54870.7988 | 55173.104 | 55482.9445 | 0 | 0 | 0 | 2743.5399 | 5502.1951 | 8276.3424 | 0 | 0 | 0 | 0 | 0 | 0 | 2743.5399 | 5502.1951 | 8276.3424 | 0 | 0 | 0 | 7.1415 | 31.0675 | 5.3503 | 7.1415 | 31.5376 | 5.4161 | 7.1415 | 32.0583 | 5.489 | 0 | 0 | 0 | 0 | 0 | 0 | 0 | 0 | 0 | 0 | 0 | 0 | 0 | 0 | 0 | 0 | 0 | 0 | 0 | 0 | 0 | 0 | 0 | 0 | 0 | 0 | 0 | 0 | 0 | 0 | 0 | 0 | 0 | 0 | 83374.5706 | 446075.1746 | 83374.5706 | 354271.2588 | 0 | 83791.4435 | 453821.1656 | 83791.4435 | 357735.7789 | 0 | 84210.4007 | 462229.6463 | 84210.4007 | 361574.2471 | 0 | 11674.5843 | 11732.9572 | 11791.622 | 0.02 | 0.0199 | 0.019801 | 0 | 3068.6898 | 0 | 0 | 3068.6898 | 0 | 0 | 3084.0332 | 0 | 0 | 3084.0332 | 0 | 0 | 3099.4534 | 0 | 0 | 3099.4534 | 0 | 0 | 0 | 0 | 61373.7957 | 61680.6647 | 61989.068 | 0 | 0 | 0 | 0 | 0 | 0 | 61373.7957 | 61680.6647 | 61989.068 | 0 | 0 | 0 | 3068.6898 | 6152.723 | 9252.1764 | 0 | 0 | 0 | 0 | 0 | 0 | 3068.6898 | 6152.723 | 9252.1764 | 0 | 0 | 0
| 819 | Business | Warehouse | HVAC | Gas | 02-292 | 02-292.06 | Boilers | [02-292]_Business_HVAC_Boiler_>= 300 kBtu/h_Tier 1_ROB_Gas_per kBtu/hr | 0.80 TE | 0.95 Eff | ENGINEER | 0 | 0.26285 | 0 | 0 | 0 | 0 | 9.2522 | 20 | 0 | 0.387 | 0.612 | 0 | 0.001 | 1 | 1 | Replace on Burnout | 1.6681 | #NUM! | 0 | 5.5465 | 0 | 0 | 5.5465 | 0 | 37.9318 | 0 | 0 | 0 | 0.27732 | 0 | 38.2091 | 3.9001 | 34.309 | 9.797 | 0 | 38.4019 | 0 | 0 | 0 | 0.27732 | 0 | 38.6792 | 3.9001 | 34.7791 | 9.9175 | 0 | 38.9225 | 0 | 0 | 0 | 0.27732 | 0 | 39.1998 | 3.9001 | 35.2997 | 10.051 | per kBtu/hr | 14.6795 | 30474.6118 | 0.005 | 0 | 0 | 0 | 0 | 0 | 0 | 0 | 0 | 0 | 0 | 0 | 0 | 0 | 0 | 0 | 0 | 0 | 0 | 0 | 0 | 0 | 0 | 0 | 0 | 0 | 0 | 0 | 0 | 0 | 0 | 0 | 0 | 0 | 0 | 0 | 0 | 0 | 0 | 0 | 0 | 0 | 0 | 0 | 0 | 0 | 0 | 0 | 0 | 0 | 0 | 0 | 0 | 0 | 0 | 0 | 0 | 0 | 0 | 0 | 0 | 0 | 0 | 0 | 0 | 0 | 0 | 0 | 0 | 1660.192 | 16264.8203 | 1660.192 | 12953.1601 | 2278.2594 | 1671.0661 | 16572.7745 | 1671.0661 | 13100.0047 | 2293.1819 | 1682.4995 | 16910.7751 | 1682.4995 | 13264.8336 | 2308.8717 | 425.6794 | 428.4676 | 431.3991 | 0.013899 | 0.01383 | 0.013761 | 0 | 111.8908 | 0 | 0 | 111.8908 | 0 | 0 | 112.6236 | 0 | 0 | 112.6236 | 0 | 0 | 113.3942 | 0 | 0 | 113.3942 | 0 | 0 | 0 | 0 | 2237.8151 | 2252.4726 | 2267.8839 | 0 | 0 | 0 | 0 | 0 | 0 | 2237.8151 | 2252.4726 | 2267.8839 | 0 | 0 | 0 | 111.8908 | 224.5144 | 337.9086 | 0 | 0 | 0 | 0 | 0 | 0 | 111.8908 | 224.5144 | 337.9086 | 0 | 0 | 0 | 1 | 1 | 1 | 1 | 1 | 1 | 1 | 6.9391 | 31.27 | 5.5063 | 6.9391 | 31.7401 | 5.5741 | 6.9391 | 32.2607 | 5.6491 | 0 | 0 | 0 | 0 | 0 | 0 | 0 | 0 | 0 | 0 | 0 | 0 | 0 | 0 | 0 | 0 | 0 | 0 | 0 | 0 | 0 | 0 | 0 | 0 | 0 | 0 | 0 | 0 | 0 | 0 | 0 | 0 | 0 | 0 | 4336.4277 | 23877.8173 | 4336.4277 | 19016.084 | 1445.4759 | 4360.0532 | 24303.2819 | 4360.0532 | 19210.6099 | 1453.3511 | 4384.1998 | 24766.8328 | 4384.1998 | 19427.1352 | 1461.3999 | 624.9251 | 628.3298 | 631.8096 | 0.020404 | 0.020303 | 0.020202 | 0 | 164.2629 | 0 | 0 | 164.2629 | 0 | 0 | 165.1579 | 0 | 0 | 165.1579 | 0 | 0 | 166.0725 | 0 | 0 | 166.0725 | 0 | 0 | 0 | 0 | 3285.2585 | 3303.157 | 3321.4505 | 0 | 0 | 0 | 0 | 0 | 0 | 3285.2585 | 3303.157 | 3321.4505 | 0 | 0 | 0 | 164.2629 | 329.4208 | 495.4933 | 0 | 0 | 0 | 0 | 0 | 0 | 164.2629 | 329.4208 | 495.4933 | 0 | 0 | 0 | 9.2522 | 28.9569 | 4.1298 | 9.2522 | 29.427 | 4.1806 | 9.2522 | 29.9477 | 4.2368 | 0 | 0 | 0 | 0 | 0 | 0 | 0 | 0 | 0 | 0 | 0 | 0 | 0 | 0 | 0 | 0 | 0 | 0 | 0 | 0 | 0 | 0 | 0 | 0 | 0 | 0 | 0 | 0 | 0 | 0 | 0 | 0 | 0 | 0 | 6375.7256 | 26330.1535 | 6375.7256 | 20969.103 | 0 | 6407.6042 | 26787.3704 | 6407.6042 | 21174.1659 | 0 | 6439.6423 | 27283.6917 | 6439.6423 | 21401.3625 | 0 | 689.1072 | 692.5527 | 696.0155 | 0.0225 | 0.022388 | 0.022277 | 0 | 181.1333 | 0 | 0 | 181.1333 | 0 | 0 | 182.039 | 0 | 0 | 182.039 | 0 | 0 | 182.9492 | 0 | 0 | 182.9492 | 0 | 0 | 0 | 0 | 3622.6662 | 3640.7795 | 3658.9834 | 0 | 0 | 0 | 0 | 0 | 0 | 3622.6662 | 3640.7795 | 3658.9834 | 0 | 0 | 0 | 181.1333 | 363.1723 | 546.1215 | 0 | 0 | 0 | 0 | 0 | 0 | 181.1333 | 363.1723 | 546.1215 | 0 | 0 | 0
| 820 | Business | Lodging | HVAC | Gas | 02-292 | 02-292.07 | Boilers | [02-292]_Business_HVAC_Boiler_>= 300 kBtu/h_Tier 1_ROB_Gas_per kBtu/hr | 0.80 TE | 0.95 Eff | ENGINEER | 0 | 0.26285 | 0 | 0 | 0 | 0 | 10.1419 | 20 | 0 | 0.387 | 0.612 | 0 | 0.001 | 1 | 1 | Replace on Burnout | 1.8285 | #NUM! | 0 | 5.5465 | 0 | 0 | 5.5465 | 0 | 37.9318 | 0 | 0 | 0 | 0.27732 | 0 | 38.2091 | 3.7312 | 34.4778 | 10.2403 | 0 | 38.4019 | 0 | 0 | 0 | 0.27732 | 0 | 38.6792 | 3.7312 | 34.9479 | 10.3663 | 0 | 38.9225 | 0 | 0 | 0 | 0.27732 | 0 | 39.1998 | 3.7312 | 35.4686 | 10.5059 | per kBtu/hr | 44.0152 | 126191.4745 | 0.005 | 0 | 0 | 0 | 0 | 0 | 0 | 0 | 0 | 0 | 0 | 0 | 0 | 0 | 0 | 0 | 0 | 0 | 0 | 0 | 0 | 0 | 0 | 0 | 0 | 0 | 0 | 0 | 0 | 0 | 0 | 0 | 0 | 0 | 0 | 0 | 0 | 0 | 0 | 0 | 0 | 0 | 0 | 0 | 0 | 0 | 0 | 0 | 0 | 0 | 0 | 0 | 0 | 0 | 0 | 0 | 0 | 0 | 0 | 0 | 0 | 0 | 0 | 0 | 0 | 0 | 0 | 0 | 0 | 5727.9675 | 58656.2751 | 5727.9675 | 44458.2688 | 9841.2181 | 5768.2855 | 59795.8872 | 5768.2855 | 44984.1113 | 9910.4885 | 5811.4945 | 61054.7396 | 5811.4945 | 45579.4707 | 9984.7258 | 1535.1395 | 1545.9451 | 1557.5254 | 0.012105 | 0.012044 | 0.011984 | 0 | 403.5147 | 0 | 0 | 403.5147 | 0 | 0 | 406.355 | 0 | 0 | 406.355 | 0 | 0 | 409.3989 | 0 | 0 | 409.3989 | 0 | 0 | 0 | 0 | 8070.295 | 8127.1002 | 8187.9785 | 0 | 0 | 0 | 0 | 0 | 0 | 8070.295 | 8127.1002 | 8187.9785 | 0 | 0 | 0 | 403.5147 | 809.8698 | 1219.2687 | 0 | 0 | 0 | 0 | 0 | 0 | 403.5147 | 809.8698 | 1219.2687 | 0 | 0 | 0 | 1 | 1 | 1 | 1 | 1 | 1 | 1 | 7.6064 | 30.6027 | 5.0233 | 7.6064 | 31.0728 | 5.0851 | 7.6064 | 31.5934 | 5.1535 | 0 | 0 | 0 | 0 | 0 | 0 | 0 | 0 | 0 | 0 | 0 | 0 | 0 | 0 | 0 | 0 | 0 | 0 | 0 | 0 | 0 | 0 | 0 | 0 | 0 | 0 | 0 | 0 | 0 | 0 | 0 | 0 | 0 | 0 | 19405.1198 | 97477.3349 | 19405.1198 | 73882.5223 | 6468.3733 | 19512.0284 | 99220.2623 | 19512.0284 | 74642.8482 | 6504.0095 | 19621.5756 | 101120.4086 | 19621.5756 | 75489.8757 | 6540.5252 | 2551.156 | 2565.2111 | 2579.6131 | 0.020116 | 0.020016 | 0.019916 | 0 | 670.5769 | 0 | 0 | 670.5769 | 0 | 0 | 674.2713 | 0 | 0 | 674.2713 | 0 | 0 | 678.0569 | 0 | 0 | 678.0569 | 0 | 0 | 0 | 0 | 13411.5377 | 13485.426 | 13561.1377 | 0 | 0 | 0 | 0 | 0 | 0 | 13411.5377 | 13485.426 | 13561.1377 | 0 | 0 | 0 | 670.5769 | 1344.8482 | 2022.9051 | 0 | 0 | 0 | 0 | 0 | 0 | 670.5769 | 1344.8482 | 2022.9051 | 0 | 0 | 0 | 10.1419 | 28.0672 | 3.7675 | 10.1419 | 28.5373 | 3.8138 | 10.1419 | 29.058 | 3.8651 | 0 | 0 | 0 | 0 | 0 | 0 | 0 | 0 | 0 | 0 | 0 | 0 | 0 | 0 | 0 | 0 | 0 | 0 | 0 | 0 | 0 | 0 | 0 | 0 | 0 | 0 | 0 | 0 | 0 | 0 | 0 | 0 | 0 | 0 | 28939.8744 | 109029.8022 | 28939.8744 | 82638.6647 | 0 | 29084.5737 | 110923.0792 | 29084.5737 | 83446.8118 | 0 | 29229.9966 | 112978.2821 | 29229.9966 | 84342.1876 | 0 | 2853.5047 | 2867.7722 | 2882.1111 | 0.0225 | 0.022388 | 0.022277 | 0 | 750.0499 | 0 | 0 | 750.0499 | 0 | 0 | 753.8001 | 0 | 0 | 753.8001 | 0 | 0 | 757.5692 | 0 | 0 | 757.5692 | 0 | 0 | 0 | 0 | 15000.998 | 15076.003 | 15151.383 | 0 | 0 | 0 | 0 | 0 | 0 | 15000.998 | 15076.003 | 15151.383 | 0 | 0 | 0 | 750.0499 | 1503.85 | 2261.4192 | 0 | 0 | 0 | 0 | 0 | 0 | 750.0499 | 1503.85 | 2261.4192 | 0 | 0 | 0
| 821 | Business | Other Commercial | HVAC | Gas | 02-292 | 02-292.08 | Boilers | [02-292]_Business_HVAC_Boiler_>= 300 kBtu/h_Tier 1_ROB_Gas_per kBtu/hr | 0.80 TE | 0.95 Eff | ENGINEER | 0 | 0.26285 | 0 | 0 | 0 | 0 | 8.2631 | 20 | 0 | 0.387 | 0.612 | 0 | 0.001 | 1 | 1 | Replace on Burnout | 1.4898 | #NUM! | 0 | 5.5465 | 0 | 0 | 5.5465 | 0 | 37.9318 | 0 | 0 | 0 | 0.27732 | 0 | 38.2091 | 3.04 | 35.169 | 12.5686 | 0 | 38.4019 | 0 | 0 | 0 | 0.27732 | 0 | 38.6792 | 3.04 | 35.6391 | 12.7232 | 0 | 38.9225 | 0 | 0 | 0 | 0.27732 | 0 | 39.1998 | 3.04 | 36.1598 | 12.8945 | per kBtu/hr | 56.6736 | 215359.5874 | 0.005 | 0 | 0 | 0 | 0 | 0 | 0 | 0 | 0 | 0 | 0 | 0 | 0 | 0 | 0 | 0 | 0 | 0 | 0 | 0 | 0 | 0 | 0 | 0 | 0 | 0 | 0 | 0 | 0 | 0 | 0 | 0 | 0 | 0 | 0 | 0 | 0 | 0 | 0 | 0 | 0 | 0 | 0 | 0 | 0 | 0 | 0 | 0 | 0 | 0 | 0 | 0 | 0 | 0 | 0 | 0 | 0 | 0 | 0 | 0 | 0 | 0 | 0 | 0 | 0 | 0 | 0 | 0 | 0 | 8678.3029 | 109074.096 | 8678.3029 | 83420.4324 | 14910.188 | 8736.5728 | 111157.4434 | 8736.5728 | 84379.9238 | 15010.3015 | 8798.75 | 113455.4636 | 8798.75 | 85464.9527 | 15117.1281 | 2854.664 | 2873.8314 | 2894.2842 | 0.013189 | 0.013124 | 0.013058 | 0 | 750.3546 | 0 | 0 | 750.3546 | 0 | 0 | 755.3928 | 0 | 0 | 755.3928 | 0 | 0 | 760.7689 | 0 | 0 | 760.7689 | 0 | 0 | 0 | 0 | 15007.0922 | 15107.8564 | 15215.3772 | 0 | 0 | 0 | 0 | 0 | 0 | 15007.0922 | 15107.8564 | 15215.3772 | 0 | 0 | 0 | 750.3546 | 1505.7474 | 2266.5163 | 0 | 0 | 0 | 0 | 0 | 0 | 750.3546 | 1505.7474 | 2266.5163 | 0 | 0 | 0 | 1 | 1 | 1 | 1 | 1 | 1 | 1 | 6.1974 | 32.0117 | 6.1654 | 6.1974 | 32.4818 | 6.2412 | 6.1974 | 33.0025 | 6.3253 | 0 | 0 | 0 | 0 | 0 | 0 | 0 | 0 | 0 | 0 | 0 | 0 | 0 | 0 | 0 | 0 | 0 | 0 | 0 | 0 | 0 | 0 | 0 | 0 | 0 | 0 | 0 | 0 | 0 | 0 | 0 | 0 | 0 | 0 | 27550.8839 | 169861.8064 | 27550.8839 | 129911.1875 | 9183.628 | 27700.1358 | 172883.1753 | 27700.1358 | 131236.0982 | 9233.3786 | 27852.5198 | 176174.2019 | 27852.5198 | 132710.3989 | 9284.1733 | 4445.587 | 4469.6701 | 4494.2587 | 0.02054 | 0.020438 | 0.020336 | 0 | 1168.5322 | 0 | 0 | 1168.5322 | 0 | 0 | 1174.8625 | 0 | 0 | 1174.8625 | 0 | 0 | 1181.3256 | 0 | 0 | 1181.3256 | 0 | 0 | 0 | 0 | 23370.6433 | 23497.2495 | 23626.5126 | 0 | 0 | 0 | 0 | 0 | 0 | 23370.6433 | 23497.2495 | 23626.5126 | 0 | 0 | 0 | 1168.5322 | 2343.3946 | 3524.7203 | 0 | 0 | 0 | 0 | 0 | 0 | 1168.5322 | 2343.3946 | 3524.7203 | 0 | 0 | 0 | 8.2631 | 29.9459 | 4.624 | 8.2631 | 30.416 | 4.6809 | 8.2631 | 30.9367 | 4.7439 | 0 | 0 | 0 | 0 | 0 | 0 | 0 | 0 | 0 | 0 | 0 | 0 | 0 | 0 | 0 | 0 | 0 | 0 | 0 | 0 | 0 | 0 | 0 | 0 | 0 | 0 | 0 | 0 | 0 | 0 | 0 | 0 | 0 | 0 | 40239.9984 | 186071.3119 | 40239.9984 | 142308.3011 | 0 | 40441.1984 | 189302.3967 | 40441.1984 | 143699.9747 | 0 | 40643.4044 | 192809.8258 | 40643.4044 | 145241.8607 | 0 | 4869.8187 | 4894.1678 | 4918.6386 | 0.0225 | 0.022388 | 0.022277 | 0 | 1280.0424 | 0 | 0 | 1280.0424 | 0 | 0 | 1286.4426 | 0 | 0 | 1286.4426 | 0 | 0 | 1292.8748 | 0 | 0 | 1292.8748 | 0 | 0 | 0 | 0 | 25600.8479 | 25728.8521 | 25857.4964 | 0 | 0 | 0 | 0 | 0 | 0 | 25600.8479 | 25728.8521 | 25857.4964 | 0 | 0 | 0 | 1280.0424 | 2566.485 | 3859.3598 | 0 | 0 | 0 | 0 | 0 | 0 | 1280.0424 | 2566.485 | 3859.3598 | 0 | 0 | 0
| 822 | Business | Food Sales | HVAC | Gas | 02-292 | 02-292.09 | Boilers | [02-292]_Business_HVAC_Boiler_>= 300 kBtu/h_Tier 1_ROB_Gas_per kBtu/hr | 0.80 TE | 0.95 Eff | ENGINEER | 0 | 0.26285 | 0 | 0 | 0 | 0 | 9.2522 | 20 | 0 | 0.387 | 0.612 | 0 | 0.001 | 1 | 1 | Replace on Burnout | 1.6681 | #NUM! | 0 | 5.5465 | 0 | 0 | 5.5465 | 0 | 37.9318 | 0 | 0 | 0 | 0.27732 | 0 | 38.2091 | 3.4039 | 34.8052 | 11.2251 | 0 | 38.4019 | 0 | 0 | 0 | 0.27732 | 0 | 38.6792 | 3.4039 | 35.2753 | 11.3632 | 0 | 38.9225 | 0 | 0 | 0 | 0.27732 | 0 | 39.1998 | 3.4039 | 35.7959 | 11.5161 | per kBtu/hr | 0 | 0 | 0.005 | 0 | 0 | 0 | 0 | 0 | 0 | 0 | 0 | 0 | 0 | 0 | 0 | 0 | 0 | 0 | 0 | 0 | 0 | 0 | 0 | 0 | 0 | 0 | 0 | 0 | 0 | 0 | 0 | 0 | 0 | 0 | 0 | 0 | 0 | 0 | 0 | 0 | 0 | 0 | 0 | 0 | 0 | 0 | 0 | 0 | 0 | 0 | 0 | 0 | 0 | 0 | 0 | 0 | 0 | 0 | 0 | 0 | 0 | 0 | 0 | 0 | 0 | 0 | 0 | 0 | 0 | 0 | 0 | 0 | 0 | 0 | 0 | 0 | 0 | 0 | 0 | 0 | 0 | 0 | 0 | 0 | 0 | 0 | 0 | 0 | 0 | #NUM! | #NUM! | #NUM! | 0 | 0 | 0 | 0 | 0 | 0 | 0 | 0 | 0 | 0 | 0 | 0 | 0 | 0 | 0 | 0 | 0 | 0 | 0 | 0 | 0 | 0 | 0 | 0 | 0 | 0 | 0 | 0 | 0 | 0 | 0 | 0 | 0 | 0 | 0 | 0 | 0 | 0 | 0 | 0 | 0 | 0 | 0 | 0 | 0 | 0 | 0 | 0 | 0 | 0 | 0 | 1 | 1 | 1 | 1 | 1 | 1 | 1 | 6.9391 | 31.27 | 5.5063 | 6.9391 | 31.7401 | 5.5741 | 6.9391 | 32.2607 | 5.6491 | 0 | 0 | 0 | 0 | 0 | 0 | 0 | 0 | 0 | 0 | 0 | 0 | 0 | 0 | 0 | 0 | 0 | 0 | 0 | 0 | 0 | 0 | 0 | 0 | 0 | 0 | 0 | 0 | 0 | 0 | 0 | 0 | 0 | 0 | 0 | 0 | 0 | 0 | 0 | 0 | 0 | 0 | 0 | 0 | 0 | 0 | 0 | 0 | 0 | 0 | 0 | 0 | #NUM! | #NUM! | #NUM! | 0 | 0 | 0 | 0 | 0 | 0 | 0 | 0 | 0 | 0 | 0 | 0 | 0 | 0 | 0 | 0 | 0 | 0 | 0 | 0 | 0 | 0 | 0 | 0 | 0 | 0 | 0 | 0 | 0 | 0 | 0 | 0 | 0 | 0 | 0 | 0 | 0 | 0 | 0 | 0 | 0 | 0 | 0 | 0 | 0 | 0 | 0 | 0 | 0 | 0 | 0 | 9.2522 | 28.9569 | 4.1298 | 9.2522 | 29.427 | 4.1806 | 9.2522 | 29.9477 | 4.2368 | 0 | 0 | 0 | 0 | 0 | 0 | 0 | 0 | 0 | 0 | 0 | 0 | 0 | 0 | 0 | 0 | 0 | 0 | 0 | 0 | 0 | 0 | 0 | 0 | 0 | 0 | 0 | 0 | 0 | 0 | 0 | 0 | 0 | 0 | 0 | 0 | 0 | 0 | 0 | 0 | 0 | 0 | 0 | 0 | 0 | 0 | 0 | 0 | 0 | 0 | 0 | 0 | #NUM! | #NUM! | #NUM! | 0 | 0 | 0 | 0 | 0 | 0 | 0 | 0 | 0 | 0 | 0 | 0 | 0 | 0 | 0 | 0 | 0 | 0 | 0 | 0 | 0 | 0 | 0 | 0 | 0 | 0 | 0 | 0 | 0 | 0 | 0 | 0 | 0 | 0 | 0 | 0 | 0 | 0 | 0 | 0 | 0 | 0 | 0 | 0 | 0 | 0 | 0 | 0 | 0 | 0 | 0
| 823 | Business | Manufacturing/Industrial | HVAC | Gas | 02-292 | 02-292.10 | Boilers | [02-292]_Business_HVAC_Boiler_>= 300 kBtu/h_Tier 1_ROB_Gas_per kBtu/hr | 0.80 TE | 0.95 Eff | ENGINEER | 0 | 0.26285 | 0 | 0 | 0 | 0 | 14.3272 | 20 | 0 | 0.387 | 0.612 | 0 | 0.001 | 1 | 1 | Replace on Burnout | 2.5831 | #NUM! | 0 | 5.5465 | 0 | 0 | 5.5465 | 0 | 37.9318 | 0 | 0 | 0 | 0.27732 | 0 | 38.2091 | 6.0394 | 32.1697 | 6.3266 | 0 | 38.4019 | 0 | 0 | 0 | 0.27732 | 0 | 38.6792 | 6.0394 | 32.6398 | 6.4045 | 0 | 38.9225 | 0 | 0 | 0 | 0.27732 | 0 | 39.1998 | 6.0394 | 33.1604 | 6.4907 | per kBtu/hr | 43.3723 | 179691.6042 | 0.005 | 0 | 0 | 0 | 0 | 0 | 0 | 0 | 0 | 0 | 0 | 0 | 0 | 0 | 0 | 0 | 0 | 0 | 0 | 0 | 0 | 0 | 0 | 0 | 0 | 0 | 0 | 0 | 0 | 0 | 0 | 0 | 0 | 0 | 0 | 0 | 0 | 0 | 0 | 0 | 0 | 0 | 0 | 0 | 0 | 0 | 0 | 0 | 0 | 0 | 0 | 0 | 0 | 0 | 0 | 0 | 0 | 0 | 0 | 0 | 0 | 0 | 0 | 0 | 0 | 0 | 0 | 0 | 0 | 13279.0523 | 84011.7031 | 13279.0523 | 72889.4028 | 18222.6671 | 13372.2093 | 85641.9413 | 13372.2093 | 73749.8041 | 18350.5052 | 13472.0785 | 87442.9762 | 13472.0785 | 74724.215 | 18487.5544 | 2198.7364 | 2214.1612 | 2230.6975 | 0.012175 | 0.012115 | 0.012054 | 0 | 577.9426 | 0 | 0 | 577.9426 | 0 | 0 | 581.9971 | 0 | 0 | 581.9971 | 0 | 0 | 586.3437 | 0 | 0 | 586.3437 | 0 | 0 | 0 | 0 | 11558.8524 | 11639.9416 | 11726.8735 | 0 | 0 | 0 | 0 | 0 | 0 | 11558.8524 | 11639.9416 | 11726.8735 | 0 | 0 | 0 | 577.9426 | 1159.9397 | 1746.2834 | 0 | 0 | 0 | 0 | 0 | 0 | 577.9426 | 1159.9397 | 1746.2834 | 0 | 0 | 0 | 1 | 1 | 1 | 1 | 1 | 1 | 1 | 10.7454 | 27.4637 | 3.5559 | 10.7454 | 27.9338 | 3.5996 | 10.7454 | 28.4544 | 3.6481 | 0 | 0 | 0 | 0 | 0 | 0 | 0 | 0 | 0 | 0 | 0 | 0 | 0 | 0 | 0 | 0 | 0 | 0 | 0 | 0 | 0 | 0 | 0 | 0 | 0 | 0 | 0 | 0 | 0 | 0 | 0 | 0 | 0 | 0 | 38074.998 | 135389.2417 | 38074.998 | 117465.0746 | 12691.666 | 38289.0653 | 137825.5272 | 38289.0653 | 118687.2399 | 12763.0218 | 38508.8238 | 140482.4717 | 38508.8238 | 120049.0065 | 12836.2746 | 3543.3783 | 3563.3001 | 3583.7515 | 0.019621 | 0.019523 | 0.019426 | 0 | 931.3847 | 0 | 0 | 931.3847 | 0 | 0 | 936.6212 | 0 | 0 | 936.6212 | 0 | 0 | 941.9969 | 0 | 0 | 941.9969 | 0 | 0 | 0 | 0 | 18627.6936 | 18732.4232 | 18839.9372 | 0 | 0 | 0 | 0 | 0 | 0 | 18627.6936 | 18732.4232 | 18839.9372 | 0 | 0 | 0 | 931.3847 | 1868.0058 | 2810.0027 | 0 | 0 | 0 | 0 | 0 | 0 | 931.3847 | 1868.0058 | 2810.0027 | 0 | 0 | 0 | 14.3272 | 23.8819 | 2.6669 | 14.3272 | 24.352 | 2.6997 | 14.3272 | 24.8726 | 2.736 | 0 | 0 | 0 | 0 | 0 | 0 | 0 | 0 | 0 | 0 | 0 | 0 | 0 | 0 | 0 | 0 | 0 | 0 | 0 | 0 | 0 | 0 | 0 | 0 | 0 | 0 | 0 | 0 | 0 | 0 | 0 | 0 | 0 | 0 | 58215.3436 | 155254.0704 | 58215.3436 | 134700.0007 | 0 | 58506.4203 | 157950.0209 | 58506.4203 | 136017.2706 | 0 | 58798.9524 | 160876.5475 | 58798.9524 | 137476.7219 | 0 | 4063.2764 | 4083.5928 | 4104.0107 | 0.0225 | 0.022388 | 0.022277 | 0 | 1068.041 | 0 | 0 | 1068.041 | 0 | 0 | 1073.3812 | 0 | 0 | 1073.3812 | 0 | 0 | 1078.7481 | 0 | 0 | 1078.7481 | 0 | 0 | 0 | 0 | 21360.8202 | 21467.6243 | 21574.9624 | 0 | 0 | 0 | 0 | 0 | 0 | 21360.8202 | 21467.6243 | 21574.9624 | 0 | 0 | 0 | 1068.041 | 2141.4222 | 3220.1703 | 0 | 0 | 0 | 0 | 0 | 0 | 1068.041 | 2141.4222 | 3220.1703 | 0 | 0 | 0
| 824 | Business | Office | HVAC | Gas | 02-294 | 02-294.01 | Boilers | [02-294]_Business_HVAC_Boiler_>= 300 kBtu/h_Tier 2_ROB_Gas_per kBtu/hr | 0.8 TE | 0.99 Eff | ENGINEER | 0 | 0.31949 | 0 | 0 | 0 | 0 | 14.9508 | 20 | 0 | 0.387 | 0.612 | 0 | 0.001 | 1 | 1 | Replace on Burnout | 2.2177 | #NUM! | 0 | 6.7417 | 0 | 0 | 6.7417 | 0 | 46.1056 | 0 | 0 | 0 | 0.33708 | 0 | 46.4427 | 5.5005 | 40.9422 | 8.4434 | 0 | 46.677 | 0 | 0 | 0 | 0.33708 | 0 | 47.0141 | 5.5005 | 41.5136 | 8.5473 | 0 | 47.3099 | 0 | 0 | 0 | 0.33708 | 0 | 47.6469 | 5.5005 | 42.1465 | 8.6624 | per kBtu/hr | 31.0811 | 763661.5189 | 0.005 | 0 | 12260.2489 | 0 | 0 | 12260.2489 | 0 | 0 | 12321.5502 | 0 | 0 | 0 | 0 | 12383.1579 | 0 | 0 | 0 | 0 | 0 | 0 | 12260.2489 | 24581.7991 | 36964.957 | 0 | 0 | 0 | 0 | 0 | 0 | 12260.2489 | 24581.7991 | 36964.957 | 0 | 0 | 0 | 0 | 12260.2489 | 0 | 0 | 12260.2489 | 0 | 0 | 12321.5502 | 0 | 0 | 0 | 0 | 12383.1579 | 0 | 0 | 0 | 0 | 0 | 0 | 12260.2489 | 24581.7991 | 36964.957 | 0 | 0 | 0 | 0 | 0 | 0 | 12260.2489 | 24581.7991 | 36964.957 | 0 | 0 | 0 | 46758.7932 | 394804.4485 | 46758.7932 | 300371.9006 | 80336.2596 | 47107.446 | 402641.8691 | 47107.446 | 304050.6691 | 80935.2798 | 47472.883 | 411227.3298 | 47472.883 | 308156.3081 | 81563.137 | 8500.8951 | 8564.2812 | 8630.7188 | 0.011076 | 0.011021 | 0.010966 | 0 | 2715.9825 | 0 | 0 | 2715.9825 | 0 | 0 | 2736.234 | 0 | 0 | 2736.234 | 0 | 0 | 2757.4604 | 0 | 0 | 2757.4604 | 0 | 0 | 0 | 0 | 54319.6504 | 54724.6801 | 55149.208 | 0 | 0 | 0 | 0 | 0 | 0 | 54319.6504 | 54724.6801 | 55149.208 | 0 | 0 | 0 | 2715.9825 | 5452.2165 | 8209.6769 | 0 | 0 | 0 | 0 | 0 | 0 | 2715.9825 | 5452.2165 | 8209.6769 | 0 | 0 | 0 | 1 | 1 | 1 | 1 | 1 | 1 | 1 | 11.2131 | 35.2296 | 4.1418 | 11.2131 | 35.801 | 4.1928 | 11.2131 | 36.4338 | 4.2492 | 0 | 12260.2489 | 0 | 0 | 12260.2489 | 0 | 0 | 12321.5502 | 0 | 0 | 0 | 0 | 12383.1579 | 0 | 0 | 0 | 0 | 0 | 0 | 12260.2489 | 24581.7991 | 36964.957 | 0 | 0 | 0 | 0 | 0 | 0 | 12260.2489 | 24581.7991 | 36964.957 | 0 | 0 | 0 | 169325.8819 | 701318.7891 | 169325.8819 | 533571.6413 | 56441.9606 | 170276.0769 | 713931.2541 | 170276.0769 | 539117.4942 | 56758.6923 | 171252.9401 | 727692.3063 | 171252.9401 | 545301.7304 | 57084.3134 | 15100.7352 | 15185.475 | 15272.5931 | 0.019676 | 0.019578 | 0.01948 | 0 | 4824.5899 | 0 | 0 | 4824.5899 | 0 | 0 | 4851.6638 | 0 | 0 | 4851.6638 | 0 | 0 | 4879.4975 | 0 | 0 | 4879.4975 | 0 | 0 | 0 | 0 | 96491.799 | 97033.2757 | 97589.9495 | 0 | 0 | 0 | 0 | 0 | 0 | 96491.799 | 97033.2757 | 97589.9495 | 0 | 0 | 0 | 4824.5899 | 9676.2537 | 14555.7512 | 0 | 0 | 0 | 0 | 0 | 0 | 4824.5899 | 9676.2537 | 14555.7512 | 0 | 0 | 0 | 14.9508 | 31.4919 | 3.1064 | 14.9508 | 32.0633 | 3.1446 | 14.9508 | 32.6962 | 3.1869 | 0 | 12260.2489 | 0 | 0 | 12260.2489 | 0 | 0 | 12321.5502 | 0 | 0 | 0 | 0 | 12383.1579 | 0 | 0 | 0 | 0 | 0 | 0 | 12260.2489 | 24581.7991 | 36964.957 | 0 | 0 | 0 | 0 | 0 | 0 | 12260.2489 | 24581.7991 | 36964.957 | 0 | 0 | 0 | 258174.5789 | 801986.1509 | 258174.5789 | 610160.5625 | 0 | 259465.4518 | 815912.4526 | 259465.4518 | 616127.4974 | 0 | 260762.7791 | 831029.8263 | 260762.7791 | 622738.4822 | 0 | 17268.2961 | 17354.6376 | 17441.4108 | 0.0225 | 0.022388 | 0.022277 | 0 | 5517.112 | 0 | 0 | 5517.112 | 0 | 0 | 5544.6976 | 0 | 0 | 5544.6976 | 0 | 0 | 5572.4211 | 0 | 0 | 5572.4211 | 0 | 0 | 0 | 0 | 110342.2404 | 110893.9516 | 111448.4214 | 0 | 0 | 0 | 0 | 0 | 0 | 110342.2404 | 110893.9516 | 111448.4214 | 0 | 0 | 0 | 5517.112 | 11061.8096 | 16634.2307 | 0 | 0 | 0 | 0 | 0 | 0 | 5517.112 | 11061.8096 | 16634.2307 | 0 | 0 | 0
| 825 | Business | Retail | HVAC | Gas | 02-294 | 02-294.02 | Boilers | [02-294]_Business_HVAC_Boiler_>= 300 kBtu/h_Tier 2_ROB_Gas_per kBtu/hr | 0.8 TE | 0.99 Eff | ENGINEER | 0 | 0.31949 | 0 | 0 | 0 | 0 | 15.4864 | 20 | 0 | 0.387 | 0.612 | 0 | 0.001 | 1 | 1 | Replace on Burnout | 2.2971 | #NUM! | 0 | 6.7417 | 0 | 0 | 6.7417 | 0 | 46.1056 | 0 | 0 | 0 | 0.33708 | 0 | 46.4427 | 5.6975 | 40.7452 | 8.1514 | 0 | 46.677 | 0 | 0 | 0 | 0.33708 | 0 | 47.0141 | 5.6975 | 41.3166 | 8.2517 | 0 | 47.3099 | 0 | 0 | 0 | 0.33708 | 0 | 47.6469 | 5.6975 | 41.9494 | 8.3627 | per kBtu/hr | 35.6867 | 305799.5816 | 0.005 | 0 | 4909.4774 | 0 | 0 | 4909.4774 | 0 | 0 | 4934.0248 | 0 | 0 | 0 | 0 | 4958.6949 | 0 | 0 | 0 | 0 | 0 | 0 | 4909.4774 | 9843.5023 | 14802.1972 | 0 | 0 | 0 | 0 | 0 | 0 | 4909.4774 | 9843.5023 | 14802.1972 | 0 | 0 | 0 | 0 | 4909.4774 | 0 | 0 | 4909.4774 | 0 | 0 | 4934.0248 | 0 | 0 | 0 | 0 | 4958.6949 | 0 | 0 | 0 | 0 | 0 | 0 | 4909.4774 | 9843.5023 | 14802.1972 | 0 | 0 | 0 | 0 | 0 | 0 | 4909.4774 | 9843.5023 | 14802.1972 | 0 | 0 | 0 | 13054.6985 | 106413.8418 | 13054.6985 | 81189.4186 | 22429.2711 | 13171.6612 | 108688.2155 | 13171.6612 | 82306.386 | 22630.2247 | 13302.9948 | 111249.5633 | 13302.9948 | 83600.996 | 22855.8688 | 2291.2936 | 2311.8223 | 2334.8733 | 0.0074555 | 0.0074184 | 0.0073815 | 0 | 732.0539 | 0 | 0 | 732.0539 | 0 | 0 | 738.6127 | 0 | 0 | 738.6127 | 0 | 0 | 745.9773 | 0 | 0 | 745.9773 | 0 | 0 | 0 | 0 | 14641.0779 | 14772.2536 | 14919.5466 | 0 | 0 | 0 | 0 | 0 | 0 | 14641.0779 | 14772.2536 | 14919.5466 | 0 | 0 | 0 | 732.0539 | 1470.6666 | 2216.6439 | 0 | 0 | 0 | 0 | 0 | 0 | 732.0539 | 1470.6666 | 2216.6439 | 0 | 0 | 0 | 1 | 1 | 1 | 1 | 1 | 1 | 1 | 11.6148 | 34.8279 | 3.9986 | 11.6148 | 35.3993 | 4.0478 | 11.6148 | 36.0321 | 4.1023 | 0 | 4909.4774 | 0 | 0 | 4909.4774 | 0 | 0 | 4934.0248 | 0 | 0 | 0 | 0 | 4958.6949 | 0 | 0 | 0 | 0 | 0 | 0 | 4909.4774 | 9843.5023 | 14802.1972 | 0 | 0 | 0 | 0 | 0 | 0 | 4909.4774 | 9843.5023 | 14802.1972 | 0 | 0 | 0 | 58353.8585 | 233331.9646 | 58353.8585 | 178022.767 | 19451.2862 | 58699.004 | 237599.774 | 58699.004 | 179927.3143 | 19566.3347 | 59054.4608 | 242256.2481 | 59054.4608 | 182048.9271 | 19684.8203 | 5024.0836 | 5053.7995 | 5084.4032 | 0.016348 | 0.016266 | 0.016185 | 0 | 1605.1631 | 0 | 0 | 1605.1631 | 0 | 0 | 1614.6572 | 0 | 0 | 1614.6572 | 0 | 0 | 1624.4349 | 0 | 0 | 1624.4349 | 0 | 0 | 0 | 0 | 32103.2623 | 32293.1434 | 32488.6972 | 0 | 0 | 0 | 0 | 0 | 0 | 32103.2623 | 32293.1434 | 32488.6972 | 0 | 0 | 0 | 1605.1631 | 3219.8203 | 4844.2551 | 0 | 0 | 0 | 0 | 0 | 0 | 1605.1631 | 3219.8203 | 4844.2551 | 0 | 0 | 0 | 15.4864 | 30.9563 | 2.9989 | 15.4864 | 31.5277 | 3.0358 | 15.4864 | 32.1605 | 3.0767 | 0 | 4909.4774 | 0 | 0 | 4909.4774 | 0 | 0 | 4934.0248 | 0 | 0 | 0 | 0 | 4958.6949 | 0 | 0 | 0 | 0 | 0 | 0 | 4909.4774 | 9843.5023 | 14802.1972 | 0 | 0 | 0 | 0 | 0 | 0 | 4909.4774 | 9843.5023 | 14802.1972 | 0 | 0 | 0 | 95188.4825 | 285463.3291 | 95188.4825 | 217796.8707 | 0 | 95664.4249 | 290420.333 | 95664.4249 | 219926.7686 | 0 | 96142.747 | 295801.2935 | 96142.747 | 222286.5603 | 0 | 6146.5716 | 6177.3044 | 6208.191 | 0.02 | 0.0199 | 0.019801 | 0 | 1963.791 | 0 | 0 | 1963.791 | 0 | 0 | 1973.6099 | 0 | 0 | 1973.6099 | 0 | 0 | 1983.478 | 0 | 0 | 1983.478 | 0 | 0 | 0 | 0 | 39275.8195 | 39472.1986 | 39669.5596 | 0 | 0 | 0 | 0 | 0 | 0 | 39275.8195 | 39472.1986 | 39669.5596 | 0 | 0 | 0 | 1963.791 | 3937.4009 | 5920.8789 | 0 | 0 | 0 | 0 | 0 | 0 | 1963.791 | 3937.4009 | 5920.8789 | 0 | 0 | 0
| 826 | Business | Food Service | HVAC | Gas | 02-294 | 02-294.03 | Boilers | [02-294]_Business_HVAC_Boiler_>= 300 kBtu/h_Tier 2_ROB_Gas_per kBtu/hr | 0.8 TE | 0.99 Eff | ENGINEER | 0 | 0.31949 | 0 | 0 | 0 | 0 | 10.8903 | 20 | 0 | 0.387 | 0.612 | 0 | 0.001 | 1 | 1 | Replace on Burnout | 1.6154 | #NUM! | 0 | 6.7417 | 0 | 0 | 6.7417 | 0 | 46.1056 | 0 | 0 | 0 | 0.33708 | 0 | 55.7312 | 4.0066 | 51.7246 | 13.9099 | 0 | 46.677 | 0 | 0 | 0 | 0.33708 | 0 | 56.4169 | 4.0066 | 52.4103 | 14.081 | 0 | 47.3099 | 0 | 0 | 0 | 0.33708 | 0 | 57.1763 | 4.0066 | 53.1697 | 14.2705 | per kBtu/hr | 18.1086 | 29028.0161 | 0.005 | 0 | 466.032 | 0 | 0 | 466.032 | 0 | 0 | 468.3622 | 0 | 0 | 0 | 0 | 470.704 | 0 | 0 | 0 | 0 | 0 | 0 | 466.032 | 934.3942 | 1405.0981 | 0 | 0 | 0 | 0 | 0 | 0 | 466.032 | 934.3942 | 1405.0981 | 0 | 0 | 0 | 0 | 466.032 | 0 | 0 | 466.032 | 0 | 0 | 468.3622 | 0 | 0 | 0 | 0 | 470.704 | 0 | 0 | 0 | 0 | 0 | 0 | 466.032 | 934.3942 | 1405.0981 | 0 | 0 | 0 | 0 | 0 | 0 | 466.032 | 934.3942 | 1405.0981 | 0 | 0 | 0 | 1233.6911 | 17160.4721 | 1233.6911 | 12679.6903 | 2119.604 | 1243.1411 | 17504.6672 | 1243.1411 | 12837.5763 | 2135.8401 | 1253.1854 | 17883.6324 | 1253.1854 | 13015.0841 | 2153.0971 | 307.9148 | 310.2734 | 312.7804 | 0.010555 | 0.010502 | 0.01045 | 0 | 98.3769 | 0 | 0 | 98.3769 | 0 | 0 | 99.1304 | 0 | 0 | 99.1304 | 0 | 0 | 99.9314 | 0 | 0 | 99.9314 | 0 | 0 | 0 | 0 | 1967.537 | 1982.6083 | 1998.6272 | 0 | 0 | 0 | 0 | 0 | 0 | 1967.537 | 1982.6083 | 1998.6272 | 0 | 0 | 0 | 98.3769 | 197.5073 | 297.4386 | 0 | 0 | 0 | 0 | 0 | 0 | 98.3769 | 197.5073 | 297.4386 | 0 | 0 | 0 | 1 | 1 | 1 | 1 | 1 | 1 | 1 | 8.1678 | 47.5635 | 6.8233 | 8.1678 | 48.2492 | 6.9073 | 8.1678 | 49.0086 | 7.0003 | 0 | 466.032 | 0 | 0 | 466.032 | 0 | 0 | 468.3622 | 0 | 0 | 0 | 0 | 470.704 | 0 | 0 | 0 | 0 | 0 | 0 | 466.032 | 934.3942 | 1405.0981 | 0 | 0 | 0 | 0 | 0 | 0 | 466.032 | 934.3942 | 1405.0981 | 0 | 0 | 0 | 4204.6014 | 28689.3708 | 4204.6014 | 21198.271 | 1401.5338 | 4228.0255 | 29204.1399 | 4228.0255 | 21417.7379 | 1409.3418 | 4252.0824 | 29765.6576 | 4252.0824 | 21662.4077 | 1417.3608 | 514.7809 | 517.6487 | 520.5941 | 0.017646 | 0.017558 | 0.017471 | 0 | 164.4692 | 0 | 0 | 164.4692 | 0 | 0 | 165.3855 | 0 | 0 | 165.3855 | 0 | 0 | 166.3265 | 0 | 0 | 166.3265 | 0 | 0 | 0 | 0 | 3289.385 | 3307.7103 | 3326.5308 | 0 | 0 | 0 | 0 | 0 | 0 | 3289.385 | 3307.7103 | 3326.5308 | 0 | 0 | 0 | 164.4692 | 329.8548 | 496.1813 | 0 | 0 | 0 | 0 | 0 | 0 | 164.4692 | 329.8548 | 496.1813 | 0 | 0 | 0 | 10.8903 | 44.8409 | 5.1175 | 10.8903 | 45.5266 | 5.1805 | 10.8903 | 46.286 | 5.2502 | 0 | 466.032 | 0 | 0 | 466.032 | 0 | 0 | 468.3622 | 0 | 0 | 0 | 0 | 470.704 | 0 | 0 | 0 | 0 | 0 | 0 | 466.032 | 934.3942 | 1405.0981 | 0 | 0 | 0 | 0 | 0 | 0 | 466.032 | 934.3942 | 1405.0981 | 0 | 0 | 0 | 6354.1079 | 32517.1176 | 6354.1079 | 24026.5523 | 0 | 6385.8785 | 33081.7697 | 6385.8785 | 24261.5148 | 0 | 6417.8079 | 33694.7147 | 6417.8079 | 24521.8384 | 0 | 583.4631 | 586.3804 | 589.3123 | 0.02 | 0.0199 | 0.019801 | 0 | 186.4128 | 0 | 0 | 186.4128 | 0 | 0 | 187.3449 | 0 | 0 | 187.3449 | 0 | 0 | 188.2816 | 0 | 0 | 188.2816 | 0 | 0 | 0 | 0 | 3728.256 | 3746.8973 | 3765.6318 | 0 | 0 | 0 | 0 | 0 | 0 | 3728.256 | 3746.8973 | 3765.6318 | 0 | 0 | 0 | 186.4128 | 373.7577 | 562.0393 | 0 | 0 | 0 | 0 | 0 | 0 | 186.4128 | 373.7577 | 562.0393 | 0 | 0 | 0
| 827 | Business | Healthcare/Hospitals | HVAC | Gas | 02-294 | 02-294.04 | Boilers | [02-294]_Business_HVAC_Boiler_>= 300 kBtu/h_Tier 2_ROB_Gas_per kBtu/hr | 0.8 TE | 0.99 Eff | ENGINEER | 0 | 0.31949 | 0 | 0 | 0 | 0 | 10.8765 | 20 | 0 | 0.387 | 0.612 | 0 | 0.001 | 1 | 1 | Replace on Burnout | 1.6133 | #NUM! | 0 | 6.7417 | 0 | 0 | 6.7417 | 0 | 46.1056 | 0 | 0 | 0 | 0.33708 | 0 | 46.4427 | 4.5848 | 41.8579 | 10.1296 | 0 | 46.677 | 0 | 0 | 0 | 0.33708 | 0 | 47.0141 | 4.5848 | 42.4292 | 10.2543 | 0 | 47.3099 | 0 | 0 | 0 | 0.33708 | 0 | 47.6469 | 4.5848 | 43.0621 | 10.3923 | per kBtu/hr | 175.116 | 475615.0455 | 0.005 | 0 | 7635.7898 | 0 | 0 | 7635.7898 | 0 | 0 | 7673.9688 | 0 | 0 | 0 | 0 | 7712.3386 | 0 | 0 | 0 | 0 | 0 | 0 | 7635.7898 | 15309.7586 | 23022.0972 | 0 | 0 | 0 | 0 | 0 | 0 | 7635.7898 | 15309.7586 | 23022.0972 | 0 | 0 | 0 | 0 | 7635.7898 | 0 | 0 | 7635.7898 | 0 | 0 | 7673.9688 | 0 | 0 | 0 | 0 | 7712.3386 | 0 | 0 | 0 | 0 | 0 | 0 | 7635.7898 | 15309.7586 | 23022.0972 | 0 | 0 | 0 | 0 | 0 | 0 | 7635.7898 | 15309.7586 | 23022.0972 | 0 | 0 | 0 | 25084.0408 | 254091.9463 | 25084.0408 | 210803.0853 | 34422.4962 | 25264.7237 | 259070.8711 | 25264.7237 | 213331.2183 | 34670.4449 | 25458.6124 | 264573.1384 | 25458.6124 | 216194.0013 | 34936.5158 | 5471.0857 | 5510.4945 | 5552.7836 | 0.011446 | 0.011389 | 0.011332 | 0 | 1747.9775 | 0 | 0 | 1747.9775 | 0 | 0 | 1760.5683 | 0 | 0 | 1760.5683 | 0 | 0 | 1774.0794 | 0 | 0 | 1774.0794 | 0 | 0 | 0 | 0 | 34959.5496 | 35211.3668 | 35481.5888 | 0 | 0 | 0 | 0 | 0 | 0 | 34959.5496 | 35211.3668 | 35481.5888 | 0 | 0 | 0 | 1747.9775 | 3508.5458 | 5282.6253 | 0 | 0 | 0 | 0 | 0 | 0 | 1747.9775 | 3508.5458 | 5282.6253 | 0 | 0 | 0 | 1 | 1 | 1 | 1 | 1 | 1 | 1 | 8.1574 | 38.2853 | 5.6933 | 8.1574 | 38.8567 | 5.7634 | 8.1574 | 39.4895 | 5.8409 | 0 | 7635.7898 | 0 | 0 | 7635.7898 | 0 | 0 | 7673.9688 | 0 | 0 | 0 | 0 | 7712.3386 | 0 | 0 | 0 | 0 | 0 | 0 | 7635.7898 | 15309.7586 | 23022.0972 | 0 | 0 | 0 | 0 | 0 | 0 | 7635.7898 | 15309.7586 | 23022.0972 | 0 | 0 | 0 | 68250.6943 | 388572.4744 | 68250.6943 | 322372.5807 | 22750.2314 | 68633.0925 | 395557.0761 | 68633.0925 | 325720.42 | 22877.6975 | 69026.5766 | 403179.9372 | 69026.5766 | 329455.5314 | 23008.8589 | 8366.7087 | 8413.5861 | 8461.8225 | 0.017504 | 0.017417 | 0.01733 | 0 | 2673.1108 | 0 | 0 | 2673.1108 | 0 | 0 | 2688.0879 | 0 | 0 | 2688.0879 | 0 | 0 | 2703.4991 | 0 | 0 | 2703.4991 | 0 | 0 | 0 | 0 | 53462.2167 | 53761.7573 | 54069.9817 | 0 | 0 | 0 | 0 | 0 | 0 | 53462.2167 | 53761.7573 | 54069.9817 | 0 | 0 | 0 | 2673.1108 | 5361.1987 | 8064.6978 | 0 | 0 | 0 | 0 | 0 | 0 | 2673.1108 | 5361.1987 | 8064.6978 | 0 | 0 | 0 | 10.8765 | 35.5661 | 4.27 | 10.8765 | 36.1375 | 4.3225 | 10.8765 | 36.7704 | 4.3807 | 0 | 7635.7898 | 0 | 0 | 7635.7898 | 0 | 0 | 7673.9688 | 0 | 0 | 0 | 0 | 7712.3386 | 0 | 0 | 0 | 0 | 0 | 0 | 7635.7898 | 15309.7586 | 23022.0972 | 0 | 0 | 0 | 0 | 0 | 0 | 7635.7898 | 15309.7586 | 23022.0972 | 0 | 0 | 0 | 103978.3212 | 443985.7423 | 103978.3212 | 368345.2611 | 0 | 104498.2128 | 451695.4508 | 104498.2128 | 371947.415 | 0 | 105020.7039 | 460064.5459 | 105020.7039 | 375938.3725 | 0 | 9559.8624 | 9607.6617 | 9655.7 | 0.02 | 0.0199 | 0.019801 | 0 | 3054.3159 | 0 | 0 | 3054.3159 | 0 | 0 | 3069.5875 | 0 | 0 | 3069.5875 | 0 | 0 | 3084.9354 | 0 | 0 | 3084.9354 | 0 | 0 | 0 | 0 | 61086.3186 | 61391.7502 | 61698.7089 | 0 | 0 | 0 | 0 | 0 | 0 | 61086.3186 | 61391.7502 | 61698.7089 | 0 | 0 | 0 | 3054.3159 | 6123.9034 | 9208.8389 | 0 | 0 | 0 | 0 | 0 | 0 | 3054.3159 | 6123.9034 | 9208.8389 | 0 | 0 | 0
| 828 | Business | Campus/Education | HVAC | Gas | 02-294 | 02-294.05 | Boilers | [02-294]_Business_HVAC_Boiler_>= 300 kBtu/h_Tier 2_ROB_Gas_per kBtu/hr | 0.8 TE | 0.99 Eff | ENGINEER | 0 | 0.31949 | 0 | 0 | 0 | 0 | 8.406 | 20 | 0 | 0.387 | 0.612 | 0 | 0.001 | 1 | 1 | Replace on Burnout | 1.2469 | #NUM! | 0 | 6.7417 | 0 | 0 | 6.7417 | 0 | 46.1056 | 0 | 0 | 0 | 0.33708 | 0 | 46.4427 | 3.5434 | 42.8993 | 13.1067 | 0 | 46.677 | 0 | 0 | 0 | 0.33708 | 0 | 47.0141 | 3.5434 | 43.4707 | 13.268 | 0 | 47.3099 | 0 | 0 | 0 | 0.33708 | 0 | 47.6469 | 3.5434 | 44.1035 | 13.4466 | per kBtu/hr | 255.7574 | 580825.0887 | 0.005 | 0 | 9324.8907 | 0 | 0 | 9324.8907 | 0 | 0 | 9371.5151 | 0 | 0 | 0 | 0 | 9418.3727 | 0 | 0 | 0 | 0 | 0 | 0 | 9324.8907 | 18696.4058 | 28114.7785 | 0 | 0 | 0 | 0 | 0 | 0 | 9324.8907 | 18696.4058 | 28114.7785 | 0 | 0 | 0 | 0 | 9324.8907 | 0 | 0 | 9324.8907 | 0 | 0 | 9371.5151 | 0 | 0 | 0 | 0 | 9418.3727 | 0 | 0 | 0 | 0 | 0 | 0 | 9324.8907 | 18696.4058 | 28114.7785 | 0 | 0 | 0 | 0 | 0 | 0 | 9324.8907 | 18696.4058 | 28114.7785 | 0 | 0 | 0 | 25953.5158 | 340165.4925 | 25953.5158 | 270158.1798 | 35615.6652 | 26131.6579 | 346714.2184 | 26131.6579 | 273306.0738 | 35860.1272 | 26320.2296 | 353916.9383 | 26320.2296 | 276847.778 | 36118.9015 | 7324.4138 | 7374.6878 | 7427.9051 | 0.012548 | 0.012485 | 0.012423 | 0 | 2340.1042 | 0 | 0 | 2340.1042 | 0 | 0 | 2356.1664 | 0 | 0 | 2356.1664 | 0 | 0 | 2373.169 | 0 | 0 | 2373.169 | 0 | 0 | 0 | 0 | 46802.0832 | 47123.3276 | 47463.3796 | 0 | 0 | 0 | 0 | 0 | 0 | 46802.0832 | 47123.3276 | 47463.3796 | 0 | 0 | 0 | 2340.1042 | 4696.2705 | 7069.4395 | 0 | 0 | 0 | 0 | 0 | 0 | 2340.1042 | 4696.2705 | 7069.4395 | 0 | 0 | 0 | 1 | 1 | 1 | 1 | 1 | 1 | 1 | 6.3045 | 40.1382 | 7.3666 | 6.3045 | 40.7096 | 7.4572 | 6.3045 | 41.3424 | 7.5576 | 0 | 9324.8907 | 0 | 0 | 9324.8907 | 0 | 0 | 9371.5151 | 0 | 0 | 0 | 0 | 9418.3727 | 0 | 0 | 0 | 0 | 0 | 0 | 9324.8907 | 18696.4058 | 28114.7785 | 0 | 0 | 0 | 0 | 0 | 0 | 9324.8907 | 18696.4058 | 28114.7785 | 0 | 0 | 0 | 66032.3968 | 486432.604 | 66032.3968 | 386322.9805 | 22010.7989 | 66395.3506 | 495123.9274 | 66395.3506 | 390293.7044 | 22131.7835 | 66766.9125 | 504596.8413 | 66766.9125 | 394715.5368 | 22255.6375 | 10473.8246 | 10531.395 | 10590.3308 | 0.017943 | 0.017854 | 0.017765 | 0 | 3346.3211 | 0 | 0 | 3346.3211 | 0 | 0 | 3364.7145 | 0 | 0 | 3364.7145 | 0 | 0 | 3383.5441 | 0 | 0 | 3383.5441 | 0 | 0 | 0 | 0 | 66926.4217 | 67294.2896 | 67670.8821 | 0 | 0 | 0 | 0 | 0 | 0 | 66926.4217 | 67294.2896 | 67670.8821 | 0 | 0 | 0 | 3346.3211 | 6711.0356 | 10094.5797 | 0 | 0 | 0 | 0 | 0 | 0 | 3346.3211 | 6711.0356 | 10094.5797 | 0 | 0 | 0 | 8.406 | 38.0367 | 5.5249 | 8.406 | 38.6081 | 5.5929 | 8.406 | 39.2409 | 5.6682 | 0 | 9324.8907 | 0 | 0 | 9324.8907 | 0 | 0 | 9371.5151 | 0 | 0 | 0 | 0 | 9418.3727 | 0 | 0 | 0 | 0 | 0 | 0 | 9324.8907 | 18696.4058 | 28114.7785 | 0 | 0 | 0 | 0 | 0 | 0 | 9324.8907 | 18696.4058 | 28114.7785 | 0 | 0 | 0 | 98136.808 | 542199.118 | 98136.808 | 430612.5402 | 0 | 98627.4921 | 551614.2787 | 98627.4921 | 434823.6235 | 0 | 99120.6295 | 561834.688 | 99120.6295 | 439489.2364 | 0 | 11674.5843 | 11732.9572 | 11791.622 | 0.02 | 0.0199 | 0.019801 | 0 | 3729.9563 | 0 | 0 | 3729.9563 | 0 | 0 | 3748.6061 | 0 | 0 | 3748.6061 | 0 | 0 | 3767.3491 | 0 | 0 | 3767.3491 | 0 | 0 | 0 | 0 | 74599.1254 | 74972.121 | 75346.9816 | 0 | 0 | 0 | 0 | 0 | 0 | 74599.1254 | 74972.121 | 75346.9816 | 0 | 0 | 0 | 3729.9563 | 7478.5623 | 11245.9114 | 0 | 0 | 0 | 0 | 0 | 0 | 3729.9563 | 7478.5623 | 11245.9114 | 0 | 0 | 0
| 829 | Business | Warehouse | HVAC | Gas | 02-294 | 02-294.06 | Boilers | [02-294]_Business_HVAC_Boiler_>= 300 kBtu/h_Tier 2_ROB_Gas_per kBtu/hr | 0.8 TE | 0.99 Eff | ENGINEER | 0 | 0.31949 | 0 | 0 | 0 | 0 | 10.8903 | 20 | 0 | 0.387 | 0.612 | 0 | 0.001 | 1 | 1 | Replace on Burnout | 1.6154 | #NUM! | 0 | 6.7417 | 0 | 0 | 6.7417 | 0 | 46.1056 | 0 | 0 | 0 | 0.33708 | 0 | 46.4427 | 4.5906 | 41.852 | 10.1168 | 0 | 46.677 | 0 | 0 | 0 | 0.33708 | 0 | 47.0141 | 4.5906 | 42.4234 | 10.2413 | 0 | 47.3099 | 0 | 0 | 0 | 0.33708 | 0 | 47.6469 | 4.5906 | 43.0563 | 10.3791 | per kBtu/hr | 14.6795 | 30474.6118 | 0.005 | 0 | 489.2565 | 0 | 0 | 489.2565 | 0 | 0 | 491.7027 | 0 | 0 | 0 | 0 | 494.1612 | 0 | 0 | 0 | 0 | 0 | 0 | 489.2565 | 980.9592 | 1475.1204 | 0 | 0 | 0 | 0 | 0 | 0 | 489.2565 | 980.9592 | 1475.1204 | 0 | 0 | 0 | 0 | 489.2565 | 0 | 0 | 489.2565 | 0 | 0 | 491.7027 | 0 | 0 | 0 | 0 | 494.1612 | 0 | 0 | 0 | 0 | 0 | 0 | 489.2565 | 980.9592 | 1475.1204 | 0 | 0 | 0 | 0 | 0 | 0 | 489.2565 | 980.9592 | 1475.1204 | 0 | 0 | 0 | 1974.3502 | 19974.1166 | 1974.3502 | 15907.2111 | 2709.3746 | 1987.2167 | 20351.6326 | 1987.2167 | 16087.0156 | 2727.0311 | 2000.8232 | 20766.8069 | 2000.8232 | 16289.5098 | 2745.7031 | 430.0809 | 432.8837 | 435.8477 | 0.014043 | 0.013973 | 0.013903 | 0 | 137.4082 | 0 | 0 | 137.4082 | 0 | 0 | 138.3036 | 0 | 0 | 138.3036 | 0 | 0 | 139.2506 | 0 | 0 | 139.2506 | 0 | 0 | 0 | 0 | 2748.1631 | 2766.0725 | 2785.0118 | 0 | 0 | 0 | 0 | 0 | 0 | 2748.1631 | 2766.0725 | 2785.0118 | 0 | 0 | 0 | 137.4082 | 275.7118 | 414.9624 | 0 | 0 | 0 | 0 | 0 | 0 | 137.4082 | 275.7118 | 414.9624 | 0 | 0 | 0 | 1 | 1 | 1 | 1 | 1 | 1 | 1 | 8.1678 | 38.2749 | 5.6861 | 8.1678 | 38.8463 | 5.7561 | 8.1678 | 39.4792 | 5.8335 | 0 | 489.2565 | 0 | 0 | 489.2565 | 0 | 0 | 491.7027 | 0 | 0 | 0 | 0 | 494.1612 | 0 | 0 | 0 | 0 | 0 | 0 | 489.2565 | 980.9592 | 1475.1204 | 0 | 0 | 0 | 0 | 0 | 0 | 489.2565 | 980.9592 | 1475.1204 | 0 | 0 | 0 | 5119.7025 | 29111.1708 | 5119.7025 | 23183.8808 | 1706.5675 | 5147.5618 | 29629.6923 | 5147.5618 | 23420.8886 | 1715.8539 | 5175.9702 | 30194.2558 | 5175.9702 | 23684.4127 | 1725.3234 | 626.8192 | 630.2301 | 633.7082 | 0.020466 | 0.020364 | 0.020263 | 0 | 200.2648 | 0 | 0 | 200.2648 | 0 | 0 | 201.3545 | 0 | 0 | 201.3545 | 0 | 0 | 202.4658 | 0 | 0 | 202.4658 | 0 | 0 | 0 | 0 | 4005.2959 | 4027.091 | 4049.3157 | 0 | 0 | 0 | 0 | 0 | 0 | 4005.2959 | 4027.091 | 4049.3157 | 0 | 0 | 0 | 200.2648 | 401.6193 | 604.0851 | 0 | 0 | 0 | 0 | 0 | 0 | 200.2648 | 401.6193 | 604.0851 | 0 | 0 | 0 | 10.8903 | 35.5524 | 4.2646 | 10.8903 | 36.1238 | 4.317 | 10.8903 | 36.7566 | 4.3752 | 0 | 489.2565 | 0 | 0 | 489.2565 | 0 | 0 | 491.7027 | 0 | 0 | 0 | 0 | 494.1612 | 0 | 0 | 0 | 0 | 0 | 0 | 489.2565 | 980.9592 | 1475.1204 | 0 | 0 | 0 | 0 | 0 | 0 | 489.2565 | 980.9592 | 1475.1204 | 0 | 0 | 0 | 7504.6067 | 32003.9913 | 7504.6067 | 25487.6976 | 0 | 7542.1297 | 32559.7331 | 7542.1297 | 25736.9491 | 0 | 7579.8404 | 33163.0057 | 7579.8404 | 26013.104 | 0 | 689.1072 | 692.5527 | 696.0155 | 0.0225 | 0.022388 | 0.022277 | 0 | 220.1654 | 0 | 0 | 220.1654 | 0 | 0 | 221.2662 | 0 | 0 | 221.2662 | 0 | 0 | 222.3726 | 0 | 0 | 222.3726 | 0 | 0 | 0 | 0 | 4403.3081 | 4425.3246 | 4447.4512 | 0 | 0 | 0 | 0 | 0 | 0 | 4403.3081 | 4425.3246 | 4447.4512 | 0 | 0 | 0 | 220.1654 | 441.4316 | 663.8042 | 0 | 0 | 0 | 0 | 0 | 0 | 220.1654 | 441.4316 | 663.8042 | 0 | 0 | 0
| 830 | Business | Lodging | HVAC | Gas | 02-294 | 02-294.07 | Boilers | [02-294]_Business_HVAC_Boiler_>= 300 kBtu/h_Tier 2_ROB_Gas_per kBtu/hr | 0.8 TE | 0.99 Eff | ENGINEER | 0 | 0.31949 | 0 | 0 | 0 | 0 | 11.9376 | 20 | 0 | 0.387 | 0.612 | 0 | 0.001 | 1 | 1 | Replace on Burnout | 1.7707 | #NUM! | 0 | 6.7417 | 0 | 0 | 6.7417 | 0 | 46.1056 | 0 | 0 | 0 | 0.33708 | 0 | 46.4427 | 4.3919 | 42.0508 | 10.5747 | 0 | 46.677 | 0 | 0 | 0 | 0.33708 | 0 | 47.0141 | 4.3919 | 42.6222 | 10.7048 | 0 | 47.3099 | 0 | 0 | 0 | 0.33708 | 0 | 47.6469 | 4.3919 | 43.2551 | 10.8489 | per kBtu/hr | 44.0152 | 126191.4745 | 0.005 | 0 | 2025.9485 | 0 | 0 | 2025.9485 | 0 | 0 | 2036.0782 | 0 | 0 | 0 | 0 | 2046.2586 | 0 | 0 | 0 | 0 | 0 | 0 | 2025.9485 | 4062.0267 | 6108.2853 | 0 | 0 | 0 | 0 | 0 | 0 | 2025.9485 | 4062.0267 | 6108.2853 | 0 | 0 | 0 | 0 | 2025.9485 | 0 | 0 | 2025.9485 | 0 | 0 | 2036.0782 | 0 | 0 | 0 | 0 | 2046.2586 | 0 | 0 | 0 | 0 | 0 | 0 | 2025.9485 | 4062.0267 | 6108.2853 | 0 | 0 | 0 | 0 | 0 | 0 | 2025.9485 | 4062.0267 | 6108.2853 | 0 | 0 | 0 | 6835.4475 | 72282.5264 | 6835.4475 | 54786.2267 | 11743.979 | 6883.4202 | 73685.372 | 6883.4202 | 55433.0931 | 11826.4008 | 6934.6568 | 75233.1004 | 6934.6568 | 56164.1065 | 11914.4304 | 1556.3811 | 1567.3041 | 1578.9703 | 0.012272 | 0.012211 | 0.01215 | 0 | 497.254 | 0 | 0 | 497.254 | 0 | 0 | 500.7438 | 0 | 0 | 500.7438 | 0 | 0 | 504.4711 | 0 | 0 | 504.4711 | 0 | 0 | 0 | 0 | 9945.0794 | 10014.8761 | 10089.4216 | 0 | 0 | 0 | 0 | 0 | 0 | 9945.0794 | 10014.8761 | 10089.4216 | 0 | 0 | 0 | 497.254 | 997.9978 | 1502.4689 | 0 | 0 | 0 | 0 | 0 | 0 | 497.254 | 997.9978 | 1502.4689 | 0 | 0 | 0 | 1 | 1 | 1 | 1 | 1 | 1 | 1 | 8.9532 | 37.4895 | 5.1873 | 8.9532 | 38.0609 | 5.2511 | 8.9532 | 38.6938 | 5.3218 | 0 | 2025.9485 | 0 | 0 | 2025.9485 | 0 | 0 | 2036.0782 | 0 | 0 | 0 | 0 | 2046.2586 | 0 | 0 | 0 | 0 | 0 | 0 | 2025.9485 | 4062.0267 | 6108.2853 | 0 | 0 | 0 | 0 | 0 | 0 | 2025.9485 | 4062.0267 | 6108.2853 | 0 | 0 | 0 | 22919.953 | 118892.2312 | 22919.953 | 90113.8498 | 7639.9843 | 23045.9317 | 121016.5189 | 23045.9317 | 91040.0501 | 7681.9772 | 23174.87 | 123331.6891 | 23174.87 | 92071.3633 | 7724.9567 | 2559.9772 | 2574.048 | 2588.4494 | 0.020186 | 0.020085 | 0.019985 | 0 | 817.8966 | 0 | 0 | 817.8966 | 0 | 0 | 822.3922 | 0 | 0 | 822.3922 | 0 | 0 | 826.9933 | 0 | 0 | 826.9933 | 0 | 0 | 0 | 0 | 16357.9323 | 16447.8431 | 16539.8661 | 0 | 0 | 0 | 0 | 0 | 0 | 16357.9323 | 16447.8431 | 16539.8661 | 0 | 0 | 0 | 817.8966 | 1640.2888 | 2467.2821 | 0 | 0 | 0 | 0 | 0 | 0 | 817.8966 | 1640.2888 | 2467.2821 | 0 | 0 | 0 | 11.9376 | 34.5051 | 3.8905 | 11.9376 | 35.0765 | 3.9383 | 11.9376 | 35.7094 | 3.9913 | 0 | 2025.9485 | 0 | 0 | 2025.9485 | 0 | 0 | 2036.0782 | 0 | 0 | 0 | 0 | 2046.2586 | 0 | 0 | 0 | 0 | 0 | 0 | 2025.9485 | 4062.0267 | 6108.2853 | 0 | 0 | 0 | 0 | 0 | 0 | 2025.9485 | 4062.0267 | 6108.2853 | 0 | 0 | 0 | 34063.9463 | 132524.4397 | 34063.9463 | 100446.323 | 0 | 34234.266 | 134825.6956 | 34234.266 | 101428.6164 | 0 | 34405.4373 | 137323.7705 | 34405.4373 | 102516.9351 | 0 | 2853.5047 | 2867.7722 | 2882.1111 | 0.0225 | 0.022388 | 0.022277 | 0 | 911.6768 | 0 | 0 | 911.6768 | 0 | 0 | 916.2352 | 0 | 0 | 916.2352 | 0 | 0 | 920.8164 | 0 | 0 | 920.8164 | 0 | 0 | 0 | 0 | 18233.5363 | 18324.704 | 18416.3275 | 0 | 0 | 0 | 0 | 0 | 0 | 18233.5363 | 18324.704 | 18416.3275 | 0 | 0 | 0 | 911.6768 | 1827.912 | 2748.7284 | 0 | 0 | 0 | 0 | 0 | 0 | 911.6768 | 1827.912 | 2748.7284 | 0 | 0 | 0
| 831 | Business | Other Commercial | HVAC | Gas | 02-294 | 02-294.08 | Boilers | [02-294]_Business_HVAC_Boiler_>= 300 kBtu/h_Tier 2_ROB_Gas_per kBtu/hr | 0.8 TE | 0.99 Eff | ENGINEER | 0 | 0.31949 | 0 | 0 | 0 | 0 | 9.7262 | 20 | 0 | 0.387 | 0.612 | 0 | 0.001 | 1 | 1 | Replace on Burnout | 1.4427 | #NUM! | 0 | 6.7417 | 0 | 0 | 6.7417 | 0 | 46.1056 | 0 | 0 | 0 | 0.33708 | 0 | 46.4427 | 3.5783 | 42.8644 | 12.9789 | 0 | 46.677 | 0 | 0 | 0 | 0.33708 | 0 | 47.0141 | 3.5783 | 43.4358 | 13.1386 | 0 | 47.3099 | 0 | 0 | 0 | 0.33708 | 0 | 47.6469 | 3.5783 | 44.0686 | 13.3155 | per kBtu/hr | 56.6736 | 215359.5874 | 0.005 | 0 | 3457.5032 | 0 | 0 | 3457.5032 | 0 | 0 | 3474.7907 | 0 | 0 | 0 | 0 | 3492.1647 | 0 | 0 | 0 | 0 | 0 | 0 | 3457.5032 | 6932.2939 | 10424.4586 | 0 | 0 | 0 | 0 | 0 | 0 | 3457.5032 | 6932.2939 | 10424.4586 | 0 | 0 | 0 | 0 | 3457.5032 | 0 | 0 | 3457.5032 | 0 | 0 | 3474.7907 | 0 | 0 | 0 | 0 | 3492.1647 | 0 | 0 | 0 | 0 | 0 | 0 | 3457.5032 | 6932.2939 | 10424.4586 | 0 | 0 | 0 | 0 | 0 | 0 | 3457.5032 | 6932.2939 | 10424.4586 | 0 | 0 | 0 | 10334.4641 | 134130.3981 | 10334.4641 | 102583.6217 | 17755.6377 | 10403.5051 | 136687.7407 | 10403.5051 | 103760.0433 | 17874.2569 | 10476.2828 | 139496.7488 | 10476.2828 | 105081.6123 | 17999.2964 | 2888.0841 | 2907.3784 | 2927.7169 | 0.013344 | 0.013277 | 0.013211 | 0 | 922.7247 | 0 | 0 | 922.7247 | 0 | 0 | 928.8891 | 0 | 0 | 928.8891 | 0 | 0 | 935.3872 | 0 | 0 | 935.3872 | 0 | 0 | 0 | 0 | 18454.494 | 18577.782 | 18707.743 | 0 | 0 | 0 | 0 | 0 | 0 | 18454.494 | 18577.782 | 18707.743 | 0 | 0 | 0 | 922.7247 | 1851.6138 | 2787.001 | 0 | 0 | 0 | 0 | 0 | 0 | 922.7247 | 1851.6138 | 2787.001 | 0 | 0 | 0 | 1 | 1 | 1 | 1 | 1 | 1 | 1 | 7.2947 | 39.148 | 6.3667 | 7.2947 | 39.7194 | 6.445 | 7.2947 | 40.3523 | 6.5318 | 0 | 3457.5032 | 0 | 0 | 3457.5032 | 0 | 0 | 3474.7907 | 0 | 0 | 0 | 0 | 3492.1647 | 0 | 0 | 0 | 0 | 0 | 0 | 3457.5032 | 6932.2939 | 10424.4586 | 0 | 0 | 0 | 0 | 0 | 0 | 3457.5032 | 6932.2939 | 10424.4586 | 0 | 0 | 0 | 32521.0356 | 207050.8428 | 32521.0356 | 158353.5547 | 10840.3452 | 32696.7693 | 210730.8458 | 32696.7693 | 159966.3699 | 10898.9231 | 32876.2194 | 214739.593 | 32876.2194 | 161761.3518 | 10958.7398 | 4458.2008 | 4482.2915 | 4506.8917 | 0.020598 | 0.020496 | 0.020394 | 0 | 1424.3671 | 0 | 0 | 1424.3671 | 0 | 0 | 1432.064 | 0 | 0 | 1432.064 | 0 | 0 | 1439.9236 | 0 | 0 | 1439.9236 | 0 | 0 | 0 | 0 | 28487.3421 | 28641.279 | 28798.4714 | 0 | 0 | 0 | 0 | 0 | 0 | 28487.3421 | 28641.279 | 28798.4714 | 0 | 0 | 0 | 1424.3671 | 2856.4311 | 4296.3546 | 0 | 0 | 0 | 0 | 0 | 0 | 1424.3671 | 2856.4311 | 4296.3546 | 0 | 0 | 0 | 9.7262 | 36.7165 | 4.775 | 9.7262 | 37.2879 | 4.8338 | 9.7262 | 37.9207 | 4.8988 | 0 | 3457.5032 | 0 | 0 | 3457.5032 | 0 | 0 | 3474.7907 | 0 | 0 | 0 | 0 | 3492.1647 | 0 | 0 | 0 | 0 | 0 | 0 | 3457.5032 | 6932.2939 | 10424.4586 | 0 | 0 | 0 | 0 | 0 | 0 | 3457.5032 | 6932.2939 | 10424.4586 | 0 | 0 | 0 | 47364.8616 | 226167.4869 | 47364.8616 | 172974.0629 | 0 | 47601.6859 | 230094.8324 | 47601.6859 | 174665.6258 | 0 | 47839.6944 | 234358.0711 | 47839.6944 | 176539.7701 | 0 | 4869.8187 | 4894.1678 | 4918.6386 | 0.0225 | 0.022388 | 0.022277 | 0 | 1555.8764 | 0 | 0 | 1555.8764 | 0 | 0 | 1563.6558 | 0 | 0 | 1563.6558 | 0 | 0 | 1571.4741 | 0 | 0 | 1571.4741 | 0 | 0 | 0 | 0 | 31117.5289 | 31273.1165 | 31429.4821 | 0 | 0 | 0 | 0 | 0 | 0 | 31117.5289 | 31273.1165 | 31429.4821 | 0 | 0 | 0 | 1555.8764 | 3119.5323 | 4691.0064 | 0 | 0 | 0 | 0 | 0 | 0 | 1555.8764 | 3119.5323 | 4691.0064 | 0 | 0 | 0
| 832 | Business | Food Sales | HVAC | Gas | 02-294 | 02-294.09 | Boilers | [02-294]_Business_HVAC_Boiler_>= 300 kBtu/h_Tier 2_ROB_Gas_per kBtu/hr | 0.8 TE | 0.99 Eff | ENGINEER | 0 | 0.31949 | 0 | 0 | 0 | 0 | 10.8903 | 20 | 0 | 0.387 | 0.612 | 0 | 0.001 | 1 | 1 | Replace on Burnout | 1.6154 | #NUM! | 0 | 6.7417 | 0 | 0 | 6.7417 | 0 | 46.1056 | 0 | 0 | 0 | 0.33708 | 0 | 46.4427 | 4.0066 | 42.4361 | 11.5916 | 0 | 46.677 | 0 | 0 | 0 | 0.33708 | 0 | 47.0141 | 4.0066 | 43.0075 | 11.7342 | 0 | 47.3099 | 0 | 0 | 0 | 0.33708 | 0 | 47.6469 | 4.0066 | 43.6403 | 11.8921 | per kBtu/hr | 0 | 0 | 0.005 | 0 | 0 | 0 | 0 | 0 | 0 | 0 | 0 | 0 | 0 | 0 | 0 | 0 | 0 | 0 | 0 | 0 | 0 | 0 | 0 | 0 | 0 | 0 | 0 | 0 | 0 | 0 | 0 | 0 | 0 | 0 | 0 | 0 | 0 | 0 | 0 | 0 | 0 | 0 | 0 | 0 | 0 | 0 | 0 | 0 | 0 | 0 | 0 | 0 | 0 | 0 | 0 | 0 | 0 | 0 | 0 | 0 | 0 | 0 | 0 | 0 | 0 | 0 | 0 | 0 | 0 | 0 | 0 | 0 | 0 | 0 | 0 | 0 | 0 | 0 | 0 | 0 | 0 | 0 | 0 | 0 | 0 | 0 | 0 | 0 | 0 | #NUM! | #NUM! | #NUM! | 0 | 0 | 0 | 0 | 0 | 0 | 0 | 0 | 0 | 0 | 0 | 0 | 0 | 0 | 0 | 0 | 0 | 0 | 0 | 0 | 0 | 0 | 0 | 0 | 0 | 0 | 0 | 0 | 0 | 0 | 0 | 0 | 0 | 0 | 0 | 0 | 0 | 0 | 0 | 0 | 0 | 0 | 0 | 0 | 0 | 0 | 0 | 0 | 0 | 0 | 0 | 1 | 1 | 1 | 1 | 1 | 1 | 1 | 8.1678 | 38.2749 | 5.6861 | 8.1678 | 38.8463 | 5.7561 | 8.1678 | 39.4792 | 5.8335 | 0 | 0 | 0 | 0 | 0 | 0 | 0 | 0 | 0 | 0 | 0 | 0 | 0 | 0 | 0 | 0 | 0 | 0 | 0 | 0 | 0 | 0 | 0 | 0 | 0 | 0 | 0 | 0 | 0 | 0 | 0 | 0 | 0 | 0 | 0 | 0 | 0 | 0 | 0 | 0 | 0 | 0 | 0 | 0 | 0 | 0 | 0 | 0 | 0 | 0 | 0 | 0 | #NUM! | #NUM! | #NUM! | 0 | 0 | 0 | 0 | 0 | 0 | 0 | 0 | 0 | 0 | 0 | 0 | 0 | 0 | 0 | 0 | 0 | 0 | 0 | 0 | 0 | 0 | 0 | 0 | 0 | 0 | 0 | 0 | 0 | 0 | 0 | 0 | 0 | 0 | 0 | 0 | 0 | 0 | 0 | 0 | 0 | 0 | 0 | 0 | 0 | 0 | 0 | 0 | 0 | 0 | 0 | 10.8903 | 35.5524 | 4.2646 | 10.8903 | 36.1238 | 4.317 | 10.8903 | 36.7566 | 4.3752 | 0 | 0 | 0 | 0 | 0 | 0 | 0 | 0 | 0 | 0 | 0 | 0 | 0 | 0 | 0 | 0 | 0 | 0 | 0 | 0 | 0 | 0 | 0 | 0 | 0 | 0 | 0 | 0 | 0 | 0 | 0 | 0 | 0 | 0 | 0 | 0 | 0 | 0 | 0 | 0 | 0 | 0 | 0 | 0 | 0 | 0 | 0 | 0 | 0 | 0 | 0 | 0 | #NUM! | #NUM! | #NUM! | 0 | 0 | 0 | 0 | 0 | 0 | 0 | 0 | 0 | 0 | 0 | 0 | 0 | 0 | 0 | 0 | 0 | 0 | 0 | 0 | 0 | 0 | 0 | 0 | 0 | 0 | 0 | 0 | 0 | 0 | 0 | 0 | 0 | 0 | 0 | 0 | 0 | 0 | 0 | 0 | 0 | 0 | 0 | 0 | 0 | 0 | 0 | 0 | 0 | 0 | 0
| 833 | Business | Manufacturing/Industrial | HVAC | Gas | 02-294 | 02-294.10 | Boilers | [02-294]_Business_HVAC_Boiler_>= 300 kBtu/h_Tier 2_ROB_Gas_per kBtu/hr | 0.8 TE | 0.99 Eff | ENGINEER | 0 | 0.31949 | 0 | 0 | 0 | 0 | 16.864 | 20 | 0 | 0.387 | 0.612 | 0 | 0.001 | 1 | 1 | Replace on Burnout | 2.5014 | #NUM! | 0 | 6.7417 | 0 | 0 | 6.7417 | 0 | 46.1056 | 0 | 0 | 0 | 0.33708 | 0 | 46.4427 | 7.1087 | 39.334 | 6.5332 | 0 | 46.677 | 0 | 0 | 0 | 0.33708 | 0 | 47.0141 | 7.1087 | 39.9054 | 6.6136 | 0 | 47.3099 | 0 | 0 | 0 | 0.33708 | 0 | 47.6469 | 7.1087 | 40.5382 | 6.7026 | per kBtu/hr | 43.3723 | 179691.6042 | 0.005 | 0 | 2884.8695 | 0 | 0 | 2884.8695 | 0 | 0 | 2899.2938 | 0 | 0 | 0 | 0 | 2913.7903 | 0 | 0 | 0 | 0 | 0 | 0 | 2884.8695 | 5784.1633 | 8697.9536 | 0 | 0 | 0 | 0 | 0 | 0 | 2884.8695 | 5784.1633 | 8697.9536 | 0 | 0 | 0 | 0 | 2884.8695 | 0 | 0 | 2884.8695 | 0 | 0 | 2899.2938 | 0 | 0 | 0 | 0 | 2913.7903 | 0 | 0 | 0 | 0 | 0 | 0 | 2884.8695 | 5784.1633 | 8697.9536 | 0 | 0 | 0 | 0 | 0 | 0 | 2884.8695 | 5784.1633 | 8697.9536 | 0 | 0 | 0 | 15846.6967 | 103529.4456 | 15846.6967 | 89823.1935 | 21746.2115 | 15956.0473 | 105526.3919 | 15956.0473 | 90873.1238 | 21896.2719 | 16074.6494 | 107741.8108 | 16074.6494 | 92070.5422 | 22059.0279 | 2229.187 | 2244.5696 | 2261.2536 | 0.012344 | 0.012282 | 0.012221 | 0 | 712.2112 | 0 | 0 | 712.2112 | 0 | 0 | 717.1259 | 0 | 0 | 717.1259 | 0 | 0 | 722.4563 | 0 | 0 | 722.4563 | 0 | 0 | 0 | 0 | 14244.2247 | 14342.5175 | 14449.1261 | 0 | 0 | 0 | 0 | 0 | 0 | 14244.2247 | 14342.5175 | 14449.1261 | 0 | 0 | 0 | 712.2112 | 1429.3371 | 2151.7934 | 0 | 0 | 0 | 0 | 0 | 0 | 712.2112 | 1429.3371 | 2151.7934 | 0 | 0 | 0 | 1 | 1 | 1 | 1 | 1 | 1 | 1 | 12.648 | 33.7947 | 3.6719 | 12.648 | 34.3661 | 3.7171 | 12.648 | 34.999 | 3.7672 | 0 | 2884.8695 | 0 | 0 | 2884.8695 | 0 | 0 | 2899.2938 | 0 | 0 | 0 | 0 | 2913.7903 | 0 | 0 | 0 | 0 | 0 | 0 | 2884.8695 | 5784.1633 | 8697.9536 | 0 | 0 | 0 | 0 | 0 | 0 | 2884.8695 | 5784.1633 | 8697.9536 | 0 | 0 | 0 | 45003.9657 | 165252.29 | 45003.9657 | 143374.5571 | 15001.3219 | 45256.5268 | 168224.2317 | 45256.5268 | 144864.8168 | 15085.5089 | 45515.4706 | 171464.1604 | 45515.4706 | 146524.3447 | 15171.8235 | 3558.1979 | 3578.1665 | 3598.6396 | 0.019703 | 0.019605 | 0.019508 | 0 | 1136.8219 | 0 | 0 | 1136.8219 | 0 | 0 | 1143.2017 | 0 | 0 | 1143.2017 | 0 | 0 | 1149.7427 | 0 | 0 | 1149.7427 | 0 | 0 | 0 | 0 | 22736.4374 | 22864.0337 | 22994.8546 | 0 | 0 | 0 | 0 | 0 | 0 | 22736.4374 | 22864.0337 | 22994.8546 | 0 | 0 | 0 | 1136.8219 | 2280.0236 | 3429.7663 | 0 | 0 | 0 | 0 | 0 | 0 | 1136.8219 | 2280.0236 | 3429.7663 | 0 | 0 | 0 | 16.864 | 29.5787 | 2.754 | 16.864 | 30.1501 | 2.7878 | 16.864 | 30.783 | 2.8254 | 0 | 2884.8695 | 0 | 0 | 2884.8695 | 0 | 0 | 2899.2938 | 0 | 0 | 0 | 0 | 2913.7903 | 0 | 0 | 0 | 0 | 0 | 0 | 2884.8695 | 5784.1633 | 8697.9536 | 0 | 0 | 0 | 0 | 0 | 0 | 2884.8695 | 5784.1633 | 8697.9536 | 0 | 0 | 0 | 68522.9076 | 188709.4929 | 68522.9076 | 163726.2635 | 0 | 68865.5222 | 191986.3891 | 68865.5222 | 165327.3895 | 0 | 69209.8498 | 195543.5477 | 69209.8498 | 167101.3354 | 0 | 4063.2764 | 4083.5928 | 4104.0107 | 0.0225 | 0.022388 | 0.022277 | 0 | 1298.1913 | 0 | 0 | 1298.1913 | 0 | 0 | 1304.6822 | 0 | 0 | 1304.6822 | 0 | 0 | 1311.2056 | 0 | 0 | 1311.2056 | 0 | 0 | 0 | 0 | 25963.8252 | 26093.6443 | 26224.1126 | 0 | 0 | 0 | 0 | 0 | 0 | 25963.8252 | 26093.6443 | 26224.1126 | 0 | 0 | 0 | 1298.1913 | 2602.8735 | 3914.0791 | 0 | 0 | 0 | 0 | 0 | 0 | 1298.1913 | 2602.8735 | 3914.0791 | 0 | 0 | 0
| 834 | Business | Office | HVAC | Gas | 02-297 | 02-297.01 | Boilers | [02-297]_Business_HVAC_Boiler Reset Control_ADD_Gas_per kBtu/hr | N/A | N/A | ENGINEER | 0 | 0.10654 | 0 | 0 | 0 | 0 | 0.44965 | 20 | 0 | 0.387 | 0.612 | 0 | 0.001 | 1 | 1 | Additions on Existing | 0.20001 | #NUM! | 0 | 2.2482 | 0 | 0 | 2.2482 | 0 | 15.375 | 0 | 0 | 0 | 0.11241 | 0 | 15.4874 | 0.16543 | 15.322 | 93.6207 | 0 | 15.5656 | 0 | 0 | 0 | 0.11241 | 0 | 15.678 | 0.16543 | 15.5125 | 94.7726 | 0 | 15.7766 | 0 | 0 | 0 | 0.11241 | 0 | 15.889 | 0.16543 | 15.7236 | 96.0483 | per kBtu/hr | 13.0309 | 320168.6474 | 0.005 | 0 | 4816.1498 | 0 | 0 | 4816.1498 | 0 | 0 | 4777.1856 | 0 | 0 | 0 | 0 | 4684.1995 | 0 | 0 | 0 | 0 | 0 | 0 | 4816.1498 | 9593.3354 | 14277.5349 | 0 | 0 | 0 | 0 | 0 | 0 | 4816.1498 | 9593.3354 | 14277.5349 | 0 | 0 | 0 | 0 | 4816.1498 | 0 | 0 | 4816.1498 | 0 | 0 | 4777.1856 | 0 | 0 | 0 | 0 | 4684.1995 | 0 | 0 | 0 | 0 | 0 | 0 | 4816.1498 | 9593.3354 | 14277.5349 | 0 | 0 | 0 | 0 | 0 | 0 | 4816.1498 | 9593.3354 | 14277.5349 | 0 | 0 | 0 | 4599.3105 | 430590.748 | 4599.3105 | 327598.541 | 7902.0732 | 4564.9421 | 432631.2251 | 4564.9421 | 326696.8082 | 7843.0247 | 4479.4201 | 430240.5811 | 4479.4201 | 322404.0317 | 7696.0894 | 27802.6213 | 27594.8655 | 27077.889 | 0.086405 | 0.085976 | 0.085548 | 0 | 2962.1676 | 0 | 0 | 2962.1676 | 0 | 0 | 2940.0327 | 0 | 0 | 2940.0327 | 0 | 0 | 2884.9526 | 0 | 0 | 2884.9526 | 0 | 0 | 0 | 0 | 59243.352 | 58800.6544 | 57699.0525 | 0 | 0 | 0 | 0 | 0 | 0 | 59243.352 | 58800.6544 | 57699.0525 | 0 | 0 | 0 | 2962.1676 | 5902.2003 | 8787.1529 | 0 | 0 | 0 | 0 | 0 | 0 | 2962.1676 | 5902.2003 | 8787.1529 | 0 | 0 | 0 | 1 | 1 | 1 | 1 | 1 | 1 | 1 | 0.33724 | 15.1502 | 45.9246 | 0.33724 | 15.3407 | 46.4896 | 0.33724 | 15.5518 | 47.1154 | 0 | 4816.1498 | 0 | 0 | 4816.1498 | 0 | 0 | 4777.1856 | 0 | 0 | 0 | 0 | 4684.1995 | 0 | 0 | 0 | 0 | 0 | 0 | 4816.1498 | 9593.3354 | 14277.5349 | 0 | 0 | 0 | 0 | 0 | 0 | 4816.1498 | 9593.3354 | 14277.5349 | 0 | 0 | 0 | 11143.6475 | 511767.5095 | 11143.6475 | 389358.7827 | 3714.5492 | 11054.8364 | 513935.1188 | 11054.8364 | 388092.5675 | 3684.9455 | 10841.2328 | 510789.1154 | 10841.2328 | 382763.6847 | 3613.7443 | 33044.0873 | 32780.7371 | 32147.3416 | 0.10269 | 0.10218 | 0.10168 | 0 | 3520.6078 | 0 | 0 | 3520.6078 | 0 | 0 | 3492.5497 | 0 | 0 | 3492.5497 | 0 | 0 | 3425.066 | 0 | 0 | 3425.066 | 0 | 0 | 0 | 0 | 70412.1555 | 69850.9944 | 68501.3206 | 0 | 0 | 0 | 0 | 0 | 0 | 70412.1555 | 69850.9944 | 68501.3206 | 0 | 0 | 0 | 3520.6078 | 7013.1575 | 10438.2235 | 0 | 0 | 0 | 0 | 0 | 0 | 3520.6078 | 7013.1575 | 10438.2235 | 0 | 0 | 0 | 0.44965 | 15.0378 | 34.4434 | 0.44965 | 15.2283 | 34.8672 | 0.44965 | 15.4394 | 35.3366 | 0 | 4816.1498 | 0 | 0 | 4816.1498 | 0 | 0 | 4777.1856 | 0 | 0 | 0 | 0 | 4684.1995 | 0 | 0 | 0 | 0 | 0 | 0 | 4816.1498 | 9593.3354 | 14277.5349 | 0 | 0 | 0 | 0 | 0 | 0 | 4816.1498 | 9593.3354 | 14277.5349 | 0 | 0 | 0 | 15244.3778 | 525068.921 | 15244.3778 | 399478.6541 | 0 | 15121.0461 | 527228.7403 | 15121.0461 | 398131.1025 | 0 | 14826.7206 | 523925.2516 | 14826.7206 | 392607.3476 | 0 | 33902.9402 | 33628.6549 | 32974.0857 | 0.10536 | 0.10484 | 0.10432 | 0 | 3612.1123 | 0 | 0 | 3612.1123 | 0 | 0 | 3582.8892 | 0 | 0 | 3582.8892 | 0 | 0 | 3513.1496 | 0 | 0 | 3513.1496 | 0 | 0 | 0 | 0 | 72242.2464 | 71657.7842 | 70262.9922 | 0 | 0 | 0 | 0 | 0 | 0 | 72242.2464 | 71657.7842 | 70262.9922 | 0 | 0 | 0 | 3612.1123 | 7195.0015 | 10708.1511 | 0 | 0 | 0 | 0 | 0 | 0 | 3612.1123 | 7195.0015 | 10708.1511 | 0 | 0 | 0
| 835 | Business | Retail | HVAC | Gas | 02-297 | 02-297.02 | Boilers | [02-297]_Business_HVAC_Boiler Reset Control_ADD_Gas_per kBtu/hr | N/A | N/A | ENGINEER | 0 | 0.10654 | 0 | 0 | 0 | 0 | 0.46576 | 20 | 0 | 0.387 | 0.612 | 0 | 0.001 | 1 | 1 | Additions on Existing | 0.20717 | #NUM! | 0 | 2.2482 | 0 | 0 | 2.2482 | 0 | 15.375 | 0 | 0 | 0 | 0.11241 | 0 | 15.4874 | 0.17135 | 15.3161 | 90.3825 | 0 | 15.5656 | 0 | 0 | 0 | 0.11241 | 0 | 15.678 | 0.17135 | 15.5066 | 91.4945 | 0 | 15.7766 | 0 | 0 | 0 | 0.11241 | 0 | 15.889 | 0.17135 | 15.7176 | 92.7261 | per kBtu/hr | 14.8244 | 127029.911 | 0.005 | 0 | 1910.8525 | 0 | 0 | 1910.8525 | 0 | 0 | 1895.3932 | 0 | 0 | 0 | 0 | 1858.5 | 0 | 0 | 0 | 0 | 0 | 0 | 1910.8525 | 3806.2457 | 5664.7457 | 0 | 0 | 0 | 0 | 0 | 0 | 1910.8525 | 3806.2457 | 5664.7457 | 0 | 0 | 0 | 0 | 1910.8525 | 0 | 0 | 1910.8525 | 0 | 0 | 1895.3932 | 0 | 0 | 0 | 0 | 1858.5 | 0 | 0 | 0 | 0 | 0 | 0 | 1910.8525 | 3806.2457 | 5664.7457 | 0 | 0 | 0 | 0 | 0 | 0 | 1910.8525 | 3806.2457 | 5664.7457 | 0 | 0 | 0 | 1695.7679 | 153267.7881 | 1695.7679 | 116937.0677 | 2913.4979 | 1683.5276 | 154033.5611 | 1683.5276 | 116645.0813 | 2892.4679 | 1652.4866 | 153228.6821 | 1652.4866 | 115147.1526 | 2839.1365 | 9896.2792 | 9824.8465 | 9643.6957 | 0.077518 | 0.077132 | 0.076748 | 0 | 1054.3768 | 0 | 0 | 1054.3768 | 0 | 0 | 1046.7661 | 0 | 0 | 1046.7661 | 0 | 0 | 1027.4658 | 0 | 0 | 1027.4658 | 0 | 0 | 0 | 0 | 21087.5351 | 20935.3224 | 20549.3163 | 0 | 0 | 0 | 0 | 0 | 0 | 21087.5351 | 20935.3224 | 20549.3163 | 0 | 0 | 0 | 1054.3768 | 2101.1429 | 3128.6087 | 0 | 0 | 0 | 0 | 0 | 0 | 1054.3768 | 2101.1429 | 3128.6087 | 0 | 0 | 0 | 1 | 1 | 1 | 1 | 1 | 1 | 1 | 0.34932 | 15.1381 | 44.3361 | 0.34932 | 15.3286 | 44.8816 | 0.34932 | 15.5397 | 45.4858 | 0 | 1910.8525 | 0 | 0 | 1910.8525 | 0 | 0 | 1895.3932 | 0 | 0 | 0 | 0 | 1858.5 | 0 | 0 | 0 | 0 | 0 | 0 | 1910.8525 | 3806.2457 | 5664.7457 | 0 | 0 | 0 | 0 | 0 | 0 | 1910.8525 | 3806.2457 | 5664.7457 | 0 | 0 | 0 | 4211.4616 | 186719.9489 | 4211.4616 | 142459.7012 | 1403.8205 | 4178.2019 | 187524.463 | 4178.2019 | 142006.7554 | 1392.734 | 4097.8231 | 186392.6154 | 4097.8231 | 140068.939 | 1365.941 | 12056.2368 | 11961.0237 | 11730.9216 | 0.094436 | 0.093967 | 0.093499 | 0 | 1284.5046 | 0 | 0 | 1284.5046 | 0 | 0 | 1274.3603 | 0 | 0 | 1274.3603 | 0 | 0 | 1249.8446 | 0 | 0 | 1249.8446 | 0 | 0 | 0 | 0 | 25690.0914 | 25487.206 | 24996.8919 | 0 | 0 | 0 | 0 | 0 | 0 | 25690.0914 | 25487.206 | 24996.8919 | 0 | 0 | 0 | 1284.5046 | 2558.8649 | 3808.7095 | 0 | 0 | 0 | 0 | 0 | 0 | 1284.5046 | 2558.8649 | 3808.7095 | 0 | 0 | 0 | 0.46576 | 15.0217 | 33.2521 | 0.46576 | 15.2122 | 33.6612 | 0.46576 | 15.4232 | 34.1143 | 0 | 1910.8525 | 0 | 0 | 1910.8525 | 0 | 0 | 1895.3932 | 0 | 0 | 0 | 0 | 1858.5 | 0 | 0 | 0 | 0 | 0 | 0 | 1910.8525 | 3806.2457 | 5664.7457 | 0 | 0 | 0 | 0 | 0 | 0 | 1910.8525 | 3806.2457 | 5664.7457 | 0 | 0 | 0 | 5847.3776 | 194437.6136 | 5847.3776 | 148347.9644 | 0 | 5800.0705 | 195237.4136 | 5800.0705 | 147847.5458 | 0 | 5687.1743 | 194014.1028 | 5687.1743 | 145796.2778 | 0 | 12554.5553 | 12452.985 | 12210.5923 | 0.09834 | 0.097851 | 0.097364 | 0 | 1337.5968 | 0 | 0 | 1337.5968 | 0 | 0 | 1326.7752 | 0 | 0 | 1326.7752 | 0 | 0 | 1300.95 | 0 | 0 | 1300.95 | 0 | 0 | 0 | 0 | 26751.9357 | 26535.5042 | 26019.0005 | 0 | 0 | 0 | 0 | 0 | 0 | 26751.9357 | 26535.5042 | 26019.0005 | 0 | 0 | 0 | 1337.5968 | 2664.372 | 3965.322 | 0 | 0 | 0 | 0 | 0 | 0 | 1337.5968 | 2664.372 | 3965.322 | 0 | 0 | 0
| 836 | Business | Food Service | HVAC | Gas | 02-297 | 02-297.03 | Boilers | [02-297]_Business_HVAC_Boiler Reset Control_ADD_Gas_per kBtu/hr | N/A | N/A | ENGINEER | 0 | 0.10654 | 0 | 0 | 0 | 0 | 0.32753 | 20 | 0 | 0.387 | 0.612 | 0 | 0.001 | 1 | 1 | Additions on Existing | 0.14569 | #NUM! | 0 | 2.2482 | 0 | 0 | 2.2482 | 0 | 15.375 | 0 | 0 | 0 | 0.11241 | 0 | 18.5849 | 0.1205 | 18.4644 | 154.2325 | 0 | 15.5656 | 0 | 0 | 0 | 0.11241 | 0 | 18.8136 | 0.1205 | 18.6931 | 156.1301 | 0 | 15.7766 | 0 | 0 | 0 | 0.11241 | 0 | 19.0668 | 0.1205 | 18.9463 | 158.2318 | per kBtu/hr | 7.2434 | 11611.2065 | 0.005 | 0 | 174.662 | 0 | 0 | 174.662 | 0 | 0 | 173.249 | 0 | 0 | 0 | 0 | 169.8767 | 0 | 0 | 0 | 0 | 0 | 0 | 174.662 | 347.911 | 517.7878 | 0 | 0 | 0 | 0 | 0 | 0 | 174.662 | 347.911 | 517.7878 | 0 | 0 | 0 | 0 | 174.662 | 0 | 0 | 174.662 | 0 | 0 | 173.249 | 0 | 0 | 0 | 0 | 169.8767 | 0 | 0 | 0 | 0 | 0 | 0 | 174.662 | 347.911 | 517.7878 | 0 | 0 | 0 | 0 | 0 | 0 | 174.662 | 347.911 | 517.7878 | 0 | 0 | 0 | 117.2403 | 18082.2651 | 117.2403 | 13360.7933 | 201.4304 | 116.3471 | 18165.2825 | 116.3471 | 13322.0585 | 199.8959 | 114.1472 | 18061.7079 | 114.1472 | 13144.6812 | 196.1162 | 972.9547 | 965.5424 | 947.2857 | 0.083378 | 0.082963 | 0.08255 | 0 | 103.6613 | 0 | 0 | 103.6613 | 0 | 0 | 102.8715 | 0 | 0 | 102.8715 | 0 | 0 | 100.9264 | 0 | 0 | 100.9264 | 0 | 0 | 0 | 0 | 2073.2254 | 2057.4307 | 2018.5285 | 0 | 0 | 0 | 0 | 0 | 0 | 2073.2254 | 2057.4307 | 2018.5285 | 0 | 0 | 0 | 103.6613 | 206.5328 | 307.4592 | 0 | 0 | 0 | 0 | 0 | 0 | 103.6613 | 206.5328 | 307.4592 | 0 | 0 | 0 | 1 | 1 | 1 | 1 | 1 | 1 | 1 | 0.24565 | 18.3393 | 75.6571 | 0.24565 | 18.5679 | 76.5879 | 0.24565 | 18.8212 | 77.6188 | 0 | 174.662 | 0 | 0 | 174.662 | 0 | 0 | 173.249 | 0 | 0 | 0 | 0 | 169.8767 | 0 | 0 | 0 | 0 | 0 | 0 | 174.662 | 347.911 | 517.7878 | 0 | 0 | 0 | 0 | 0 | 0 | 174.662 | 347.911 | 517.7878 | 0 | 0 | 0 | 275.1097 | 20813.9913 | 275.1097 | 15379.2368 | 91.7032 | 272.9158 | 20902.0423 | 272.9158 | 15329.1439 | 90.9719 | 267.6408 | 20773.9622 | 267.6408 | 15118.5653 | 89.2136 | 1119.9411 | 1111.0098 | 1089.5358 | 0.095974 | 0.095496 | 0.095021 | 0 | 119.3216 | 0 | 0 | 119.3216 | 0 | 0 | 118.37 | 0 | 0 | 118.37 | 0 | 0 | 116.0821 | 0 | 0 | 116.0821 | 0 | 0 | 0 | 0 | 2386.4319 | 2367.4007 | 2321.6428 | 0 | 0 | 0 | 0 | 0 | 0 | 2386.4319 | 2367.4007 | 2321.6428 | 0 | 0 | 0 | 119.3216 | 237.6916 | 353.7738 | 0 | 0 | 0 | 0 | 0 | 0 | 119.3216 | 237.6916 | 353.7738 | 0 | 0 | 0 | 0.32753 | 18.2574 | 56.7428 | 0.32753 | 18.486 | 57.4409 | 0.32753 | 18.7393 | 58.2141 | 0 | 174.662 | 0 | 0 | 174.662 | 0 | 0 | 173.249 | 0 | 0 | 0 | 0 | 169.8767 | 0 | 0 | 0 | 0 | 0 | 0 | 174.662 | 347.911 | 517.7878 | 0 | 0 | 0 | 0 | 0 | 0 | 174.662 | 347.911 | 517.7878 | 0 | 0 | 0 | 375.8566 | 21327.1529 | 375.8566 | 15758.4064 | 0 | 372.8158 | 21414.88 | 372.8158 | 15705.249 | 0 | 365.5591 | 21280.6995 | 365.5591 | 15487.351 | 0 | 1147.5528 | 1138.2688 | 1116.1128 | 0.09834 | 0.097851 | 0.097364 | 0 | 122.2634 | 0 | 0 | 122.2634 | 0 | 0 | 121.2743 | 0 | 0 | 121.2743 | 0 | 0 | 118.9137 | 0 | 0 | 118.9137 | 0 | 0 | 0 | 0 | 2445.2686 | 2425.4856 | 2378.2744 | 0 | 0 | 0 | 0 | 0 | 0 | 2445.2686 | 2425.4856 | 2378.2744 | 0 | 0 | 0 | 122.2634 | 243.5377 | 362.4514 | 0 | 0 | 0 | 0 | 0 | 0 | 122.2634 | 243.5377 | 362.4514 | 0 | 0 | 0
| 837 | Business | Healthcare/Hospitals | HVAC | Gas | 02-297 | 02-297.04 | Boilers | [02-297]_Business_HVAC_Boiler Reset Control_ADD_Gas_per kBtu/hr | N/A | N/A | ENGINEER | 0 | 0.10654 | 0 | 0 | 0 | 0 | 0.32711 | 20 | 0 | 0.387 | 0.612 | 0 | 0.001 | 1 | 1 | Additions on Existing | 0.1455 | #NUM! | 0 | 2.2482 | 0 | 0 | 2.2482 | 0 | 15.375 | 0 | 0 | 0 | 0.11241 | 0 | 15.4874 | 0.13789 | 15.3495 | 112.3173 | 0 | 15.5656 | 0 | 0 | 0 | 0.11241 | 0 | 15.678 | 0.13789 | 15.5401 | 113.6992 | 0 | 15.7766 | 0 | 0 | 0 | 0.11241 | 0 | 15.889 | 0.13789 | 15.7511 | 115.2296 | per kBtu/hr | 70.3086 | 190958.1448 | 0.005 | 0 | 2872.4956 | 0 | 0 | 2872.4956 | 0 | 0 | 2849.2562 | 0 | 0 | 0 | 0 | 2793.7965 | 0 | 0 | 0 | 0 | 0 | 0 | 2872.4956 | 5721.7518 | 8515.5483 | 0 | 0 | 0 | 0 | 0 | 0 | 2872.4956 | 5721.7518 | 8515.5483 | 0 | 0 | 0 | 0 | 2872.4956 | 0 | 0 | 2872.4956 | 0 | 0 | 2849.2562 | 0 | 0 | 0 | 0 | 2793.7965 | 0 | 0 | 0 | 0 | 0 | 0 | 2872.4956 | 5721.7518 | 8515.5483 | 0 | 0 | 0 | 0 | 0 | 0 | 2872.4956 | 5721.7518 | 8515.5483 | 0 | 0 | 0 | 2237.1856 | 251274.6257 | 2237.1856 | 208465.743 | 3070.0601 | 2219.9764 | 252409.4445 | 2219.9764 | 207845.8843 | 3046.4441 | 2177.8055 | 250947.7585 | 2177.8055 | 205060.122 | 2988.5735 | 16224.4389 | 16099.6346 | 15793.8043 | 0.084541 | 0.08412 | 0.083702 | 0 | 1728.5963 | 0 | 0 | 1728.5963 | 0 | 0 | 1715.2993 | 0 | 0 | 1715.2993 | 0 | 0 | 1682.7153 | 0 | 0 | 1682.7153 | 0 | 0 | 0 | 0 | 34571.9251 | 34305.9855 | 33654.3054 | 0 | 0 | 0 | 0 | 0 | 0 | 34571.9251 | 34305.9855 | 33654.3054 | 0 | 0 | 0 | 1728.5963 | 3443.8955 | 5126.6108 | 0 | 0 | 0 | 0 | 0 | 0 | 1728.5963 | 3443.8955 | 5126.6108 | 0 | 0 | 0 | 1 | 1 | 1 | 1 | 1 | 1 | 1 | 0.24534 | 15.2421 | 63.1274 | 0.24534 | 15.4326 | 63.9041 | 0.24534 | 15.6437 | 64.7643 | 0 | 2872.4956 | 0 | 0 | 2872.4956 | 0 | 0 | 2849.2562 | 0 | 0 | 0 | 0 | 2793.7965 | 0 | 0 | 0 | 0 | 0 | 0 | 2872.4956 | 5721.7518 | 8515.5483 | 0 | 0 | 0 | 0 | 0 | 0 | 2872.4956 | 5721.7518 | 8515.5483 | 0 | 0 | 0 | 4511.236 | 284782.7771 | 4511.236 | 236265.214 | 1503.7453 | 4475.2959 | 285989.812 | 4475.2959 | 235497.5484 | 1491.7653 | 4388.8374 | 284240.0619 | 4388.8374 | 232264.6838 | 1462.9458 | 18388.0117 | 18241.5182 | 17889.1094 | 0.095814 | 0.095338 | 0.094863 | 0 | 1959.1092 | 0 | 0 | 1959.1092 | 0 | 0 | 1943.5014 | 0 | 0 | 1943.5014 | 0 | 0 | 1905.9548 | 0 | 0 | 1905.9548 | 0 | 0 | 0 | 0 | 39182.1849 | 38870.0286 | 38119.0965 | 0 | 0 | 0 | 0 | 0 | 0 | 39182.1849 | 38870.0286 | 38119.0965 | 0 | 0 | 0 | 1959.1092 | 3902.6107 | 5808.5655 | 0 | 0 | 0 | 0 | 0 | 0 | 1959.1092 | 3902.6107 | 5808.5655 | 0 | 0 | 0 | 0.32711 | 15.1603 | 47.3456 | 0.32711 | 15.3508 | 47.9281 | 0.32711 | 15.5619 | 48.5732 | 0 | 2872.4956 | 0 | 0 | 2872.4956 | 0 | 0 | 2849.2562 | 0 | 0 | 0 | 0 | 2793.7965 | 0 | 0 | 0 | 0 | 0 | 0 | 2872.4956 | 5721.7518 | 8515.5483 | 0 | 0 | 0 | 0 | 0 | 0 | 2872.4956 | 5721.7518 | 8515.5483 | 0 | 0 | 0 | 6173.5225 | 292289.0025 | 6173.5225 | 242492.6269 | 0 | 6123.5768 | 293491.3045 | 6123.5768 | 241674.6324 | 0 | 6004.3837 | 291652.3584 | 6004.3837 | 238321.5876 | 0 | 18872.6778 | 18719.992 | 18355.6143 | 0.09834 | 0.097851 | 0.097364 | 0 | 2010.7469 | 0 | 0 | 2010.7469 | 0 | 0 | 1994.4793 | 0 | 0 | 1994.4793 | 0 | 0 | 1955.6575 | 0 | 0 | 1955.6575 | 0 | 0 | 0 | 0 | 40214.9381 | 39889.5867 | 39113.1508 | 0 | 0 | 0 | 0 | 0 | 0 | 40214.9381 | 39889.5867 | 39113.1508 | 0 | 0 | 0 | 2010.7469 | 4005.2262 | 5960.8838 | 0 | 0 | 0 | 0 | 0 | 0 | 2010.7469 | 4005.2262 | 5960.8838 | 0 | 0 | 0
| 838 | Business | Campus/Education | HVAC | Gas | 02-297 | 02-297.05 | Boilers | [02-297]_Business_HVAC_Boiler Reset Control_ADD_Gas_per kBtu/hr | N/A | N/A | ENGINEER | 0 | 0.10654 | 0 | 0 | 0 | 0 | 0.25281 | 20 | 0 | 0.387 | 0.612 | 0 | 0.001 | 1 | 1 | Additions on Existing | 0.11245 | #NUM! | 0 | 2.2482 | 0 | 0 | 2.2482 | 0 | 15.375 | 0 | 0 | 0 | 0.11241 | 0 | 15.4874 | 0.10657 | 15.3808 | 145.3273 | 0 | 15.5656 | 0 | 0 | 0 | 0.11241 | 0 | 15.678 | 0.10657 | 15.5714 | 147.1153 | 0 | 15.7766 | 0 | 0 | 0 | 0.11241 | 0 | 15.889 | 0.10657 | 15.7824 | 149.0956 | per kBtu/hr | 103.8044 | 235739.7512 | 0.005 | 0 | 3546.1247 | 0 | 0 | 3546.1247 | 0 | 0 | 3517.4354 | 0 | 0 | 0 | 0 | 3448.9699 | 0 | 0 | 0 | 0 | 0 | 0 | 3546.1247 | 7063.5601 | 10512.53 | 0 | 0 | 0 | 0 | 0 | 0 | 3546.1247 | 7063.5601 | 10512.53 | 0 | 0 | 0 | 0 | 3546.1247 | 0 | 0 | 3546.1247 | 0 | 0 | 3517.4354 | 0 | 0 | 0 | 0 | 3448.9699 | 0 | 0 | 0 | 0 | 0 | 0 | 3546.1247 | 7063.5601 | 10512.53 | 0 | 0 | 0 | 0 | 0 | 0 | 3546.1247 | 7063.5601 | 10512.53 | 0 | 0 | 0 | 2171.9382 | 315641.9693 | 2171.9382 | 250681.6881 | 2980.522 | 2155.029 | 317037.7869 | 2155.029 | 249912.8914 | 2957.3177 | 2113.8549 | 315166.5134 | 2113.8549 | 246535.6684 | 2900.815 | 20380.5451 | 20221.8762 | 19835.5158 | 0.086023 | 0.085595 | 0.08517 | 0 | 2171.3992 | 0 | 0 | 2171.3992 | 0 | 0 | 2154.4942 | 0 | 0 | 2154.4942 | 0 | 0 | 2113.3303 | 0 | 0 | 2113.3303 | 0 | 0 | 0 | 0 | 43427.9844 | 43089.8841 | 42266.6062 | 0 | 0 | 0 | 0 | 0 | 0 | 43427.9844 | 43089.8841 | 42266.6062 | 0 | 0 | 0 | 2171.3992 | 4325.8934 | 6439.2237 | 0 | 0 | 0 | 0 | 0 | 0 | 2171.3992 | 4325.8934 | 6439.2237 | 0 | 0 | 0 | 1 | 1 | 1 | 1 | 1 | 1 | 1 | 0.18961 | 15.2978 | 81.6806 | 0.18961 | 15.4884 | 82.6855 | 0.18961 | 15.6994 | 83.7985 | 0 | 3546.1247 | 0 | 0 | 3546.1247 | 0 | 0 | 3517.4354 | 0 | 0 | 0 | 0 | 3448.9699 | 0 | 0 | 0 | 0 | 0 | 0 | 3546.1247 | 7063.5601 | 10512.53 | 0 | 0 | 0 | 0 | 0 | 0 | 3546.1247 | 7063.5601 | 10512.53 | 0 | 0 | 0 | 4326.0126 | 353351.2323 | 4326.0126 | 280630.2457 | 1442.0042 | 4291.4441 | 354840.2878 | 4291.4441 | 279711.6494 | 1430.4814 | 4208.4155 | 352659.0768 | 4208.4155 | 275863.8291 | 1402.8052 | 22815.3776 | 22633.0635 | 22195.1711 | 0.096301 | 0.095821 | 0.095345 | 0 | 2430.813 | 0 | 0 | 2430.813 | 0 | 0 | 2411.3887 | 0 | 0 | 2411.3887 | 0 | 0 | 2364.7345 | 0 | 0 | 2364.7345 | 0 | 0 | 0 | 0 | 48616.2592 | 48227.7744 | 47294.6892 | 0 | 0 | 0 | 0 | 0 | 0 | 48616.2592 | 48227.7744 | 47294.6892 | 0 | 0 | 0 | 2430.813 | 4842.2017 | 7206.9361 | 0 | 0 | 0 | 0 | 0 | 0 | 2430.813 | 4842.2017 | 7206.9361 | 0 | 0 | 0 | 0.25281 | 15.2346 | 61.2604 | 0.25281 | 15.4251 | 62.0141 | 0.25281 | 15.6362 | 62.8489 | 0 | 3546.1247 | 0 | 0 | 3546.1247 | 0 | 0 | 3517.4354 | 0 | 0 | 0 | 0 | 3448.9699 | 0 | 0 | 0 | 0 | 0 | 0 | 3546.1247 | 7063.5601 | 10512.53 | 0 | 0 | 0 | 0 | 0 | 0 | 3546.1247 | 7063.5601 | 10512.53 | 0 | 0 | 0 | 5890.1589 | 360833.7146 | 5890.1589 | 286572.8056 | 0 | 5842.5057 | 362317.9686 | 5842.5057 | 285606.1166 | 0 | 5728.7835 | 360047.7711 | 5728.7835 | 281643.5571 | 0 | 23298.5106 | 23110.0184 | 22660.1906 | 0.09834 | 0.097851 | 0.097364 | 0 | 2482.2873 | 0 | 0 | 2482.2873 | 0 | 0 | 2462.2048 | 0 | 0 | 2462.2048 | 0 | 0 | 2414.2789 | 0 | 0 | 2414.2789 | 0 | 0 | 0 | 0 | 49645.7457 | 49244.0962 | 48285.5783 | 0 | 0 | 0 | 0 | 0 | 0 | 49645.7457 | 49244.0962 | 48285.5783 | 0 | 0 | 0 | 2482.2873 | 4944.4921 | 7358.771 | 0 | 0 | 0 | 0 | 0 | 0 | 2482.2873 | 4944.4921 | 7358.771 | 0 | 0 | 0
| 839 | Business | Warehouse | HVAC | Gas | 02-297 | 02-297.06 | Boilers | [02-297]_Business_HVAC_Boiler Reset Control_ADD_Gas_per kBtu/hr | N/A | N/A | ENGINEER | 0 | 0.10654 | 0 | 0 | 0 | 0 | 0.32753 | 20 | 0 | 0.387 | 0.612 | 0 | 0.001 | 1 | 1 | Additions on Existing | 0.14569 | #NUM! | 0 | 2.2482 | 0 | 0 | 2.2482 | 0 | 15.375 | 0 | 0 | 0 | 0.11241 | 0 | 15.4874 | 0.13806 | 15.3494 | 112.1751 | 0 | 15.5656 | 0 | 0 | 0 | 0.11241 | 0 | 15.678 | 0.13806 | 15.5399 | 113.5553 | 0 | 15.7766 | 0 | 0 | 0 | 0.11241 | 0 | 15.889 | 0.13806 | 15.7509 | 115.0838 | per kBtu/hr | 5.8718 | 12189.8447 | 0.005 | 0 | 183.3662 | 0 | 0 | 183.3662 | 0 | 0 | 181.8827 | 0 | 0 | 0 | 0 | 178.3425 | 0 | 0 | 0 | 0 | 0 | 0 | 183.3662 | 365.249 | 543.5914 | 0 | 0 | 0 | 0 | 0 | 0 | 183.3662 | 365.249 | 543.5914 | 0 | 0 | 0 | 0 | 183.3662 | 0 | 0 | 183.3662 | 0 | 0 | 181.8827 | 0 | 0 | 0 | 0 | 178.3425 | 0 | 0 | 0 | 0 | 0 | 0 | 183.3662 | 365.249 | 543.5914 | 0 | 0 | 0 | 0 | 0 | 0 | 183.3662 | 365.249 | 543.5914 | 0 | 0 | 0 | 155.0261 | 17390.0724 | 155.0261 | 13849.301 | 212.7402 | 153.8238 | 17467.5043 | 153.8238 | 13807.2468 | 211.0904 | 150.8906 | 17365.0626 | 150.8906 | 13621.1772 | 207.0651 | 1122.8518 | 1114.1439 | 1092.8984 | 0.091655 | 0.091199 | 0.090746 | 0 | 119.6317 | 0 | 0 | 119.6317 | 0 | 0 | 118.7039 | 0 | 0 | 118.7039 | 0 | 0 | 116.4404 | 0 | 0 | 116.4404 | 0 | 0 | 0 | 0 | 2392.6343 | 2374.079 | 2328.8079 | 0 | 0 | 0 | 0 | 0 | 0 | 2392.6343 | 2374.079 | 2328.8079 | 0 | 0 | 0 | 119.6317 | 238.3357 | 354.7761 | 0 | 0 | 0 | 0 | 0 | 0 | 119.6317 | 238.3357 | 354.7761 | 0 | 0 | 0 | 1 | 1 | 1 | 1 | 1 | 1 | 1 | 0.24565 | 15.2418 | 63.0475 | 0.24565 | 15.4323 | 63.8232 | 0.24565 | 15.6434 | 64.6823 | 0 | 183.3662 | 0 | 0 | 183.3662 | 0 | 0 | 181.8827 | 0 | 0 | 0 | 0 | 178.3425 | 0 | 0 | 0 | 0 | 0 | 0 | 183.3662 | 365.249 | 543.5914 | 0 | 0 | 0 | 0 | 0 | 0 | 183.3662 | 365.249 | 543.5914 | 0 | 0 | 0 | 311.4731 | 19637.6111 | 311.4731 | 15639.221 | 103.8244 | 308.9793 | 19720.0572 | 308.9793 | 15587.7847 | 102.9931 | 302.9957 | 19598.4742 | 302.9957 | 15373.0681 | 100.9986 | 1267.9721 | 1257.8203 | 1233.4618 | 0.1035 | 0.10299 | 0.10247 | 0 | 135.0932 | 0 | 0 | 135.0932 | 0 | 0 | 134.0116 | 0 | 0 | 134.0116 | 0 | 0 | 131.4164 | 0 | 0 | 131.4164 | 0 | 0 | 0 | 0 | 2701.8646 | 2680.2325 | 2628.3281 | 0 | 0 | 0 | 0 | 0 | 0 | 2701.8646 | 2680.2325 | 2628.3281 | 0 | 0 | 0 | 135.0932 | 269.1049 | 400.5213 | 0 | 0 | 0 | 0 | 0 | 0 | 135.0932 | 269.1049 | 400.5213 | 0 | 0 | 0 | 0.32753 | 15.1599 | 47.2857 | 0.32753 | 15.3504 | 47.8674 | 0.32753 | 15.5615 | 48.5118 | 0 | 183.3662 | 0 | 0 | 183.3662 | 0 | 0 | 181.8827 | 0 | 0 | 0 | 0 | 178.3425 | 0 | 0 | 0 | 0 | 0 | 0 | 183.3662 | 365.249 | 543.5914 | 0 | 0 | 0 | 0 | 0 | 0 | 183.3662 | 365.249 | 543.5914 | 0 | 0 | 0 | 422.772 | 19991.0537 | 422.772 | 15920.6996 | 0 | 419.3517 | 20073.2849 | 419.3517 | 15866.9947 | 0 | 411.1892 | 19947.5105 | 411.1892 | 15646.8527 | 0 | 1290.7934 | 1280.3505 | 1255.4289 | 0.10536 | 0.10484 | 0.10432 | 0 | 137.5247 | 0 | 0 | 137.5247 | 0 | 0 | 136.4121 | 0 | 0 | 136.4121 | 0 | 0 | 133.7568 | 0 | 0 | 133.7568 | 0 | 0 | 0 | 0 | 2750.4934 | 2728.2411 | 2675.1369 | 0 | 0 | 0 | 0 | 0 | 0 | 2750.4934 | 2728.2411 | 2675.1369 | 0 | 0 | 0 | 137.5247 | 273.9367 | 407.6936 | 0 | 0 | 0 | 0 | 0 | 0 | 137.5247 | 273.9367 | 407.6936 | 0 | 0 | 0
| 840 | Business | Lodging | HVAC | Gas | 02-297 | 02-297.07 | Boilers | [02-297]_Business_HVAC_Boiler Reset Control_ADD_Gas_per kBtu/hr | N/A | N/A | ENGINEER | 0 | 0.10654 | 0 | 0 | 0 | 0 | 0.35903 | 20 | 0 | 0.387 | 0.612 | 0 | 0.001 | 1 | 1 | Additions on Existing | 0.1597 | #NUM! | 0 | 2.2482 | 0 | 0 | 2.2482 | 0 | 15.375 | 0 | 0 | 0 | 0.11241 | 0 | 15.4874 | 0.13209 | 15.3553 | 117.2518 | 0 | 15.5656 | 0 | 0 | 0 | 0.11241 | 0 | 15.678 | 0.13209 | 15.5459 | 118.6944 | 0 | 15.7766 | 0 | 0 | 0 | 0.11241 | 0 | 15.889 | 0.13209 | 15.7569 | 120.2921 | per kBtu/hr | 18.0967 | 51883.2808 | 0.005 | 0 | 780.4563 | 0 | 0 | 780.4563 | 0 | 0 | 774.1422 | 0 | 0 | 0 | 0 | 759.0738 | 0 | 0 | 0 | 0 | 0 | 0 | 780.4563 | 1554.5985 | 2313.6724 | 0 | 0 | 0 | 0 | 0 | 0 | 780.4563 | 1554.5985 | 2313.6724 | 0 | 0 | 0 | 0 | 780.4563 | 0 | 0 | 780.4563 | 0 | 0 | 774.1422 | 0 | 0 | 0 | 0 | 759.0738 | 0 | 0 | 0 | 0 | 0 | 0 | 780.4563 | 1554.5985 | 2313.6724 | 0 | 0 | 0 | 0 | 0 | 0 | 780.4563 | 1554.5985 | 2313.6724 | 0 | 0 | 0 | 611.7423 | 71727.8948 | 611.7423 | 54365.8461 | 1051.0341 | 607.0905 | 72058.2459 | 607.0905 | 54209.0152 | 1043.042 | 595.6212 | 71648.5419 | 595.6212 | 53488.1098 | 1023.3365 | 4631.3663 | 4596.1491 | 4509.3172 | 0.088821 | 0.088379 | 0.087939 | 0 | 493.4385 | 0 | 0 | 493.4385 | 0 | 0 | 489.6863 | 0 | 0 | 489.6863 | 0 | 0 | 480.435 | 0 | 0 | 480.435 | 0 | 0 | 0 | 0 | 9868.7697 | 9793.7268 | 9608.7007 | 0 | 0 | 0 | 0 | 0 | 0 | 9868.7697 | 9793.7268 | 9608.7007 | 0 | 0 | 0 | 493.4385 | 983.1248 | 1463.5599 | 0 | 0 | 0 | 0 | 0 | 0 | 493.4385 | 983.1248 | 1463.5599 | 0 | 0 | 0 | 1 | 1 | 1 | 1 | 1 | 1 | 1 | 0.26927 | 15.2181 | 57.5166 | 0.26927 | 15.4087 | 58.2242 | 0.26927 | 15.6197 | 59.008 | 0 | 780.4563 | 0 | 0 | 780.4563 | 0 | 0 | 774.1422 | 0 | 0 | 0 | 0 | 759.0738 | 0 | 0 | 0 | 0 | 0 | 0 | 780.4563 | 1554.5985 | 2313.6724 | 0 | 0 | 0 | 0 | 0 | 0 | 780.4563 | 1554.5985 | 2313.6724 | 0 | 0 | 0 | 1449.258 | 83356.3468 | 1449.258 | 63179.5807 | 483.086 | 1437.6733 | 83707.3903 | 1437.6733 | 62972.6014 | 479.2244 | 1409.8534 | 83192.5705 | 1409.8534 | 62106.1256 | 469.9511 | 5382.1987 | 5339.1758 | 5235.8594 | 0.10322 | 0.10271 | 0.1022 | 0 | 573.4342 | 0 | 0 | 573.4342 | 0 | 0 | 568.8504 | 0 | 0 | 568.8504 | 0 | 0 | 557.8428 | 0 | 0 | 557.8428 | 0 | 0 | 0 | 0 | 11468.6844 | 11377.009 | 11156.8567 | 0 | 0 | 0 | 0 | 0 | 0 | 11468.6844 | 11377.009 | 11156.8567 | 0 | 0 | 0 | 573.4342 | 1142.2847 | 1700.1275 | 0 | 0 | 0 | 0 | 0 | 0 | 573.4342 | 1142.2847 | 1700.1275 | 0 | 0 | 0 | 0.35903 | 15.1284 | 43.1374 | 0.35903 | 15.3189 | 43.6682 | 0.35903 | 15.53 | 44.256 | 0 | 780.4563 | 0 | 0 | 780.4563 | 0 | 0 | 774.1422 | 0 | 0 | 0 | 0 | 759.0738 | 0 | 0 | 0 | 0 | 0 | 0 | 780.4563 | 1554.5985 | 2313.6724 | 0 | 0 | 0 | 0 | 0 | 0 | 780.4563 | 1554.5985 | 2313.6724 | 0 | 0 | 0 | 1972.4714 | 85087.3391 | 1972.4714 | 64491.5788 | 0 | 1956.5135 | 85437.3375 | 1956.5135 | 64274.031 | 0 | 1918.4307 | 84902.0076 | 1918.4307 | 63382.2795 | 0 | 5493.9663 | 5449.5184 | 5343.4456 | 0.10536 | 0.10484 | 0.10432 | 0 | 585.3423 | 0 | 0 | 585.3423 | 0 | 0 | 580.6067 | 0 | 0 | 580.6067 | 0 | 0 | 569.3054 | 0 | 0 | 569.3054 | 0 | 0 | 0 | 0 | 11706.8451 | 11612.1331 | 11386.1072 | 0 | 0 | 0 | 0 | 0 | 0 | 11706.8451 | 11612.1331 | 11386.1072 | 0 | 0 | 0 | 585.3423 | 1165.9489 | 1735.2543 | 0 | 0 | 0 | 0 | 0 | 0 | 585.3423 | 1165.9489 | 1735.2543 | 0 | 0 | 0
| 841 | Business | Other Commercial | HVAC | Gas | 02-297 | 02-297.08 | Boilers | [02-297]_Business_HVAC_Boiler Reset Control_ADD_Gas_per kBtu/hr | N/A | N/A | ENGINEER | 0 | 0.10654 | 0 | 0 | 0 | 0 | 0.29252 | 20 | 0 | 0.387 | 0.612 | 0 | 0.001 | 1 | 1 | Additions on Existing | 0.13011 | #NUM! | 0 | 2.2482 | 0 | 0 | 2.2482 | 0 | 15.375 | 0 | 0 | 0 | 0.11241 | 0 | 15.4874 | 0.10762 | 15.3798 | 143.9105 | 0 | 15.5656 | 0 | 0 | 0 | 0.11241 | 0 | 15.678 | 0.10762 | 15.5703 | 145.6811 | 0 | 15.7766 | 0 | 0 | 0 | 0.11241 | 0 | 15.889 | 0.10762 | 15.7814 | 147.6421 | per kBtu/hr | 23.0746 | 87683.299 | 0.005 | 0 | 1318.9796 | 0 | 0 | 1318.9796 | 0 | 0 | 1308.3086 | 0 | 0 | 0 | 0 | 1282.8429 | 0 | 0 | 0 | 0 | 0 | 0 | 1318.9796 | 2627.2882 | 3910.131 | 0 | 0 | 0 | 0 | 0 | 0 | 1318.9796 | 2627.2882 | 3910.131 | 0 | 0 | 0 | 0 | 1318.9796 | 0 | 0 | 1318.9796 | 0 | 0 | 1308.3086 | 0 | 0 | 0 | 0 | 1282.8429 | 0 | 0 | 0 | 0 | 0 | 0 | 1318.9796 | 2627.2882 | 3910.131 | 0 | 0 | 0 | 0 | 0 | 0 | 1318.9796 | 2627.2882 | 3910.131 | 0 | 0 | 0 | 860.3901 | 123819.1726 | 860.3901 | 94697.5432 | 1478.2359 | 853.7606 | 124376.7571 | 853.7606 | 94414.7415 | 1466.8457 | 837.5295 | 123654.5756 | 837.5295 | 93147.8495 | 1438.959 | 7994.8247 | 7933.2228 | 7782.4013 | 0.090725 | 0.090273 | 0.089824 | 0 | 851.7906 | 0 | 0 | 851.7906 | 0 | 0 | 845.2273 | 0 | 0 | 845.2273 | 0 | 0 | 829.1584 | 0 | 0 | 829.1584 | 0 | 0 | 0 | 0 | 17035.8115 | 16904.5466 | 16583.168 | 0 | 0 | 0 | 0 | 0 | 0 | 17035.8115 | 16904.5466 | 16583.168 | 0 | 0 | 0 | 851.7906 | 1697.0179 | 2526.1763 | 0 | 0 | 0 | 0 | 0 | 0 | 851.7906 | 1697.0179 | 2526.1763 | 0 | 0 | 0 | 1 | 1 | 1 | 1 | 1 | 1 | 1 | 0.21939 | 15.268 | 70.5937 | 0.21939 | 15.4586 | 71.4622 | 0.21939 | 15.6696 | 72.4242 | 0 | 1318.9796 | 0 | 0 | 1318.9796 | 0 | 0 | 1308.3086 | 0 | 0 | 0 | 0 | 1282.8429 | 0 | 0 | 0 | 0 | 0 | 0 | 1318.9796 | 2627.2882 | 3910.131 | 0 | 0 | 0 | 0 | 0 | 0 | 1318.9796 | 2627.2882 | 3910.131 | 0 | 0 | 0 | 2003.4814 | 141433.1358 | 2003.4814 | 108168.7932 | 667.8271 | 1987.4292 | 142026.098 | 1987.4292 | 107812.4052 | 662.4764 | 1948.9274 | 141149.4298 | 1948.9274 | 106326.5616 | 649.6425 | 9132.1329 | 9058.9649 | 8883.4684 | 0.10363 | 0.10312 | 0.1026 | 0 | 972.9625 | 0 | 0 | 972.9625 | 0 | 0 | 965.167 | 0 | 0 | 965.167 | 0 | 0 | 946.4691 | 0 | 0 | 946.4691 | 0 | 0 | 0 | 0 | 19459.2501 | 19303.3397 | 18929.3821 | 0 | 0 | 0 | 0 | 0 | 0 | 19459.2501 | 19303.3397 | 18929.3821 | 0 | 0 | 0 | 972.9625 | 1938.1295 | 2884.5986 | 0 | 0 | 0 | 0 | 0 | 0 | 972.9625 | 1938.1295 | 2884.5986 | 0 | 0 | 0 | 0.29252 | 15.1949 | 52.9453 | 0.29252 | 15.3854 | 53.5967 | 0.29252 | 15.5965 | 54.3181 | 0 | 1318.9796 | 0 | 0 | 1318.9796 | 0 | 0 | 1308.3086 | 0 | 0 | 0 | 0 | 1282.8429 | 0 | 0 | 0 | 0 | 0 | 0 | 1318.9796 | 2627.2882 | 3910.131 | 0 | 0 | 0 | 0 | 0 | 0 | 1318.9796 | 2627.2882 | 3910.131 | 0 | 0 | 0 | 2715.9844 | 143798.5124 | 2715.9844 | 109977.8455 | 0 | 2694.0113 | 144390.0134 | 2694.0113 | 109606.8599 | 0 | 2641.5734 | 143485.3002 | 2641.5734 | 108086.1512 | 0 | 9284.8618 | 9209.7444 | 9030.4801 | 0.10536 | 0.10484 | 0.10432 | 0 | 989.2347 | 0 | 0 | 989.2347 | 0 | 0 | 981.2314 | 0 | 0 | 981.2314 | 0 | 0 | 962.1321 | 0 | 0 | 962.1321 | 0 | 0 | 0 | 0 | 19784.6933 | 19624.629 | 19242.6429 | 0 | 0 | 0 | 0 | 0 | 0 | 19784.6933 | 19624.629 | 19242.6429 | 0 | 0 | 0 | 989.2347 | 1970.4661 | 2932.5983 | 0 | 0 | 0 | 0 | 0 | 0 | 989.2347 | 1970.4661 | 2932.5983 | 0 | 0 | 0
| 842 | Business | Food Sales | HVAC | Gas | 02-297 | 02-297.09 | Boilers | [02-297]_Business_HVAC_Boiler Reset Control_ADD_Gas_per kBtu/hr | N/A | N/A | ENGINEER | 0 | 0.10654 | 0 | 0 | 0 | 0 | 0.32753 | 20 | 0 | 0.387 | 0.612 | 0 | 0.001 | 1 | 1 | Additions on Existing | 0.14569 | #NUM! | 0 | 2.2482 | 0 | 0 | 2.2482 | 0 | 15.375 | 0 | 0 | 0 | 0.11241 | 0 | 15.4874 | 0.1205 | 15.3669 | 128.5271 | 0 | 15.5656 | 0 | 0 | 0 | 0.11241 | 0 | 15.678 | 0.1205 | 15.5575 | 130.1084 | 0 | 15.7766 | 0 | 0 | 0 | 0.11241 | 0 | 15.889 | 0.1205 | 15.7685 | 131.8598 | per kBtu/hr | 0 | 0 | 0.005 | 0 | 0 | 0 | 0 | 0 | 0 | 0 | 0 | 0 | 0 | 0 | 0 | 0 | 0 | 0 | 0 | 0 | 0 | 0 | 0 | 0 | 0 | 0 | 0 | 0 | 0 | 0 | 0 | 0 | 0 | 0 | 0 | 0 | 0 | 0 | 0 | 0 | 0 | 0 | 0 | 0 | 0 | 0 | 0 | 0 | 0 | 0 | 0 | 0 | 0 | 0 | 0 | 0 | 0 | 0 | 0 | 0 | 0 | 0 | 0 | 0 | 0 | 0 | 0 | 0 | 0 | 0 | 0 | 0 | 0 | 0 | 0 | 0 | 0 | 0 | 0 | 0 | 0 | 0 | 0 | 0 | 0 | 0 | 0 | 0 | 0 | #NUM! | #NUM! | #NUM! | 0 | 0 | 0 | 0 | 0 | 0 | 0 | 0 | 0 | 0 | 0 | 0 | 0 | 0 | 0 | 0 | 0 | 0 | 0 | 0 | 0 | 0 | 0 | 0 | 0 | 0 | 0 | 0 | 0 | 0 | 0 | 0 | 0 | 0 | 0 | 0 | 0 | 0 | 0 | 0 | 0 | 0 | 0 | 0 | 0 | 0 | 0 | 0 | 0 | 0 | 0 | 1 | 1 | 1 | 1 | 1 | 1 | 1 | 0.24565 | 15.2418 | 63.0475 | 0.24565 | 15.4323 | 63.8232 | 0.24565 | 15.6434 | 64.6823 | 0 | 0 | 0 | 0 | 0 | 0 | 0 | 0 | 0 | 0 | 0 | 0 | 0 | 0 | 0 | 0 | 0 | 0 | 0 | 0 | 0 | 0 | 0 | 0 | 0 | 0 | 0 | 0 | 0 | 0 | 0 | 0 | 0 | 0 | 0 | 0 | 0 | 0 | 0 | 0 | 0 | 0 | 0 | 0 | 0 | 0 | 0 | 0 | 0 | 0 | 0 | 0 | #NUM! | #NUM! | #NUM! | 0 | 0 | 0 | 0 | 0 | 0 | 0 | 0 | 0 | 0 | 0 | 0 | 0 | 0 | 0 | 0 | 0 | 0 | 0 | 0 | 0 | 0 | 0 | 0 | 0 | 0 | 0 | 0 | 0 | 0 | 0 | 0 | 0 | 0 | 0 | 0 | 0 | 0 | 0 | 0 | 0 | 0 | 0 | 0 | 0 | 0 | 0 | 0 | 0 | 0 | 0 | 0.32753 | 15.1599 | 47.2857 | 0.32753 | 15.3504 | 47.8674 | 0.32753 | 15.5615 | 48.5118 | 0 | 0 | 0 | 0 | 0 | 0 | 0 | 0 | 0 | 0 | 0 | 0 | 0 | 0 | 0 | 0 | 0 | 0 | 0 | 0 | 0 | 0 | 0 | 0 | 0 | 0 | 0 | 0 | 0 | 0 | 0 | 0 | 0 | 0 | 0 | 0 | 0 | 0 | 0 | 0 | 0 | 0 | 0 | 0 | 0 | 0 | 0 | 0 | 0 | 0 | 0 | 0 | #NUM! | #NUM! | #NUM! | 0 | 0 | 0 | 0 | 0 | 0 | 0 | 0 | 0 | 0 | 0 | 0 | 0 | 0 | 0 | 0 | 0 | 0 | 0 | 0 | 0 | 0 | 0 | 0 | 0 | 0 | 0 | 0 | 0 | 0 | 0 | 0 | 0 | 0 | 0 | 0 | 0 | 0 | 0 | 0 | 0 | 0 | 0 | 0 | 0 | 0 | 0 | 0 | 0 | 0 | 0
| 843 | Business | Manufacturing/Industrial | HVAC | Gas | 02-297 | 02-297.10 | Boilers | [02-297]_Business_HVAC_Boiler Reset Control_ADD_Gas_per kBtu/hr | N/A | N/A | ENGINEER | 0 | 0.10654 | 0 | 0 | 0 | 0 | 0.50719 | 20 | 0 | 0.387 | 0.612 | 0 | 0.001 | 1 | 1 | Additions on Existing | 0.2256 | #NUM! | 0 | 2.2482 | 0 | 0 | 2.2482 | 0 | 15.375 | 0 | 0 | 0 | 0.11241 | 0 | 15.4874 | 0.2138 | 15.2736 | 72.44 | 0 | 15.5656 | 0 | 0 | 0 | 0.11241 | 0 | 15.678 | 0.2138 | 15.4642 | 73.3312 | 0 | 15.7766 | 0 | 0 | 0 | 0.11241 | 0 | 15.889 | 0.2138 | 15.6752 | 74.3183 | per kBtu/hr | 17.4491 | 72291.629 | 0.005 | 0 | 1087.4497 | 0 | 0 | 1087.4497 | 0 | 0 | 1078.6519 | 0 | 0 | 0 | 0 | 1057.6564 | 0 | 0 | 0 | 0 | 0 | 0 | 1087.4497 | 2166.1017 | 3223.758 | 0 | 0 | 0 | 0 | 0 | 0 | 1087.4497 | 2166.1017 | 3223.758 | 0 | 0 | 0 | 0 | 1087.4497 | 0 | 0 | 1087.4497 | 0 | 0 | 1078.6519 | 0 | 0 | 0 | 0 | 1057.6564 | 0 | 0 | 0 | 0 | 0 | 0 | 1087.4497 | 2166.1017 | 3223.758 | 0 | 0 | 0 | 0 | 0 | 0 | 1087.4497 | 2166.1017 | 3223.758 | 0 | 0 | 0 | 1377.8027 | 99808.0063 | 1377.8027 | 86594.4351 | 1890.7403 | 1367.3352 | 100268.3763 | 1367.3352 | 86345.2299 | 1876.3759 | 1341.5132 | 99699.0274 | 1341.5132 | 85197.5982 | 1840.9407 | 6444.4585 | 6395.4985 | 6274.72 | 0.088702 | 0.08826 | 0.087821 | 0 | 686.6103 | 0 | 0 | 686.6103 | 0 | 0 | 681.394 | 0 | 0 | 681.394 | 0 | 0 | 668.5259 | 0 | 0 | 668.5259 | 0 | 0 | 0 | 0 | 13732.206 | 13627.8794 | 13370.518 | 0 | 0 | 0 | 0 | 0 | 0 | 13732.206 | 13627.8794 | 13370.518 | 0 | 0 | 0 | 686.6103 | 1368.0043 | 2036.5302 | 0 | 0 | 0 | 0 | 0 | 0 | 686.6103 | 1368.0043 | 2036.5302 | 0 | 0 | 0 | 1 | 1 | 1 | 1 | 1 | 1 | 1 | 0.38039 | 15.107 | 40.7146 | 0.38039 | 15.2976 | 41.2155 | 0.38039 | 15.5086 | 41.7703 | 0 | 1087.4497 | 0 | 0 | 1087.4497 | 0 | 0 | 1078.6519 | 0 | 0 | 0 | 0 | 1057.6564 | 0 | 0 | 0 | 0 | 0 | 0 | 1087.4497 | 2166.1017 | 3223.758 | 0 | 0 | 0 | 0 | 0 | 0 | 1087.4497 | 2166.1017 | 3223.758 | 0 | 0 | 0 | 2838.9225 | 115585.5276 | 2838.9225 | 100283.172 | 946.3075 | 2816.2939 | 116074.9548 | 2816.2939 | 99956.9259 | 938.7646 | 2761.8722 | 115364.2141 | 2761.8722 | 98584.2513 | 920.6241 | 7463.1902 | 7403.7022 | 7260.634 | 0.10272 | 0.10221 | 0.1017 | 0 | 795.1488 | 0 | 0 | 795.1488 | 0 | 0 | 788.8108 | 0 | 0 | 788.8108 | 0 | 0 | 773.5679 | 0 | 0 | 773.5679 | 0 | 0 | 0 | 0 | 15902.9755 | 15776.2152 | 15471.3575 | 0 | 0 | 0 | 0 | 0 | 0 | 15902.9755 | 15776.2152 | 15471.3575 | 0 | 0 | 0 | 795.1488 | 1583.9595 | 2357.5274 | 0 | 0 | 0 | 0 | 0 | 0 | 795.1488 | 1583.9595 | 2357.5274 | 0 | 0 | 0 | 0.50719 | 14.9802 | 30.5359 | 0.50719 | 15.1708 | 30.9116 | 0.50719 | 15.3818 | 31.3277 | 0 | 1087.4497 | 0 | 0 | 1087.4497 | 0 | 0 | 1078.6519 | 0 | 0 | 0 | 0 | 1057.6564 | 0 | 0 | 0 | 0 | 0 | 0 | 1087.4497 | 2166.1017 | 3223.758 | 0 | 0 | 0 | 0 | 0 | 0 | 1087.4497 | 2166.1017 | 3223.758 | 0 | 0 | 0 | 3882.5257 | 118556.5418 | 3882.5257 | 102860.854 | 0 | 3851.1149 | 119044.2125 | 3851.1149 | 102513.876 | 0 | 3776.1544 | 118298.31 | 3776.1544 | 101091.5769 | 0 | 7655.0243 | 7593.0928 | 7445.2961 | 0.10536 | 0.10484 | 0.10432 | 0 | 815.5873 | 0 | 0 | 815.5873 | 0 | 0 | 808.9889 | 0 | 0 | 808.9889 | 0 | 0 | 793.2423 | 0 | 0 | 793.2423 | 0 | 0 | 0 | 0 | 16311.7461 | 16179.779 | 15864.8456 | 0 | 0 | 0 | 0 | 0 | 0 | 16311.7461 | 16179.779 | 15864.8456 | 0 | 0 | 0 | 815.5873 | 1624.5763 | 2417.8185 | 0 | 0 | 0 | 0 | 0 | 0 | 815.5873 | 1624.5763 | 2417.8185 | 0 | 0 | 0
| 844 | Business | Office | HVAC | Electric | 02-472 | 02-472.01 | HVAC Control | [02-472]_Business_HVAC_Building Management System (BMS)_ADD_Electric_per ksf | No BMS | BMS | DEEMED | 1319.6557 | 0 | 0 | 0 | 0.15065 | 0 | 750 | 10 | 0.632 | 0.23 | 0.36 | 0.19 | 0.22 | 1 | 1 | Additions on Existing | 14.6175 | 0.056833 | 13196.5568 | 0 | 0 | 0 | 51.3082 | 853.3886 | 0 | 0 | 0 | 346.8824 | 0 | 0 | 1200.2711 | 313.751 | 886.5201 | 3.8256 | 844.5734 | 0 | 0 | 0 | 354.4165 | 0 | 0 | 1198.9899 | 313.751 | 885.2389 | 3.8215 | 839.0215 | 0 | 0 | 0 | 364.0976 | 0 | 0 | 1203.1191 | 313.751 | 889.3681 | 3.8346 | per ksf | 0.060284 | 1481.1716 | 0.005 | 423178.4014 | 0 | 0 | 0 | 1559.46 | 30.5307 | 409400.918 | 0 | 0 | 0 | 29.5367 | 376812.7608 | 0 | 0 | 0 | 27.1856 | 423178.4014 | 832579.3193 | 1209392.0801 | 0 | 0 | 0 | 0 | 0 | 0 | 0 | 0 | 0 | 1559.46 | 3068.1485 | 4456.7459 | 30.5307 | 60.0674 | 87.2529 | 423178.4014 | 0 | 0 | 0 | 1559.46 | 30.5307 | 409400.918 | 0 | 0 | 0 | 29.5367 | 376812.7608 | 0 | 0 | 0 | 27.1856 | 423178.4014 | 60.0674 | 1209392.0801 | 0 | 0 | 0 | 0 | 0 | 0 | 0 | 0 | 0 | 1559.46 | 3068.1485 | 4456.7459 | 30.5307 | 60.0674 | 87.2529 | 28822.9581 | 110263.759 | 28822.9581 | 175033.0959 | 40076.3275 | 27893.1595 | 106592.867 | 27893.1595 | 169157.2284 | 38783.5069 | 25754.1139 | 98757.509 | 25754.1139 | 157013.912 | 35809.3122 | 91.8657 | 88.9022 | 82.0846 | 0.061714 | 0.061407 | 0.061101 | 121231.1114 | 0 | 0 | 0 | 446.7503 | 8.7464 | 117320.322 | 0 | 0 | 0 | 432.3386 | 8.4642 | 108323.3666 | 0 | 0 | 0 | 399.1838 | 7.8151 | 1212311.1139 | 1173203.2202 | 1083233.6661 | 0 | 0 | 0 | 0 | 0 | 0 | 0 | 0 | 0 | 4467.5028 | 4323.3858 | 3991.8379 | 121231.1114 | 17.2106 | 346874.8 | 0 | 0 | 0 | 0 | 0 | 0 | 0 | 0 | 0 | 446.7503 | 879.0889 | 1278.2727 | 8.7464 | 17.2106 | 25.0257 | 1 | 1 | 1 | 1 | 1 | 1 | 1 | 562.5 | 637.7711 | 2.1338 | 562.5 | 636.4899 | 2.1315 | 562.5 | 640.6191 | 2.1389 | 423178.4014 | 0 | 0 | 0 | 1559.46 | 30.5307 | 409400.918 | 0 | 0 | 0 | 29.5367 | 376812.7608 | 0 | 0 | 0 | 27.1856 | 423178.4014 | 60.0674 | 1209392.0801 | 0 | 0 | 0 | 0 | 0 | 0 | 0 | 0 | 0 | 1559.46 | 3068.1485 | 4456.7459 | 30.5307 | 60.0674 | 87.2529 | 68858.1379 | 146930.5438 | 68858.1379 | 233238.0847 | 22952.7126 | 66634.3595 | 142033.6438 | 66634.3595 | 225399.8621 | 22211.4532 | 61378.657 | 131281.48 | 61378.657 | 208723.5588 | 20459.5523 | 122.4145 | 118.4611 | 109.1176 | 0.082236 | 0.081827 | 0.08142 | 161544.9472 | 0 | 0 | 0 | 595.3113 | 11.6548 | 156327.8416 | 0 | 0 | 0 | 576.0857 | 11.2784 | 143997.677 | 0 | 0 | 0 | 530.6476 | 10.3889 | 1615449.4716 | 1563278.4165 | 1439976.7702 | 0 | 0 | 0 | 0 | 0 | 0 | 0 | 0 | 0 | 5953.113 | 5760.8568 | 5306.4764 | 161544.9472 | 22.9333 | 461870.4658 | 0 | 0 | 0 | 0 | 0 | 0 | 0 | 0 | 0 | 595.3113 | 1171.397 | 1702.0446 | 11.6548 | 22.9333 | 33.3222 | 750 | 450.2711 | 1.6004 | 750 | 448.9899 | 1.5987 | 750 | 453.1191 | 1.6042 | 423178.4014 | 0 | 0 | 0 | 1559.46 | 30.5307 | 409400.918 | 0 | 0 | 0 | 29.5367 | 376812.7608 | 0 | 0 | 0 | 27.1856 | 423178.4014 | 60.0674 | 1209392.0801 | 0 | 0 | 0 | 0 | 0 | 0 | 0 | 0 | 0 | 1559.46 | 3068.1485 | 4456.7459 | 30.5307 | 60.0674 | 87.2529 | 99305.294 | 158924.362 | 99305.294 | 252277.1158 | 0 | 96072.1965 | 153586.1256 | 96072.1965 | 243733.0382 | 0 | 88424.8862 | 141847.5554 | 88424.8862 | 225522.4924 | 0 | 132.4071 | 128.0963 | 117.8998 | 0.088949 | 0.088506 | 0.088066 | 174731.727 | 0 | 0 | 0 | 643.9061 | 12.6062 | 169042.9597 | 0 | 0 | 0 | 622.9423 | 12.1958 | 155587.2044 | 0 | 0 | 0 | 573.3564 | 11.225 | 1747317.2701 | 1690429.5968 | 1555872.0444 | 0 | 0 | 0 | 0 | 0 | 0 | 0 | 0 | 0 | 6439.0607 | 6229.4232 | 5733.5635 | 174731.727 | 24.802 | 499361.8911 | 0 | 0 | 0 | 0 | 0 | 0 | 0 | 0 | 0 | 643.9061 | 1266.8484 | 1840.2047 | 12.6062 | 24.802 | 36.027
| 845 | Business | Retail | HVAC | Electric | 02-472 | 02-472.02 | HVAC Control | [02-472]_Business_HVAC_Building Management System (BMS)_ADD_Electric_per ksf | No BMS | BMS | DEEMED | 1492.1298 | 0 | 0 | 0 | 0.17033 | 0 | 750 | 10 | 0.632 | 0.23 | 0.36 | 0.19 | 0.22 | 1 | 1 | Additions on Existing | 12.9279 | 0.050264 | 14921.2978 | 0 | 0 | 0 | 58.014 | 964.9234 | 0 | 0 | 0 | 392.2187 | 0 | 0 | 1357.142 | 313.751 | 1043.3911 | 4.3255 | 954.9561 | 0 | 0 | 0 | 400.7374 | 0 | 0 | 1355.6934 | 313.751 | 1041.9425 | 4.3209 | 948.6784 | 0 | 0 | 0 | 411.6838 | 0 | 0 | 1360.3623 | 313.751 | 1046.6113 | 4.3358 | per ksf | 0.077147 | 661.072 | 0.005 | 0 | 0 | 0 | 0 | 0 | 0 | 0 | 0 | 0 | 0 | 0 | 0 | 0 | 0 | 0 | 0 | 0 | 0 | 0 | 0 | 0 | 0 | 0 | 0 | 0 | 0 | 0 | 0 | 0 | 0 | 0 | 0 | 0 | 0 | 0 | 0 | 0 | 0 | 0 | 0 | 0 | 0 | 0 | 0 | 0 | 0 | 0 | 0 | 0 | 0 | 0 | 0 | 0 | 0 | 0 | 0 | 0 | 0 | 0 | 0 | 0 | 0 | 0 | 0 | 0 | 0 | 0 | 0 | 8448.8448 | 36545.8061 | 8448.8448 | 58652.4721 | 11747.5337 | 8174.4306 | 35321.0749 | 8174.4306 | 56684.7038 | 11365.9797 | 7566.056 | 32804.924 | 7566.056 | 52757.582 | 10520.0771 | 26.9285 | 26.0539 | 24.1148 | 0.040532 | 0.04033 | 0.04013 | 40180.824 | 0 | 0 | 0 | 148.0709 | 2.8989 | 38875.771 | 0 | 0 | 0 | 143.2616 | 2.8047 | 35982.4772 | 0 | 0 | 0 | 132.5995 | 2.596 | 401808.2398 | 388757.7097 | 359824.7716 | 0 | 0 | 0 | 0 | 0 | 0 | 0 | 0 | 0 | 1480.7086 | 1432.6159 | 1325.9948 | 40180.824 | 5.7036 | 115039.0721 | 0 | 0 | 0 | 0 | 0 | 0 | 0 | 0 | 0 | 148.0709 | 291.3324 | 423.9319 | 2.8989 | 5.7036 | 8.2996 | 1 | 1 | 1 | 1 | 1 | 1 | 1 | 562.5 | 794.642 | 2.4127 | 562.5 | 793.1934 | 2.4101 | 562.5 | 797.8623 | 2.4184 | 0 | 0 | 0 | 0 | 0 | 0 | 0 | 0 | 0 | 0 | 0 | 0 | 0 | 0 | 0 | 0 | 0 | 0 | 0 | 0 | 0 | 0 | 0 | 0 | 0 | 0 | 0 | 0 | 0 | 0 | 0 | 0 | 0 | 0 | 28059.4225 | 67698.8839 | 28059.4225 | 108650.1385 | 9353.1408 | 27157.7512 | 65453.4851 | 27157.7512 | 105042.4265 | 9052.5837 | 25023.5438 | 60517.4841 | 25023.5438 | 97325.5152 | 8341.1813 | 49.8834 | 48.2804 | 44.4863 | 0.075083 | 0.074709 | 0.074338 | 74432.5335 | 0 | 0 | 0 | 274.2923 | 5.37 | 72040.6924 | 0 | 0 | 0 | 265.4781 | 5.1975 | 66379.3334 | 0 | 0 | 0 | 244.6153 | 4.789 | 744325.3346 | 720406.9243 | 663793.3338 | 0 | 0 | 0 | 0 | 0 | 0 | 0 | 0 | 0 | 2742.9226 | 2654.7806 | 2446.1531 | 74432.5335 | 10.5675 | 212852.5593 | 0 | 0 | 0 | 0 | 0 | 0 | 0 | 0 | 0 | 274.2923 | 539.7703 | 784.3856 | 5.37 | 10.5675 | 15.3565 | 750 | 607.142 | 1.8095 | 750 | 605.6934 | 1.8076 | 750 | 610.3623 | 1.8138 | 0 | 0 | 0 | 0 | 0 | 0 | 0 | 0 | 0 | 0 | 0 | 0 | 0 | 0 | 0 | 0 | 0 | 0 | 0 | 0 | 0 | 0 | 0 | 0 | 0 | 0 | 0 | 0 | 0 | 0 | 0 | 0 | 0 | 0 | 41641.0825 | 75350.4855 | 41641.0825 | 120930.2165 | 0 | 40285.3675 | 72819.4782 | 40285.3675 | 116863.6732 | 0 | 37078.6676 | 67253.8938 | 37078.6676 | 108159.1536 | 0 | 55.5214 | 53.7138 | 49.4382 | 0.083569 | 0.083153 | 0.08274 | 82845.1993 | 0 | 0 | 0 | 305.2939 | 5.977 | 80147.9956 | 0 | 0 | 0 | 295.3544 | 5.7824 | 73768.2457 | 0 | 0 | 0 | 271.8443 | 5.3221 | 828451.9935 | 801479.9563 | 737682.4569 | 0 | 0 | 0 | 0 | 0 | 0 | 0 | 0 | 0 | 3052.9388 | 2953.5438 | 2718.4428 | 82845.1993 | 11.7593 | 236761.4407 | 0 | 0 | 0 | 0 | 0 | 0 | 0 | 0 | 0 | 305.2939 | 600.6483 | 872.4925 | 5.977 | 11.7593 | 17.0814
| 846 | Business | Food Service | HVAC | Electric | 02-472 | 02-472.03 | HVAC Control | [02-472]_Business_HVAC_Building Management System (BMS)_ADD_Electric_per ksf | No BMS | BMS | DEEMED | 9168.6974 | 0 | 0 | 0 | 1.0467 | 0 | 750 | 10 | 0.632 | 0.23 | 0.36 | 0.19 | 0.22 | 1 | 1 | Additions on Existing | 2.1039 | 0.00818 | 91686.9742 | 0 | 0 | 0 | 356.479 | 5929.1695 | 0 | 0 | 0 | 2410.0681 | 0 | 0 | 10007.0851 | 313.751 | 9693.3341 | 31.895 | 5867.9233 | 0 | 0 | 0 | 2462.413 | 0 | 0 | 9996.4036 | 313.751 | 9682.6526 | 31.8609 | 5829.3492 | 0 | 0 | 0 | 2529.6756 | 0 | 0 | 10030.8299 | 313.751 | 9717.0789 | 31.9707 | per ksf | 0.00086681 | 1.3895 | 0.005 | 0 | 0 | 0 | 0 | 0 | 0 | 0 | 0 | 0 | 0 | 0 | 0 | 0 | 0 | 0 | 0 | 0 | 0 | 0 | 0 | 0 | 0 | 0 | 0 | 0 | 0 | 0 | 0 | 0 | 0 | 0 | 0 | 0 | 0 | 0 | 0 | 0 | 0 | 0 | 0 | 0 | 0 | 0 | 0 | 0 | 0 | 0 | 0 | 0 | 0 | 0 | 0 | 0 | 0 | 0 | 0 | 0 | 0 | 0 | 0 | 0 | 0 | 0 | 0 | 0 | 0 | 0 | 0 | 31.3487 | 999.866 | 31.3487 | 1603.4219 | 43.5882 | 30.334 | 966.4687 | 30.334 | 1549.5732 | 42.1773 | 27.9391 | 893.2305 | 27.9391 | 1434.9499 | 38.8473 | 0.099916 | 0.096682 | 0.089049 | 0.07155 | 0.071194 | 0.07084 | 916.0978 | 0 | 0 | 0 | 3.3759 | 0.066093 | 886.4447 | 0 | 0 | 0 | 3.2666 | 0.063954 | 816.4588 | 0 | 0 | 0 | 3.0087 | 0.058904 | 9160.9777 | 8864.4466 | 8164.5885 | 0 | 0 | 0 | 0 | 0 | 0 | 0 | 0 | 0 | 33.7592 | 32.6665 | 30.0874 | 916.0978 | 0.13005 | 2619.0013 | 0 | 0 | 0 | 0 | 0 | 0 | 0 | 0 | 0 | 3.3759 | 6.6426 | 9.6513 | 0.066093 | 0.13005 | 0.18895 | 1 | 1 | 1 | 1 | 1 | 1 | 1 | 562.5 | 9444.5851 | 17.7904 | 562.5 | 9433.9036 | 17.7714 | 562.5 | 9468.3299 | 17.8326 | 0 | 0 | 0 | 0 | 0 | 0 | 0 | 0 | 0 | 0 | 0 | 0 | 0 | 0 | 0 | 0 | 0 | 0 | 0 | 0 | 0 | 0 | 0 | 0 | 0 | 0 | 0 | 0 | 0 | 0 | 0 | 0 | 0 | 0 | 64.6678 | 1150.4644 | 64.6678 | 1844.9271 | 21.5559 | 62.5659 | 1111.8819 | 62.5659 | 1782.7194 | 20.8553 | 57.5945 | 1027.0593 | 57.5945 | 1649.9423 | 19.1982 | 0.11496 | 0.11123 | 0.10239 | 0.082327 | 0.081917 | 0.08151 | 1054.0791 | 0 | 0 | 0 | 3.8844 | 0.076048 | 1019.8177 | 0 | 0 | 0 | 3.7581 | 0.073576 | 938.7854 | 0 | 0 | 0 | 3.4595 | 0.06773 | 10540.7913 | 10198.1766 | 9387.8535 | 0 | 0 | 0 | 0 | 0 | 0 | 0 | 0 | 0 | 38.844 | 37.5814 | 34.5953 | 1054.0791 | 0.14962 | 3012.6821 | 0 | 0 | 0 | 0 | 0 | 0 | 0 | 0 | 0 | 3.8844 | 7.6425 | 11.1021 | 0.076048 | 0.14962 | 0.21735 | 750 | 9257.0851 | 13.3428 | 750 | 9246.4036 | 13.3285 | 750 | 9280.8299 | 13.3744 | 0 | 0 | 0 | 0 | 0 | 0 | 0 | 0 | 0 | 0 | 0 | 0 | 0 | 0 | 0 | 0 | 0 | 0 | 0 | 0 | 0 | 0 | 0 | 0 | 0 | 0 | 0 | 0 | 0 | 0 | 0 | 0 | 0 | 0 | 87.5246 | 1167.8213 | 87.5246 | 1872.7613 | 0 | 84.675 | 1128.5944 | 84.675 | 1809.5151 | 0 | 77.9349 | 1042.336 | 77.9349 | 1674.4839 | 0 | 0.1167 | 0.1129 | 0.10391 | 0.083569 | 0.083153 | 0.08274 | 1069.9819 | 0 | 0 | 0 | 3.943 | 0.077195 | 1035.1463 | 0 | 0 | 0 | 3.8146 | 0.074682 | 952.7491 | 0 | 0 | 0 | 3.511 | 0.068737 | 10699.8188 | 10351.4632 | 9527.4907 | 0 | 0 | 0 | 0 | 0 | 0 | 0 | 0 | 0 | 39.43 | 38.1463 | 35.1099 | 1069.9819 | 0.15188 | 3057.8773 | 0 | 0 | 0 | 0 | 0 | 0 | 0 | 0 | 0 | 3.943 | 7.7576 | 11.2686 | 0.077195 | 0.15188 | 0.22061
| 847 | Business | Healthcare/Hospitals | HVAC | Electric | 02-472 | 02-472.04 | HVAC Control | [02-472]_Business_HVAC_Building Management System (BMS)_ADD_Electric_per ksf | No BMS | BMS | DEEMED | 2834.8034 | 0 | 0 | 0 | 0.32361 | 0 | 750 | 10 | 0.632 | 0.23 | 0.36 | 0.19 | 0.22 | 1 | 1 | Additions on Existing | 6.8047 | 0.026457 | 28348.0335 | 0 | 0 | 0 | 110.2172 | 1833.1971 | 0 | 0 | 0 | 745.1516 | 0 | 0 | 2578.3487 | 257.8856 | 2320.4631 | 9.998 | 1814.2608 | 0 | 0 | 0 | 761.3357 | 0 | 0 | 2575.5965 | 257.8856 | 2317.711 | 9.9874 | 1802.3344 | 0 | 0 | 0 | 782.1321 | 0 | 0 | 2584.4665 | 257.8856 | 2326.581 | 10.0218 | per ksf | 0.22286 | 605.2868 | 0.005 | 0 | 0 | 0 | 0 | 0 | 0 | 0 | 0 | 0 | 0 | 0 | 0 | 0 | 0 | 0 | 0 | 0 | 0 | 0 | 0 | 0 | 0 | 0 | 0 | 0 | 0 | 0 | 0 | 0 | 0 | 0 | 0 | 0 | 0 | 0 | 0 | 0 | 0 | 0 | 0 | 0 | 0 | 0 | 0 | 0 | 0 | 0 | 0 | 0 | 0 | 0 | 0 | 0 | 0 | 0 | 0 | 0 | 0 | 0 | 0 | 0 | 0 | 0 | 0 | 0 | 0 | 0 | 0 | 8000.1587 | 79985.8553 | 8000.1587 | 127590.4516 | 15266.4353 | 7743.6816 | 77338.9495 | 7743.6816 | 123366.6122 | 14777.0087 | 7155.7842 | 71713.5294 | 7155.7842 | 114637.1941 | 13655.1437 | 31.0221 | 30.0276 | 27.7479 | 0.050997 | 0.050743 | 0.050491 | 87941.6249 | 0 | 0 | 0 | 324.0748 | 6.3446 | 85122.3043 | 0 | 0 | 0 | 313.6853 | 6.1412 | 78659.8509 | 0 | 0 | 0 | 289.8704 | 5.675 | 879416.2487 | 851223.0431 | 786598.5088 | 0 | 0 | 0 | 0 | 0 | 0 | 0 | 0 | 0 | 3240.7478 | 3136.8527 | 2898.704 | 87941.6249 | 12.4859 | 251723.7801 | 0 | 0 | 0 | 0 | 0 | 0 | 0 | 0 | 0 | 324.0748 | 637.76 | 927.6304 | 6.3446 | 12.4859 | 18.1609 | 1 | 1 | 1 | 1 | 1 | 1 | 1 | 562.5 | 2015.8487 | 4.5837 | 562.5 | 2013.0965 | 4.5788 | 562.5 | 2021.9665 | 4.5946 | 0 | 0 | 0 | 0 | 0 | 0 | 0 | 0 | 0 | 0 | 0 | 0 | 0 | 0 | 0 | 0 | 0 | 0 | 0 | 0 | 0 | 0 | 0 | 0 | 0 | 0 | 0 | 0 | 0 | 0 | 0 | 0 | 0 | 0 | 27162.0354 | 124503.4622 | 27162.0354 | 198603.2769 | 9054.0118 | 26284.614 | 120352.9973 | 26284.614 | 191980.1294 | 8761.538 | 24206.6441 | 111220.0214 | 24206.6441 | 177790.0389 | 8068.8814 | 48.2881 | 46.7282 | 43.034 | 0.07938 | 0.078985 | 0.078592 | 136887.1624 | 0 | 0 | 0 | 504.4446 | 9.8759 | 132465.2652 | 0 | 0 | 0 | 488.1494 | 9.5569 | 121993.0238 | 0 | 0 | 0 | 449.558 | 8.8013 | 1368871.6242 | 1324652.6523 | 1219930.2384 | 0 | 0 | 0 | 0 | 0 | 0 | 0 | 0 | 0 | 5044.4459 | 4881.494 | 4495.5802 | 136887.1624 | 19.4327 | 391345.4515 | 0 | 0 | 0 | 0 | 0 | 0 | 0 | 0 | 0 | 504.4446 | 992.594 | 1442.152 | 9.8759 | 19.4327 | 28.2341 | 750 | 1828.3487 | 3.4378 | 750 | 1825.5965 | 3.4341 | 750 | 1834.4665 | 3.446 | 0 | 0 | 0 | 0 | 0 | 0 | 0 | 0 | 0 | 0 | 0 | 0 | 0 | 0 | 0 | 0 | 0 | 0 | 0 | 0 | 0 | 0 | 0 | 0 | 0 | 0 | 0 | 0 | 0 | 0 | 0 | 0 | 0 | 0 | 38127.1639 | 131073.4957 | 38127.1639 | 209083.5493 | 0 | 36885.852 | 126670.7641 | 36885.852 | 202057.8652 | 0 | 33949.7522 | 116989.332 | 33949.7522 | 187012.5326 | 0 | 50.8362 | 49.1811 | 45.2663 | 0.083569 | 0.083153 | 0.08274 | 144110.6825 | 0 | 0 | 0 | 531.0641 | 10.397 | 139418.8491 | 0 | 0 | 0 | 513.7741 | 10.0585 | 128321.1618 | 0 | 0 | 0 | 472.8779 | 9.2579 | 1441106.8247 | 1394188.4913 | 1283211.6181 | 0 | 0 | 0 | 0 | 0 | 0 | 0 | 0 | 0 | 5310.6408 | 5137.7414 | 4728.7792 | 144110.6825 | 20.4556 | 411850.6934 | 0 | 0 | 0 | 0 | 0 | 0 | 0 | 0 | 0 | 531.0641 | 1044.8382 | 1517.7161 | 10.397 | 20.4556 | 29.7134
| 848 | Business | Campus/Education | HVAC | Electric | 02-472 | 02-472.05 | HVAC Control | [02-472]_Business_HVAC_Building Management System (BMS)_ADD_Electric_per ksf | No BMS | BMS | DEEMED | 1473.9054 | 0 | 0 | 0 | 0.16825 | 0 | 750 | 10 | 0.632 | 0.23 | 0.36 | 0.19 | 0.22 | 1 | 1 | Additions on Existing | 13.0878 | 0.050885 | 14739.0544 | 0 | 0 | 0 | 57.3054 | 953.1381 | 0 | 0 | 0 | 387.4283 | 0 | 0 | 1340.5664 | 257.8856 | 1082.6808 | 5.1983 | 943.2926 | 0 | 0 | 0 | 395.8429 | 0 | 0 | 1339.1355 | 257.8856 | 1081.2499 | 5.1928 | 937.0916 | 0 | 0 | 0 | 406.6557 | 0 | 0 | 1343.7473 | 257.8856 | 1085.8617 | 5.2106 | per ksf | 0.36813 | 836.0201 | 0.005 | 0 | 0 | 0 | 0 | 0 | 0 | 0 | 0 | 0 | 0 | 0 | 0 | 0 | 0 | 0 | 0 | 0 | 0 | 0 | 0 | 0 | 0 | 0 | 0 | 0 | 0 | 0 | 0 | 0 | 0 | 0 | 0 | 0 | 0 | 0 | 0 | 0 | 0 | 0 | 0 | 0 | 0 | 0 | 0 | 0 | 0 | 0 | 0 | 0 | 0 | 0 | 0 | 0 | 0 | 0 | 0 | 0 | 0 | 0 | 0 | 0 | 0 | 0 | 0 | 0 | 0 | 0 | 0 | 6309.0118 | 32796.131 | 6309.0118 | 52142.0075 | 12039.2762 | 6101.4109 | 31683.105 | 6101.4109 | 50364.8035 | 11643.1184 | 5655.9369 | 29471.0156 | 5655.9369 | 46941.7646 | 10793.0353 | 24.4644 | 23.6594 | 21.932 | 0.029117 | 0.028972 | 0.028828 | 36058.1885 | 0 | 0 | 0 | 132.8785 | 2.6015 | 34871.6776 | 0 | 0 | 0 | 128.5061 | 2.5159 | 32325.6395 | 0 | 0 | 0 | 119.1236 | 2.3322 | 360581.8851 | 348716.7755 | 323256.3946 | 0 | 0 | 0 | 0 | 0 | 0 | 0 | 0 | 0 | 1328.7848 | 1285.0605 | 1191.2362 | 36058.1885 | 5.1173 | 103255.5055 | 0 | 0 | 0 | 0 | 0 | 0 | 0 | 0 | 0 | 132.8785 | 261.3845 | 380.5082 | 2.6015 | 5.1173 | 7.4495 | 1 | 1 | 1 | 1 | 1 | 1 | 1 | 562.5 | 778.0664 | 2.3832 | 562.5 | 776.6355 | 2.3807 | 562.5 | 781.2473 | 2.3889 | 0 | 0 | 0 | 0 | 0 | 0 | 0 | 0 | 0 | 0 | 0 | 0 | 0 | 0 | 0 | 0 | 0 | 0 | 0 | 0 | 0 | 0 | 0 | 0 | 0 | 0 | 0 | 0 | 0 | 0 | 0 | 0 | 0 | 0 | 35351.2458 | 84250.1192 | 35351.2458 | 133947.8231 | 11783.7486 | 34212.6991 | 81449.67 | 34212.6991 | 129475.8397 | 11404.233 | 31524.085 | 75307.3841 | 31524.085 | 119950.447 | 10508.0283 | 62.8467 | 60.8226 | 56.0428 | 0.0748 | 0.074427 | 0.074057 | 92630.0326 | 0 | 0 | 0 | 341.3521 | 6.6829 | 89646.7258 | 0 | 0 | 0 | 330.3583 | 6.4677 | 82601.8138 | 0 | 0 | 0 | 304.397 | 5.9594 | 926300.3256 | 896467.2576 | 826018.1385 | 0 | 0 | 0 | 0 | 0 | 0 | 0 | 0 | 0 | 3413.5209 | 3303.5827 | 3043.9698 | 92630.0326 | 13.1506 | 264878.5722 | 0 | 0 | 0 | 0 | 0 | 0 | 0 | 0 | 0 | 341.3521 | 671.7104 | 976.1073 | 6.6829 | 13.1506 | 19.11 | 750 | 590.5664 | 1.7874 | 750 | 589.1355 | 1.7855 | 750 | 593.7473 | 1.7917 | 0 | 0 | 0 | 0 | 0 | 0 | 0 | 0 | 0 | 0 | 0 | 0 | 0 | 0 | 0 | 0 | 0 | 0 | 0 | 0 | 0 | 0 | 0 | 0 | 0 | 0 | 0 | 0 | 0 | 0 | 0 | 0 | 0 | 0 | 52661.1053 | 94127.6108 | 52661.1053 | 149651.8779 | 0 | 50946.6097 | 90965.8838 | 50946.6097 | 144603.2155 | 0 | 46891.279 | 84013.3716 | 46891.279 | 133817.4417 | 0 | 70.2148 | 67.9288 | 62.5217 | 0.083569 | 0.083153 | 0.08274 | 103489.9859 | 0 | 0 | 0 | 381.3722 | 7.4664 | 100120.6468 | 0 | 0 | 0 | 368.9558 | 7.2233 | 92151.0814 | 0 | 0 | 0 | 339.5871 | 6.6483 | 1034899.8591 | 1001206.4675 | 921510.8138 | 0 | 0 | 0 | 0 | 0 | 0 | 0 | 0 | 0 | 3813.7224 | 3689.5585 | 3395.871 | 103489.9859 | 14.6897 | 295761.714 | 0 | 0 | 0 | 0 | 0 | 0 | 0 | 0 | 0 | 381.3722 | 750.3281 | 1089.9152 | 7.4664 | 14.6897 | 21.3381
| 849 | Business | Warehouse | HVAC | Electric | 02-472 | 02-472.06 | HVAC Control | [02-472]_Business_HVAC_Building Management System (BMS)_ADD_Electric_per ksf | No BMS | BMS | DEEMED | 1100.0996 | 0 | 0 | 0 | 0.12558 | 0 | 750 | 10 | 0.632 | 0.23 | 0.36 | 0.19 | 0.22 | 1 | 1 | Additions on Existing | 17.5349 | 0.068176 | 11000.9959 | 0 | 0 | 0 | 42.7719 | 711.4072 | 0 | 0 | 0 | 289.1703 | 0 | 0 | 1000.5774 | 313.751 | 686.8265 | 3.1891 | 704.0586 | 0 | 0 | 0 | 295.4509 | 0 | 0 | 999.5094 | 313.751 | 685.7585 | 3.1857 | 699.4303 | 0 | 0 | 0 | 303.5213 | 0 | 0 | 1002.9516 | 313.751 | 689.2006 | 3.1966 | per ksf | 0.20685 | 429.4145 | 0.005 | 0 | 0 | 0 | 0 | 0 | 0 | 0 | 0 | 0 | 0 | 0 | 0 | 0 | 0 | 0 | 0 | 0 | 0 | 0 | 0 | 0 | 0 | 0 | 0 | 0 | 0 | 0 | 0 | 0 | 0 | 0 | 0 | 0 | 0 | 0 | 0 | 0 | 0 | 0 | 0 | 0 | 0 | 0 | 0 | 0 | 0 | 0 | 0 | 0 | 0 | 0 | 0 | 0 | 0 | 0 | 0 | 0 | 0 | 0 | 0 | 0 | 0 | 0 | 0 | 0 | 0 | 0 | 0 | 6814.3107 | 21731.3921 | 6814.3107 | 34835.0871 | 9474.8272 | 6593.8084 | 21005.7469 | 6593.8084 | 33667.8482 | 9168.234 | 6093.8957 | 19480.0426 | 6093.8957 | 31285.6845 | 8473.14 | 21.7189 | 21.0161 | 19.4227 | 0.050326 | 0.050076 | 0.049827 | 23892.8986 | 0 | 0 | 0 | 88.048 | 1.7238 | 23119.7552 | 0 | 0 | 0 | 85.1989 | 1.668 | 21366.9201 | 0 | 0 | 0 | 78.7395 | 1.5415 | 238928.986 | 231197.5516 | 213669.2005 | 0 | 0 | 0 | 0 | 0 | 0 | 0 | 0 | 0 | 880.4802 | 851.989 | 787.395 | 23892.8986 | 3.3918 | 68379.5738 | 0 | 0 | 0 | 0 | 0 | 0 | 0 | 0 | 0 | 88.048 | 173.2469 | 251.9864 | 1.7238 | 3.3918 | 4.9333 | 1 | 1 | 1 | 1 | 1 | 1 | 1 | 562.5 | 438.0774 | 1.7788 | 562.5 | 437.0094 | 1.7769 | 562.5 | 440.4516 | 1.783 | 0 | 0 | 0 | 0 | 0 | 0 | 0 | 0 | 0 | 0 | 0 | 0 | 0 | 0 | 0 | 0 | 0 | 0 | 0 | 0 | 0 | 0 | 0 | 0 | 0 | 0 | 0 | 0 | 0 | 0 | 0 | 0 | 0 | 0 | 18661.6464 | 33195.4178 | 18661.6464 | 53211.744 | 6220.5488 | 18058.2329 | 32087.7763 | 18058.2329 | 51430.039 | 6019.411 | 16639.5156 | 29668.6737 | 16639.5156 | 47649.011 | 5546.5052 | 33.1763 | 32.1035 | 29.5814 | 0.076875 | 0.076492 | 0.076112 | 36497.1903 | 0 | 0 | 0 | 134.4963 | 2.6331 | 35317.0747 | 0 | 0 | 0 | 130.1474 | 2.548 | 32542.4431 | 0 | 0 | 0 | 119.9226 | 2.3478 | 364971.9032 | 353170.7472 | 325424.431 | 0 | 0 | 0 | 0 | 0 | 0 | 0 | 0 | 0 | 1344.9625 | 1301.4739 | 1199.2256 | 36497.1903 | 5.1811 | 104356.7081 | 0 | 0 | 0 | 0 | 0 | 0 | 0 | 0 | 0 | 134.4963 | 264.6436 | 384.5662 | 2.6331 | 5.1811 | 7.5289 | 750 | 250.5774 | 1.3341 | 750 | 249.5094 | 1.3327 | 750 | 252.9516 | 1.3373 | 0 | 0 | 0 | 0 | 0 | 0 | 0 | 0 | 0 | 0 | 0 | 0 | 0 | 0 | 0 | 0 | 0 | 0 | 0 | 0 | 0 | 0 | 0 | 0 | 0 | 0 | 0 | 0 | 0 | 0 | 0 | 0 | 0 | 0 | 28790.1385 | 38409.0177 | 28790.1385 | 61569.0643 | 0 | 27852.8136 | 37118.8667 | 27852.8136 | 59493.8318 | 0 | 25635.7402 | 34281.8759 | 25635.7402 | 55057.9881 | 0 | 38.3869 | 37.1371 | 34.181 | 0.088949 | 0.088506 | 0.088066 | 42229.3593 | 0 | 0 | 0 | 155.6199 | 3.0467 | 40854.4917 | 0 | 0 | 0 | 150.5534 | 2.9475 | 37602.4897 | 0 | 0 | 0 | 138.5694 | 2.7129 | 422293.5935 | 408544.9169 | 376024.897 | 0 | 0 | 0 | 0 | 0 | 0 | 0 | 0 | 0 | 1556.1994 | 1505.534 | 1385.694 | 42229.3593 | 5.9942 | 120686.3407 | 0 | 0 | 0 | 0 | 0 | 0 | 0 | 0 | 0 | 155.6199 | 306.1733 | 444.7427 | 3.0467 | 5.9942 | 8.7071
| 850 | Business | Lodging | HVAC | Electric | 02-472 | 02-472.07 | HVAC Control | [02-472]_Business_HVAC_Building Management System (BMS)_ADD_Electric_per ksf | No BMS | BMS | DEEMED | 625.6588 | 0 | 0 | 0 | 0.071422 | 0 | 750 | 10 | 0.632 | 0.23 | 0.36 | 0.19 | 0.22 | 1 | 1 | Additions on Existing | 30.8317 | 0.11987 | 6256.5877 | 0 | 0 | 0 | 24.3256 | 404.598 | 0 | 0 | 0 | 164.4596 | 0 | 0 | 569.0576 | 257.8856 | 311.172 | 2.2066 | 400.4187 | 0 | 0 | 0 | 168.0315 | 0 | 0 | 568.4502 | 257.8856 | 310.5646 | 2.2043 | 397.7864 | 0 | 0 | 0 | 172.6214 | 0 | 0 | 570.4079 | 257.8856 | 312.5223 | 2.2119 | per ksf | 0.34284 | 982.9349 | 0.005 | 133143.4338 | 0 | 0 | 0 | 490.6485 | 9.6058 | 128808.6628 | 0 | 0 | 0 | 9.293 | 118555.5423 | 0 | 0 | 0 | 8.5533 | 133143.4338 | 261952.0966 | 380507.6389 | 0 | 0 | 0 | 0 | 0 | 0 | 0 | 0 | 0 | 490.6485 | 965.3229 | 1402.2135 | 9.6058 | 18.8988 | 27.4521 | 133143.4338 | 0 | 0 | 0 | 490.6485 | 9.6058 | 128808.6628 | 0 | 0 | 0 | 9.293 | 118555.5423 | 0 | 0 | 0 | 8.5533 | 133143.4338 | 18.8988 | 380507.6389 | 0 | 0 | 0 | 0 | 0 | 0 | 0 | 0 | 0 | 490.6485 | 965.3229 | 1402.2135 | 9.6058 | 18.8988 | 27.4521 | 6270.6702 | 13837.0386 | 6270.6702 | 21950.8698 | 11966.1103 | 6058.7889 | 13355.2247 | 6058.7889 | 21181.0396 | 11561.7842 | 5622.8559 | 12436.9938 | 5622.8559 | 19761.939 | 10729.908 | 24.3157 | 23.4941 | 21.8037 | 0.024615 | 0.024492 | 0.02437 | 15213.3356 | 0 | 0 | 0 | 56.0629 | 1.0976 | 14699.2881 | 0 | 0 | 0 | 54.1685 | 1.0605 | 13641.6669 | 0 | 0 | 0 | 50.2711 | 0.98419 | 152133.3562 | 146992.8812 | 136416.6689 | 0 | 0 | 0 | 0 | 0 | 0 | 0 | 0 | 0 | 560.6285 | 541.6853 | 502.7108 | 15213.3356 | 2.1581 | 43554.2906 | 0 | 0 | 0 | 0 | 0 | 0 | 0 | 0 | 0 | 56.0629 | 110.2314 | 160.5025 | 1.0976 | 2.1581 | 3.1423 | 1 | 1 | 1 | 1 | 1 | 1 | 1 | 562.5 | 6.5576 | 1.0117 | 562.5 | 5.9502 | 1.0106 | 562.5 | 7.9079 | 1.0141 | 133143.4338 | 0 | 0 | 0 | 490.6485 | 9.6058 | 128808.6628 | 0 | 0 | 0 | 9.293 | 118555.5423 | 0 | 0 | 0 | 8.5533 | 133143.4338 | 18.8988 | 380507.6389 | 0 | 0 | 0 | 0 | 0 | 0 | 0 | 0 | 0 | 490.6485 | 965.3229 | 1402.2135 | 9.6058 | 18.8988 | 27.4521 | 45263.3937 | 45791.074 | 45263.3937 | 72642.2706 | 15087.7979 | 43809.559 | 44272.9834 | 43809.559 | 70215.8022 | 14603.1863 | 40378.2284 | 40945.8837 | 40378.2284 | 65061.5468 | 13459.4095 | 80.4683 | 77.8837 | 71.7835 | 0.081458 | 0.081053 | 0.080649 | 50345.6697 | 0 | 0 | 0 | 185.5295 | 3.6322 | 48728.5952 | 0 | 0 | 0 | 179.5704 | 3.5156 | 44911.9871 | 0 | 0 | 0 | 165.5057 | 3.2402 | 503456.6973 | 487285.9525 | 449119.8707 | 0 | 0 | 0 | 0 | 0 | 0 | 0 | 0 | 0 | 1855.2946 | 1795.7036 | 1655.0572 | 50345.6697 | 7.1478 | 143986.252 | 0 | 0 | 0 | 0 | 0 | 0 | 0 | 0 | 0 | 185.5295 | 365.0998 | 530.6055 | 3.6322 | 7.1478 | 10.388 | 750 | -180.9424 | 0.75874 | 750 | -181.5498 | 0.75793 | 750 | -179.5921 | 0.76054 | 133143.4338 | 0 | 0 | 0 | 490.6485 | 9.6058 | 128808.6628 | 0 | 0 | 0 | 9.293 | 118555.5423 | 0 | 0 | 0 | 8.5533 | 133143.4338 | 18.8988 | 380507.6389 | 0 | 0 | 0 | 0 | 0 | 0 | 0 | 0 | 0 | 490.6485 | 965.3229 | 1402.2135 | 9.6058 | 18.8988 | 27.4521 | 65900.9622 | 50001.9264 | 65900.9622 | 79322.3035 | 0 | 63755.4146 | 48322.372 | 63755.4146 | 76638.0274 | 0 | 58680.5079 | 44629.0986 | 58680.5079 | 70914.0438 | 0 | 87.8679 | 85.0072 | 78.2407 | 0.088949 | 0.088506 | 0.088066 | 54975.3533 | 0 | 0 | 0 | 202.5904 | 3.9663 | 53185.5124 | 0 | 0 | 0 | 195.9946 | 3.8371 | 48951.9659 | 0 | 0 | 0 | 180.3935 | 3.5317 | 549753.5331 | 531855.124 | 489519.6586 | 0 | 0 | 0 | 0 | 0 | 0 | 0 | 0 | 0 | 2025.9036 | 1959.946 | 1803.935 | 54975.3533 | 7.8034 | 157112.8316 | 0 | 0 | 0 | 0 | 0 | 0 | 0 | 0 | 0 | 202.5904 | 398.585 | 578.9785 | 3.9663 | 7.8034 | 11.3351
| 851 | Business | Other Commercial | HVAC | Electric | 02-472 | 02-472.08 | HVAC Control | [02-472]_Business_HVAC_Building Management System (BMS)_ADD_Electric_per ksf | No BMS | BMS | DEEMED | 1625.8068 | 0 | 0 | 0 | 0.18559 | 0 | 750 | 10 | 0.632 | 0.23 | 0.36 | 0.19 | 0.22 | 1 | 1 | Additions on Existing | 11.865 | 0.046131 | 16258.068 | 0 | 0 | 0 | 63.2114 | 1051.369 | 0 | 0 | 0 | 427.3568 | 0 | 0 | 1478.7258 | 313.751 | 1164.9748 | 4.7131 | 1040.5087 | 0 | 0 | 0 | 436.6387 | 0 | 0 | 1477.1474 | 313.751 | 1163.3964 | 4.708 | 1033.6687 | 0 | 0 | 0 | 448.5658 | 0 | 0 | 1482.2345 | 313.751 | 1168.4835 | 4.7242 | per ksf | 0.032445 | 123.2898 | 0.005 | 0 | 0 | 0 | 0 | 0 | 0 | 0 | 0 | 0 | 0 | 0 | 0 | 0 | 0 | 0 | 0 | 0 | 0 | 0 | 0 | 0 | 0 | 0 | 0 | 0 | 0 | 0 | 0 | 0 | 0 | 0 | 0 | 0 | 0 | 0 | 0 | 0 | 0 | 0 | 0 | 0 | 0 | 0 | 0 | 0 | 0 | 0 | 0 | 0 | 0 | 0 | 0 | 0 | 0 | 0 | 0 | 0 | 0 | 0 | 0 | 0 | 0 | 0 | 0 | 0 | 0 | 0 | 0 | 2354.2463 | 11095.6931 | 2354.2463 | 17808.4146 | 3273.4164 | 2278.7388 | 10728.3587 | 2278.7388 | 17216.081 | 3168.4285 | 2103.0529 | 9935.3235 | 2103.0529 | 15975.1094 | 2924.1494 | 7.5036 | 7.2629 | 6.7029 | 0.060558 | 0.060257 | 0.059957 | 12199.323 | 0 | 0 | 0 | 44.9559 | 0.88013 | 11808.0556 | 0 | 0 | 0 | 43.514 | 0.85191 | 10897.6796 | 0 | 0 | 0 | 40.1592 | 0.78623 | 121993.2297 | 118080.5559 | 108976.7959 | 0 | 0 | 0 | 0 | 0 | 0 | 0 | 0 | 0 | 449.5588 | 435.1401 | 401.5918 | 12199.323 | 1.732 | 34905.0581 | 0 | 0 | 0 | 0 | 0 | 0 | 0 | 0 | 0 | 44.9559 | 88.4699 | 128.6291 | 0.88013 | 1.732 | 2.5183 | 1 | 1 | 1 | 1 | 1 | 1 | 1 | 562.5 | 916.2258 | 2.6288 | 562.5 | 914.6474 | 2.626 | 562.5 | 919.7345 | 2.6351 | 0 | 0 | 0 | 0 | 0 | 0 | 0 | 0 | 0 | 0 | 0 | 0 | 0 | 0 | 0 | 0 | 0 | 0 | 0 | 0 | 0 | 0 | 0 | 0 | 0 | 0 | 0 | 0 | 0 | 0 | 0 | 0 | 0 | 0 | 5616.2727 | 14764.315 | 5616.2727 | 23696.4955 | 1872.0909 | 5434.2393 | 14270.5288 | 5434.2393 | 22900.2951 | 1811.4131 | 5005.5692 | 13190.093 | 5005.5692 | 21208.4869 | 1668.5231 | 9.9845 | 9.6609 | 8.8988 | 0.080581 | 0.08018 | 0.079781 | 16232.8433 | 0 | 0 | 0 | 59.8199 | 1.1711 | 15706.708 | 0 | 0 | 0 | 57.881 | 1.1332 | 14467.7128 | 0 | 0 | 0 | 53.3151 | 1.0438 | 162328.4325 | 157067.08 | 144677.128 | 0 | 0 | 0 | 0 | 0 | 0 | 0 | 0 | 0 | 598.1985 | 578.8099 | 533.1515 | 16232.8433 | 2.3043 | 46407.2641 | 0 | 0 | 0 | 0 | 0 | 0 | 0 | 0 | 0 | 59.8199 | 117.7008 | 171.016 | 1.1711 | 2.3043 | 3.3481 | 750 | 728.7258 | 1.9716 | 750 | 727.1474 | 1.9695 | 750 | 732.2345 | 1.9763 | 0 | 0 | 0 | 0 | 0 | 0 | 0 | 0 | 0 | 0 | 0 | 0 | 0 | 0 | 0 | 0 | 0 | 0 | 0 | 0 | 0 | 0 | 0 | 0 | 0 | 0 | 0 | 0 | 0 | 0 | 0 | 0 | 0 | 0 | 8265.9789 | 16297.4882 | 8265.9789 | 26157.2145 | 0 | 7996.8622 | 15750.0589 | 7996.8622 | 25274.5362 | 0 | 7360.315 | 14546.2837 | 7360.315 | 23389.12 | 0 | 11.0213 | 10.6625 | 9.8138 | 0.088949 | 0.088506 | 0.088066 | 17918.513 | 0 | 0 | 0 | 66.0317 | 1.2928 | 17335.1373 | 0 | 0 | 0 | 63.8819 | 1.2507 | 15955.2669 | 0 | 0 | 0 | 58.797 | 1.1511 | 179185.1302 | 173351.3728 | 159552.6695 | 0 | 0 | 0 | 0 | 0 | 0 | 0 | 0 | 0 | 660.3174 | 638.8193 | 587.9695 | 17918.513 | 2.5434 | 51208.9172 | 0 | 0 | 0 | 0 | 0 | 0 | 0 | 0 | 0 | 66.0317 | 129.9137 | 188.7106 | 1.2928 | 2.5434 | 3.6945
| 852 | Business | Food Sales | HVAC | Electric | 02-472 | 02-472.09 | HVAC Control | [02-472]_Business_HVAC_Building Management System (BMS)_ADD_Electric_per ksf | No BMS | BMS | DEEMED | 8160.9027 | 0 | 0 | 0 | 0.93161 | 0 | 750 | 10 | 0.632 | 0.23 | 0.36 | 0.19 | 0.22 | 1 | 1 | Additions on Existing | 2.3637 | 0.0091902 | 81609.027 | 0 | 0 | 0 | 317.2959 | 5277.4536 | 0 | 0 | 0 | 2145.1609 | 0 | 0 | 7422.6145 | 257.8856 | 7164.729 | 28.7826 | 5222.9394 | 0 | 0 | 0 | 2191.7522 | 0 | 0 | 7414.6917 | 257.8856 | 7156.8061 | 28.7519 | 5188.6053 | 0 | 0 | 0 | 2251.6216 | 0 | 0 | 7440.2269 | 257.8856 | 7182.3413 | 28.8509 | per ksf | 0.014565 | 26.1583 | 0.005 | 46217.332 | 0 | 0 | 0 | 170.3161 | 3.3344 | 44712.6273 | 0 | 0 | 0 | 3.2258 | 41153.5192 | 0 | 0 | 0 | 2.9691 | 46217.332 | 90929.9593 | 132083.4786 | 0 | 0 | 0 | 0 | 0 | 0 | 0 | 0 | 0 | 170.3161 | 335.0871 | 486.7425 | 3.3344 | 6.5602 | 9.5293 | 46217.332 | 0 | 0 | 0 | 170.3161 | 3.3344 | 44712.6273 | 0 | 0 | 0 | 3.2258 | 41153.5192 | 0 | 0 | 0 | 2.9691 | 46217.332 | 6.5602 | 132083.4786 | 0 | 0 | 0 | 0 | 0 | 0 | 0 | 0 | 0 | 170.3161 | 335.0871 | 486.7425 | 3.3344 | 6.5602 | 9.5293 | 513.9311 | 14792.267 | 513.9311 | 23495.129 | 980.7175 | 497.5322 | 14304.9787 | 497.5322 | 22716.2873 | 949.424 | 458.3562 | 13223.9822 | 458.3562 | 21040.2081 | 874.6659 | 1.9929 | 1.9293 | 1.7774 | 0.075806 | 0.075429 | 0.075053 | 16263.5755 | 0 | 0 | 0 | 59.9331 | 1.1734 | 15744.6249 | 0 | 0 | 0 | 58.0207 | 1.1359 | 14504.8846 | 0 | 0 | 0 | 53.4521 | 1.0465 | 162635.7554 | 157446.2493 | 145048.8463 | 0 | 0 | 0 | 0 | 0 | 0 | 0 | 0 | 0 | 599.3311 | 580.2071 | 534.5213 | 16263.5755 | 2.3093 | 46513.0851 | 0 | 0 | 0 | 0 | 0 | 0 | 0 | 0 | 0 | 59.9331 | 117.9538 | 171.406 | 1.1734 | 2.3093 | 3.3557 | 1 | 1 | 1 | 1 | 1 | 1 | 1 | 562.5 | 6860.1145 | 13.1958 | 562.5 | 6852.1917 | 13.1817 | 562.5 | 6877.7269 | 13.2271 | 46217.332 | 0 | 0 | 0 | 170.3161 | 3.3344 | 44712.6273 | 0 | 0 | 0 | 3.2258 | 41153.5192 | 0 | 0 | 0 | 2.9691 | 46217.332 | 6.5602 | 132083.4786 | 0 | 0 | 0 | 0 | 0 | 0 | 0 | 0 | 0 | 170.3161 | 335.0871 | 486.7425 | 3.3344 | 6.5602 | 9.5293 | 1240.1772 | 16365.0801 | 1240.1772 | 25993.2888 | 413.3924 | 1199.9903 | 15817.881 | 1199.9903 | 25118.7742 | 399.9968 | 1104.6172 | 14610.849 | 1104.6172 | 23246.8026 | 368.2057 | 2.2048 | 2.1333 | 1.9638 | 0.083866 | 0.083449 | 0.083034 | 17992.828 | 0 | 0 | 0 | 66.3056 | 1.2981 | 17409.785 | 0 | 0 | 0 | 64.157 | 1.256 | 16026.0862 | 0 | 0 | 0 | 59.0579 | 1.1562 | 179928.2802 | 174097.85 | 160260.8623 | 0 | 0 | 0 | 0 | 0 | 0 | 0 | 0 | 0 | 663.056 | 641.5702 | 590.5793 | 17992.828 | 2.5542 | 51428.6993 | 0 | 0 | 0 | 0 | 0 | 0 | 0 | 0 | 0 | 66.3056 | 130.4626 | 189.5205 | 1.2981 | 2.5542 | 3.7104 | 750 | 6672.6145 | 9.8968 | 750 | 6664.6917 | 9.8863 | 750 | 6690.2269 | 9.9203 | 46217.332 | 0 | 0 | 0 | 170.3161 | 3.3344 | 44712.6273 | 0 | 0 | 0 | 3.2258 | 41153.5192 | 0 | 0 | 0 | 2.9691 | 46217.332 | 6.5602 | 132083.4786 | 0 | 0 | 0 | 0 | 0 | 0 | 0 | 0 | 0 | 170.3161 | 335.0871 | 486.7425 | 3.3344 | 6.5602 | 9.5293 | 1647.7164 | 16307.1514 | 1647.7164 | 25901.2784 | 0 | 1594.0714 | 15759.3976 | 1594.0714 | 25025.9025 | 0 | 1467.1839 | 14554.9086 | 1467.1839 | 23157.7977 | 0 | 2.197 | 2.1254 | 1.9562 | 0.083569 | 0.083153 | 0.08274 | 17929.1374 | 0 | 0 | 0 | 66.0709 | 1.2935 | 17345.4158 | 0 | 0 | 0 | 63.9198 | 1.2514 | 15964.7273 | 0 | 0 | 0 | 58.8318 | 1.1518 | 179291.3742 | 173454.1577 | 159647.2728 | 0 | 0 | 0 | 0 | 0 | 0 | 0 | 0 | 0 | 660.7089 | 639.1981 | 588.3182 | 17929.1374 | 2.5449 | 51239.2805 | 0 | 0 | 0 | 0 | 0 | 0 | 0 | 0 | 0 | 66.0709 | 129.9907 | 188.8225 | 1.2935 | 2.5449 | 3.6967
| 853 | Business | Manufacturing/Industrial | HVAC | Electric | 02-472 | 02-472.10 | HVAC Control | [02-472]_Business_HVAC_Building Management System (BMS)_ADD_Electric_per ksf | No BMS | BMS | DEEMED | 6689.9223 | 0 | 0 | 0 | 0.76369 | 0 | 750 | 10 | 0.632 | 0.23 | 0.36 | 0.19 | 0.22 | 1 | 1 | Additions on Existing | 2.8835 | 0.011211 | 66899.2234 | 0 | 0 | 0 | 260.1042 | 4326.2071 | 0 | 0 | 0 | 1758.5015 | 0 | 0 | 6084.7086 | 257.8856 | 5826.823 | 23.5946 | 4281.5189 | 0 | 0 | 0 | 1796.6949 | 0 | 0 | 6078.2138 | 257.8856 | 5820.3282 | 23.5694 | 4253.3734 | 0 | 0 | 0 | 1845.7729 | 0 | 0 | 6099.1463 | 257.8856 | 5841.2608 | 23.6506 | per ksf | 0.45841 | 1899.2115 | 0.005 | 2750754.8028 | 0 | 0 | 0 | 10136.8409 | 198.4563 | 2661198.0617 | 0 | 0 | 0 | 191.9951 | 2449367.709 | 0 | 0 | 0 | 176.7124 | 2750754.8028 | 5411952.8645 | 7861320.5735 | 0 | 0 | 0 | 0 | 0 | 0 | 0 | 0 | 0 | 10136.8409 | 19943.6551 | 28969.8507 | 198.4563 | 390.4514 | 567.1638 | 2750754.8028 | 0 | 0 | 0 | 10136.8409 | 198.4563 | 2661198.0617 | 0 | 0 | 0 | 191.9951 | 2449367.709 | 0 | 0 | 0 | 176.7124 | 2750754.8028 | 390.4514 | 7861320.5735 | 0 | 0 | 0 | 0 | 0 | 0 | 0 | 0 | 0 | 10136.8409 | 19943.6551 | 28969.8507 | 198.4563 | 390.4514 | 567.1638 | 40931.1305 | 965753.8971 | 40931.1305 | 1529967.2282 | 78107.5075 | 39619.7671 | 933814.9838 | 39619.7671 | 1479135.4427 | 75605.0767 | 36491.7295 | 863050.9754 | 36491.7295 | 1369763.6179 | 69635.9471 | 158.7182 | 153.6331 | 141.5036 | 0.083155 | 0.082741 | 0.082329 | 1061812.3246 | 0 | 0 | 0 | 3912.8979 | 76.6056 | 1027793.6761 | 0 | 0 | 0 | 3787.5353 | 74.1513 | 946647.8867 | 0 | 0 | 0 | 3488.504 | 68.297 | 10618123.246 | 10277936.7611 | 9466478.867 | 0 | 0 | 0 | 0 | 0 | 0 | 0 | 0 | 0 | 39128.9787 | 37875.3532 | 34885.0396 | 1061812.3246 | 150.757 | 3036253.8874 | 0 | 0 | 0 | 0 | 0 | 0 | 0 | 0 | 0 | 3912.8979 | 7700.4332 | 11188.9371 | 76.6056 | 150.757 | 219.0539 | 1 | 1 | 1 | 1 | 1 | 1 | 1 | 562.5 | 5522.2086 | 10.8173 | 562.5 | 5515.7138 | 10.8057 | 562.5 | 5536.6463 | 10.8429 | 2750754.8028 | 0 | 0 | 0 | 10136.8409 | 198.4563 | 2661198.0617 | 0 | 0 | 0 | 191.9951 | 2449367.709 | 0 | 0 | 0 | 176.7124 | 2750754.8028 | 390.4514 | 7861320.5735 | 0 | 0 | 0 | 0 | 0 | 0 | 0 | 0 | 0 | 10136.8409 | 19943.6551 | 28969.8507 | 198.4563 | 390.4514 | 567.1638 | 94918.432 | 1026757.3305 | 94918.432 | 1626610.1248 | 31639.4773 | 91838.1878 | 992377.1414 | 91838.1878 | 1571896.1763 | 30612.7293 | 84540.7632 | 916669.3105 | 84540.7632 | 1454862.2353 | 28180.2544 | 168.7439 | 163.2679 | 150.2947 | 0.088407 | 0.087968 | 0.08753 | 1128883.4466 | 0 | 0 | 0 | 4160.0625 | 81.4446 | 1092249.5012 | 0 | 0 | 0 | 4025.0623 | 78.8016 | 1005459.8052 | 0 | 0 | 0 | 3705.2325 | 72.54 | 11288834.4661 | 10922495.0115 | 10054598.0523 | 0 | 0 | 0 | 0 | 0 | 0 | 0 | 0 | 0 | 41600.625 | 40250.6229 | 37052.3249 | 1128883.4466 | 160.2461 | 3226592.753 | 0 | 0 | 0 | 0 | 0 | 0 | 0 | 0 | 0 | 4160.0625 | 8185.1248 | 11890.3573 | 81.4446 | 160.2461 | 232.7861 | 750 | 5334.7086 | 8.1129 | 750 | 5328.2138 | 8.1043 | 750 | 5349.1463 | 8.1322 | 2750754.8028 | 0 | 0 | 0 | 10136.8409 | 198.4563 | 2661198.0617 | 0 | 0 | 0 | 191.9951 | 2449367.709 | 0 | 0 | 0 | 176.7124 | 2750754.8028 | 390.4514 | 7861320.5735 | 0 | 0 | 0 | 0 | 0 | 0 | 0 | 0 | 0 | 10136.8409 | 19943.6551 | 28969.8507 | 198.4563 | 390.4514 | 567.1638 | 127332.8157 | 1033044.1034 | 127332.8157 | 1636569.7599 | 0 | 123187.222 | 998344.3658 | 123187.222 | 1581348.0841 | 0 | 113381.566 | 922041.0187 | 113381.566 | 1463387.7692 | 0 | 169.7771 | 164.2496 | 151.1754 | 0.088949 | 0.088506 | 0.088066 | 1135795.5315 | 0 | 0 | 0 | 4185.5343 | 81.9432 | 1098817.2642 | 0 | 0 | 0 | 4049.2652 | 79.2754 | 1011351.8282 | 0 | 0 | 0 | 3726.9453 | 72.9651 | 11357955.315 | 10988172.6418 | 10113518.2822 | 0 | 0 | 0 | 0 | 0 | 0 | 0 | 0 | 0 | 41855.3431 | 40492.6523 | 37269.4526 | 1135795.5315 | 161.2186 | 3245964.6239 | 0 | 0 | 0 | 0 | 0 | 0 | 0 | 0 | 0 | 4185.5343 | 8234.7995 | 11961.7448 | 81.9432 | 161.2186 | 234.1837
| 854 | Business | Office | HVAC | Gas | 02-473 | 02-473.01 | HVAC Control | [02-473]_Business_HVAC_Building Management System (BMS)_ADD_Gas_per ksf | No BMS | BMS | DEEMED | 323.8471 | 3.8422 | 0 | 0 | 0.036969 | 0 | 750 | 10 | 0.632 | 0.23 | 0.36 | 0.19 | 0.22 | 1 | 1 | Additions on Existing | 14.1168 | 0.23159 | 3238.4707 | 40.537 | 0 | 0 | 53.1282 | 209.4239 | 306.2182 | 0 | 0 | 85.1259 | 4.0537 | 0 | 604.8216 | 275.9281 | 328.8935 | 2.192 | 207.2606 | 310.2718 | 0 | 0 | 86.9748 | 4.0537 | 0 | 608.5609 | 275.9281 | 332.6328 | 2.2055 | 205.8981 | 314.9041 | 0 | 0 | 89.3505 | 4.0537 | 0 | 614.2065 | 275.9281 | 338.2784 | 2.226 | per ksf | 0.082118 | 2017.6421 | 0.005 | 0 | 0 | 0 | 0 | 0 | 0 | 0 | 0 | 0 | 0 | 0 | 0 | 0 | 0 | 0 | 0 | 0 | 0 | 0 | 0 | 0 | 0 | 0 | 0 | 0 | 0 | 0 | 0 | 0 | 0 | 0 | 0 | 0 | 0 | 0 | 0 | 0 | 0 | 0 | 0 | 0 | 0 | 0 | 0 | 0 | 0 | 0 | 0 | 0 | 0 | 0 | 0 | 0 | 0 | 0 | 0 | 0 | 0 | 0 | 0 | 0 | 0 | 0 | 0 | 0 | 0 | 0 | 0 | 9273.5959 | 20327.2938 | 9273.5959 | 23864.3456 | 15932.9605 | 8995.6596 | 19839.9763 | 8995.6596 | 23187.0412 | 15455.4383 | 8368.1871 | 18627.2975 | 8368.1871 | 21710.403 | 14377.3782 | 33.6087 | 32.6015 | 30.3274 | 0.016575 | 0.016492 | 0.01641 | 10884.0926 | 129.1303 | 0 | 0 | 169.2394 | 0.78525 | 10557.8886 | 125.2602 | 0 | 0 | 164.1672 | 0.76171 | 9821.4463 | 116.5229 | 0 | 0 | 152.7161 | 0.70858 | 108840.9261 | 105578.8858 | 98214.4627 | 1291.303 | 1252.6017 | 1165.2292 | 0 | 0 | 0 | 0 | 0 | 0 | 1692.3941 | 1641.6718 | 1527.1606 | 10884.0926 | 1.547 | 31263.4275 | 129.1303 | 254.3905 | 370.9134 | 0 | 0 | 0 | 0 | 0 | 0 | 169.2394 | 333.4066 | 486.1226 | 0.78525 | 1.547 | 2.2555 | 1 | 1 | 1 | 1 | 1 | 1 | 1 | 562.5 | 42.3216 | 1.0752 | 562.5 | 46.0609 | 1.0819 | 562.5 | 51.7065 | 1.0919 | 0 | 0 | 0 | 0 | 0 | 0 | 0 | 0 | 0 | 0 | 0 | 0 | 0 | 0 | 0 | 0 | 0 | 0 | 0 | 0 | 0 | 0 | 0 | 0 | 0 | 0 | 0 | 0 | 0 | 0 | 0 | 0 | 0 | 0 | 72161.3758 | 77590.6853 | 72161.3758 | 91091.8563 | 24053.7919 | 69869.0738 | 75590.3764 | 69869.0738 | 88342.7049 | 23289.6913 | 64450.5943 | 70375.0601 | 64450.5943 | 82023.2199 | 21483.5314 | 128.2869 | 124.2117 | 114.5788 | 0.063266 | 0.062951 | 0.062638 | 41545.3337 | 492.8993 | 0 | 0 | 645.9985 | 2.9973 | 40225.5909 | 477.2417 | 0 | 0 | 625.4775 | 2.9021 | 37106.0199 | 440.2307 | 0 | 0 | 576.9705 | 2.6771 | 415453.3367 | 402255.9091 | 371060.1989 | 4928.9928 | 4772.4168 | 4402.3068 | 0 | 0 | 0 | 0 | 0 | 0 | 6459.9851 | 6254.7751 | 5769.7054 | 41545.3337 | 5.8995 | 118876.9445 | 492.8993 | 970.141 | 1410.3716 | 0 | 0 | 0 | 0 | 0 | 0 | 645.9985 | 1271.476 | 1848.4465 | 2.9973 | 5.8995 | 8.5765 | 750 | -145.1784 | 0.80643 | 750 | -141.4391 | 0.81141 | 750 | -135.7935 | 0.81894 | 0 | 0 | 0 | 0 | 0 | 0 | 0 | 0 | 0 | 0 | 0 | 0 | 0 | 0 | 0 | 0 | 0 | 0 | 0 | 0 | 0 | 0 | 0 | 0 | 0 | 0 | 0 | 0 | 0 | 0 | 0 | 0 | 0 | 0 | 135273.0071 | 109088.0531 | 135273.0071 | 128069.925 | 0 | 130868.9033 | 106188.9309 | 130868.9033 | 124103.3295 | 0 | 120451.7884 | 98643.0219 | 120451.7884 | 114969.9661 | 0 | 180.364 | 174.4919 | 160.6024 | 0.088949 | 0.088506 | 0.088066 | 58410.3562 | 692.9881 | 0 | 0 | 908.2368 | 4.2141 | 56508.6814 | 670.4264 | 0 | 0 | 878.6672 | 4.0769 | 52010.6118 | 617.0607 | 0 | 0 | 808.7257 | 3.7524 | 584103.5617 | 565086.8135 | 520106.1183 | 6929.8811 | 6704.264 | 6170.6071 | 0 | 0 | 0 | 0 | 0 | 0 | 9082.3685 | 8786.6724 | 8087.2566 | 58410.3562 | 8.291 | 166929.6493 | 692.9881 | 1363.4145 | 1980.4752 | 0 | 0 | 0 | 0 | 0 | 0 | 908.2368 | 1786.9041 | 2595.6298 | 4.2141 | 8.291 | 12.0433
| 855 | Business | Retail | HVAC | Gas | 02-473 | 02-473.02 | HVAC Control | [02-473]_Business_HVAC_Building Management System (BMS)_ADD_Gas_per ksf | No BMS | BMS | DEEMED | 429.7917 | 3.5336 | 0 | 0 | 0.049063 | 0 | 750 | 10 | 0.632 | 0.23 | 0.36 | 0.19 | 0.22 | 1 | 1 | Additions on Existing | 13.8911 | 0.1745 | 4297.9166 | 37.281 | 0 | 0 | 53.9913 | 277.9356 | 281.6221 | 0 | 0 | 112.9743 | 3.7281 | 0 | 676.2601 | 275.9281 | 400.332 | 2.4509 | 275.0646 | 285.3502 | 0 | 0 | 115.428 | 3.7281 | 0 | 679.571 | 275.9281 | 403.6429 | 2.4629 | 273.2564 | 289.6104 | 0 | 0 | 118.581 | 3.7281 | 0 | 685.1759 | 275.9281 | 409.2478 | 2.4832 | per ksf | 0.15846 | 1357.8115 | 0.005 | 0 | 0 | 0 | 0 | 0 | 0 | 0 | 0 | 0 | 0 | 0 | 0 | 0 | 0 | 0 | 0 | 0 | 0 | 0 | 0 | 0 | 0 | 0 | 0 | 0 | 0 | 0 | 0 | 0 | 0 | 0 | 0 | 0 | 0 | 0 | 0 | 0 | 0 | 0 | 0 | 0 | 0 | 0 | 0 | 0 | 0 | 0 | 0 | 0 | 0 | 0 | 0 | 0 | 0 | 0 | 0 | 0 | 0 | 0 | 0 | 0 | 0 | 0 | 0 | 0 | 0 | 0 | 0 | 2745.4988 | 6728.8234 | 2745.4988 | 8467.6791 | 4717.0402 | 2664.3126 | 6561.8165 | 2664.3126 | 8226.5853 | 4577.5542 | 2486.7757 | 6175.0831 | 2486.7757 | 7727.7655 | 4272.5281 | 9.9501 | 9.6558 | 9.0124 | 0.0072915 | 0.0072553 | 0.0072192 | 4276.4493 | 35.159 | 0 | 0 | 50.9182 | 0.30853 | 4149.992 | 34.1194 | 0 | 0 | 49.4126 | 0.29941 | 3873.4565 | 31.8458 | 0 | 0 | 46.1199 | 0.27945 | 42764.4933 | 41499.9196 | 38734.5654 | 351.5904 | 341.1937 | 318.4582 | 0 | 0 | 0 | 0 | 0 | 0 | 509.1824 | 494.1256 | 461.1994 | 4276.4493 | 0.60794 | 12299.8978 | 35.159 | 69.2784 | 101.1242 | 0 | 0 | 0 | 0 | 0 | 0 | 50.9182 | 100.3308 | 146.4507 | 0.30853 | 0.60794 | 0.88739 | 1 | 1 | 1 | 1 | 1 | 1 | 1 | 562.5 | 113.7601 | 1.2022 | 562.5 | 117.071 | 1.2081 | 562.5 | 122.6759 | 1.2181 | 0 | 0 | 0 | 0 | 0 | 0 | 0 | 0 | 0 | 0 | 0 | 0 | 0 | 0 | 0 | 0 | 0 | 0 | 0 | 0 | 0 | 0 | 0 | 0 | 0 | 0 | 0 | 0 | 0 | 0 | 0 | 0 | 0 | 0 | 43841.1187 | 52707.5567 | 43841.1187 | 66328.1893 | 14613.7062 | 42459.5469 | 51296.4888 | 42459.5469 | 64310.6886 | 14153.1823 | 39196.8603 | 47745.3253 | 39196.8603 | 59750.5607 | 13065.6201 | 77.9398 | 75.4836 | 69.6833 | 0.057115 | 0.056831 | 0.056549 | 33497.8615 | 275.4044 | 0 | 0 | 398.8478 | 2.4167 | 32442.2384 | 266.7255 | 0 | 0 | 386.2788 | 2.3406 | 29949.3042 | 246.2297 | 0 | 0 | 356.5963 | 2.1607 | 334978.6152 | 324422.3837 | 299493.0417 | 2754.0436 | 2667.255 | 2462.2972 | 0 | 0 | 0 | 0 | 0 | 0 | 3988.4775 | 3862.788 | 3565.9628 | 33497.8615 | 4.7573 | 95889.4041 | 275.4044 | 542.1299 | 788.3596 | 0 | 0 | 0 | 0 | 0 | 0 | 398.8478 | 785.1266 | 1141.7228 | 2.4167 | 4.7573 | 6.918 | 750 | -73.7399 | 0.90168 | 750 | -70.429 | 0.90609 | 750 | -64.8241 | 0.91357 | 0 | 0 | 0 | 0 | 0 | 0 | 0 | 0 | 0 | 0 | 0 | 0 | 0 | 0 | 0 | 0 | 0 | 0 | 0 | 0 | 0 | 0 | 0 | 0 | 0 | 0 | 0 | 0 | 0 | 0 | 0 | 0 | 0 | 0 | 85528.8746 | 77119.6905 | 85528.8746 | 97048.8816 | 0 | 82744.2981 | 74974.1625 | 82744.2981 | 93995.5176 | 0 | 76157.8834 | 69575.3989 | 76157.8834 | 87069.6569 | 0 | 114.0385 | 110.3257 | 101.5438 | 0.083569 | 0.083153 | 0.08274 | 49012.7958 | 402.9612 | 0 | 0 | 583.5788 | 3.5361 | 47417.0788 | 389.8419 | 0 | 0 | 564.5792 | 3.421 | 43642.6974 | 358.8106 | 0 | 0 | 519.6389 | 3.1487 | 490127.9582 | 474170.7879 | 436426.9737 | 4029.6118 | 3898.4191 | 3588.1065 | 0 | 0 | 0 | 0 | 0 | 0 | 5835.7885 | 5645.7918 | 5196.3889 | 49012.7958 | 6.957 | 140072.572 | 402.9612 | 792.8031 | 1151.6137 | 0 | 0 | 0 | 0 | 0 | 0 | 583.5788 | 1148.158 | 1667.7969 | 3.5361 | 6.957 | 10.1057
| 856 | Business | Food Service | HVAC | Gas | 02-473 | 02-473.03 | HVAC Control | [02-473]_Business_HVAC_Building Management System (BMS)_ADD_Gas_per ksf | No BMS | BMS | DEEMED | 1312.5478 | 29.6625 | 0 | 0 | 0.14983 | 0 | 750 | 10 | 0.632 | 0.23 | 0.36 | 0.19 | 0.22 | 1 | 1 | Additions on Existing | 2.0605 | 0.057141 | 13125.4778 | 312.9562 | 0 | 0 | 363.9881 | 848.7921 | 2364.0853 | 0 | 0 | 345.0141 | 31.2956 | 0 | 4307.0246 | 275.9281 | 4031.0965 | 15.6092 | 840.0244 | 2395.3808 | 0 | 0 | 352.5075 | 31.2956 | 0 | 4343.0501 | 275.9281 | 4067.122 | 15.7398 | 834.5023 | 2431.143 | 0 | 0 | 362.1365 | 31.2956 | 0 | 4390.893 | 275.9281 | 4114.9649 | 15.9132 | per ksf | 0.0069357 | 11.1179 | 0.005 | 0 | 0 | 0 | 0 | 0 | 0 | 0 | 0 | 0 | 0 | 0 | 0 | 0 | 0 | 0 | 0 | 0 | 0 | 0 | 0 | 0 | 0 | 0 | 0 | 0 | 0 | 0 | 0 | 0 | 0 | 0 | 0 | 0 | 0 | 0 | 0 | 0 | 0 | 0 | 0 | 0 | 0 | 0 | 0 | 0 | 0 | 0 | 0 | 0 | 0 | 0 | 0 | 0 | 0 | 0 | 0 | 0 | 0 | 0 | 0 | 0 | 0 | 0 | 0 | 0 | 0 | 0 | 0 | 150.7127 | 2352.5085 | 150.7127 | 2446.5123 | 258.9394 | 146.0613 | 2298.9743 | 146.0613 | 2378.038 | 250.9479 | 134.9269 | 2147.116 | 134.9269 | 2212.337 | 231.8178 | 0.5462 | 0.52935 | 0.48899 | 0.048884 | 0.048641 | 0.048399 | 716.9172 | 16.2018 | 0 | 0 | 18.8437 | 0.051723 | 694.7913 | 15.7017 | 0 | 0 | 18.2621 | 0.050126 | 641.8267 | 14.5048 | 0 | 0 | 16.87 | 0.046305 | 7169.1716 | 6947.9134 | 6418.2669 | 162.0175 | 157.0173 | 145.0477 | 0 | 0 | 0 | 0 | 0 | 0 | 188.4367 | 182.6211 | 168.6997 | 716.9172 | 0.10185 | 2053.5352 | 16.2018 | 31.9035 | 46.4082 | 0 | 0 | 0 | 0 | 0 | 0 | 18.8437 | 37.1058 | 53.9758 | 0.051723 | 0.10185 | 0.14815 | 1 | 1 | 1 | 1 | 1 | 1 | 1 | 562.5 | 3744.5246 | 7.6569 | 562.5 | 3780.5501 | 7.721 | 562.5 | 3828.393 | 7.806 | 0 | 0 | 0 | 0 | 0 | 0 | 0 | 0 | 0 | 0 | 0 | 0 | 0 | 0 | 0 | 0 | 0 | 0 | 0 | 0 | 0 | 0 | 0 | 0 | 0 | 0 | 0 | 0 | 0 | 0 | 0 | 0 | 0 | 0 | 485.5885 | 3718.1188 | 485.5885 | 3866.6908 | 161.8628 | 469.9247 | 3628.2782 | 469.9247 | 3753.0579 | 156.6416 | 432.7879 | 3378.3561 | 432.7879 | 3480.9774 | 144.2626 | 0.86327 | 0.83542 | 0.7694 | 0.077261 | 0.076876 | 0.076494 | 1133.0812 | 25.6067 | 0 | 0 | 29.7823 | 0.081747 | 1096.5309 | 24.7807 | 0 | 0 | 28.8216 | 0.07911 | 1009.8752 | 22.8224 | 0 | 0 | 26.5439 | 0.072859 | 11330.8119 | 10965.3088 | 10098.7516 | 256.0672 | 247.8072 | 228.2237 | 0 | 0 | 0 | 0 | 0 | 0 | 297.8226 | 288.2156 | 265.4387 | 1133.0812 | 0.16086 | 3239.4872 | 25.6067 | 50.3874 | 73.2098 | 0 | 0 | 0 | 0 | 0 | 0 | 29.7823 | 58.6038 | 85.1477 | 0.081747 | 0.16086 | 0.23372 | 750 | 3557.0246 | 5.7427 | 750 | 3593.0501 | 5.7907 | 750 | 3640.893 | 5.8545 | 0 | 0 | 0 | 0 | 0 | 0 | 0 | 0 | 0 | 0 | 0 | 0 | 0 | 0 | 0 | 0 | 0 | 0 | 0 | 0 | 0 | 0 | 0 | 0 | 0 | 0 | 0 | 0 | 0 | 0 | 0 | 0 | 0 | 0 | 700.3176 | 4021.7133 | 700.3176 | 4182.4167 | 0 | 677.5172 | 3923.3216 | 677.5172 | 4058.2481 | 0 | 623.5871 | 3650.8057 | 623.5871 | 3761.7029 | 0 | 0.93376 | 0.90336 | 0.83145 | 0.083569 | 0.083153 | 0.08274 | 1225.6004 | 27.6976 | 0 | 0 | 32.2141 | 0.088422 | 1185.6983 | 26.7958 | 0 | 0 | 31.1653 | 0.085544 | 1091.3172 | 24.6629 | 0 | 0 | 28.6845 | 0.078734 | 12256.0036 | 11856.983 | 10913.1717 | 276.9758 | 267.9583 | 246.6289 | 0 | 0 | 0 | 0 | 0 | 0 | 322.1406 | 311.6526 | 286.8452 | 1225.6004 | 0.17397 | 3502.6158 | 27.6976 | 54.4934 | 79.1563 | 0 | 0 | 0 | 0 | 0 | 0 | 32.2141 | 63.3793 | 92.0638 | 0.088422 | 0.17397 | 0.2527
| 857 | Business | Healthcare/Hospitals | HVAC | Gas | 02-473 | 02-473.04 | HVAC Control | [02-473]_Business_HVAC_Building Management System (BMS)_ADD_Gas_per ksf | No BMS | BMS | DEEMED | 906.4871 | 6.2712 | 0 | 0 | 0.10348 | 0 | 750 | 10 | 0.632 | 0.23 | 0.36 | 0.19 | 0.22 | 1 | 1 | Additions on Existing | 7.3958 | 0.082737 | 9064.8706 | 66.1644 | 0 | 0 | 101.4086 | 586.2027 | 499.8088 | 0 | 0 | 238.2776 | 6.6164 | 0 | 1330.9056 | 316.1507 | 1014.7549 | 4.2097 | 580.1475 | 506.4252 | 0 | 0 | 243.4529 | 6.6164 | 0 | 1336.642 | 316.1507 | 1020.4913 | 4.2279 | 576.3337 | 513.9859 | 0 | 0 | 250.1029 | 6.6164 | 0 | 1347.0391 | 316.1507 | 1030.8884 | 4.2608 | per ksf | 0.39247 | 1065.9467 | 0.005 | 0 | 0 | 0 | 0 | 0 | 0 | 0 | 0 | 0 | 0 | 0 | 0 | 0 | 0 | 0 | 0 | 0 | 0 | 0 | 0 | 0 | 0 | 0 | 0 | 0 | 0 | 0 | 0 | 0 | 0 | 0 | 0 | 0 | 0 | 0 | 0 | 0 | 0 | 0 | 0 | 0 | 0 | 0 | 0 | 0 | 0 | 0 | 0 | 0 | 0 | 0 | 0 | 0 | 0 | 0 | 0 | 0 | 0 | 0 | 0 | 0 | 0 | 0 | 0 | 0 | 0 | 0 | 0 | 10144.6733 | 42706.2296 | 10144.6733 | 56050.9151 | 13921.4005 | 9833.5844 | 41575.0569 | 9833.5844 | 54387.3795 | 13494.4972 | 9117.2687 | 38846.4075 | 9117.2687 | 50748.1157 | 12511.5068 | 32.0881 | 31.1041 | 28.8384 | 0.029953 | 0.029804 | 0.029656 | 29087.4461 | 201.23 | 0 | 0 | 308.4206 | 2.0985 | 28195.4722 | 195.0593 | 0 | 0 | 298.9628 | 2.0342 | 26141.6069 | 180.8504 | 0 | 0 | 277.1852 | 1.886 | 290874.4613 | 281954.7224 | 261416.0689 | 2012.3005 | 1950.5928 | 1808.5042 | 0 | 0 | 0 | 0 | 0 | 0 | 3084.2056 | 2989.6276 | 2771.8518 | 29087.4461 | 4.1327 | 83424.5253 | 201.23 | 396.2893 | 577.1397 | 0 | 0 | 0 | 0 | 0 | 0 | 308.4206 | 607.3833 | 884.5685 | 2.0985 | 4.1327 | 6.0188 | 1 | 1 | 1 | 1 | 1 | 1 | 1 | 562.5 | 768.4056 | 2.3661 | 562.5 | 774.142 | 2.3763 | 562.5 | 784.5391 | 2.3947 | 0 | 0 | 0 | 0 | 0 | 0 | 0 | 0 | 0 | 0 | 0 | 0 | 0 | 0 | 0 | 0 | 0 | 0 | 0 | 0 | 0 | 0 | 0 | 0 | 0 | 0 | 0 | 0 | 0 | 0 | 0 | 0 | 0 | 0 | 41682.7575 | 98623.6709 | 41682.7575 | 129441.2327 | 13894.2525 | 40348.7884 | 95878.904 | 40348.7884 | 125426.2226 | 13449.5961 | 37192.9083 | 89067.2011 | 37192.9083 | 116355.486 | 12397.6361 | 74.1027 | 71.7312 | 66.1207 | 0.069172 | 0.068828 | 0.068486 | 67173.1207 | 464.7108 | 0 | 0 | 712.2513 | 4.8463 | 65023.3861 | 449.8387 | 0 | 0 | 689.4572 | 4.6912 | 59937.5825 | 414.6546 | 0 | 0 | 635.5313 | 4.3243 | 671731.207 | 650233.8613 | 599375.8255 | 4647.1079 | 4498.387 | 4146.5457 | 0 | 0 | 0 | 0 | 0 | 0 | 7122.513 | 6894.5719 | 6355.3131 | 67173.1207 | 9.5375 | 192134.0894 | 464.7108 | 914.5495 | 1329.2041 | 0 | 0 | 0 | 0 | 0 | 0 | 712.2513 | 1401.7085 | 2037.2398 | 4.8463 | 9.5375 | 13.8617 | 750 | 580.9056 | 1.7745 | 750 | 586.642 | 1.7822 | 750 | 597.0391 | 1.7961 | 0 | 0 | 0 | 0 | 0 | 0 | 0 | 0 | 0 | 0 | 0 | 0 | 0 | 0 | 0 | 0 | 0 | 0 | 0 | 0 | 0 | 0 | 0 | 0 | 0 | 0 | 0 | 0 | 0 | 0 | 0 | 0 | 0 | 0 | 67144.2377 | 119150.1883 | 67144.2377 | 156381.8007 | 0 | 64958.2126 | 115767.8298 | 64958.2126 | 151444.3844 | 0 | 59787.5636 | 107381.5788 | 59787.5636 | 140280.9973 | 0 | 89.5257 | 86.611 | 79.7168 | 0.083569 | 0.083153 | 0.08274 | 81153.8438 | 561.4309 | 0 | 0 | 860.492 | 5.8549 | 78511.7058 | 543.1523 | 0 | 0 | 832.4768 | 5.6643 | 72262.2039 | 499.9176 | 0 | 0 | 766.212 | 5.2134 | 811538.4376 | 785117.0577 | 722622.0387 | 5614.3092 | 5431.5233 | 4999.1761 | 0 | 0 | 0 | 0 | 0 | 0 | 8604.9197 | 8324.768 | 7662.1196 | 81153.8438 | 11.5192 | 231927.7534 | 561.4309 | 1104.5833 | 1604.5009 | 0 | 0 | 0 | 0 | 0 | 0 | 860.492 | 1692.9688 | 2459.1807 | 5.8549 | 11.5192 | 16.7327
| 858 | Business | Campus/Education | HVAC | Gas | 02-473 | 02-473.05 | HVAC Control | [02-473]_Business_HVAC_Building Management System (BMS)_ADD_Gas_per ksf | No BMS | BMS | DEEMED | 419.3081 | 3.5535 | 0 | 0 | 0.047866 | 0 | 750 | 10 | 0.632 | 0.23 | 0.36 | 0.19 | 0.22 | 1 | 1 | Additions on Existing | 13.9421 | 0.17887 | 4193.0809 | 37.4914 | 0 | 0 | 53.7941 | 271.1562 | 283.2116 | 0 | 0 | 110.2186 | 3.7491 | 0 | 668.3355 | 316.1507 | 352.1848 | 2.114 | 268.3552 | 286.9607 | 0 | 0 | 112.6125 | 3.7491 | 0 | 671.6775 | 316.1507 | 355.5269 | 2.1245 | 266.5911 | 291.2449 | 0 | 0 | 115.6886 | 3.7491 | 0 | 677.2738 | 316.1507 | 361.1231 | 2.1423 | per ksf | 0.70793 | 1607.7115 | 0.005 | 0 | 0 | 0 | 0 | 0 | 0 | 0 | 0 | 0 | 0 | 0 | 0 | 0 | 0 | 0 | 0 | 0 | 0 | 0 | 0 | 0 | 0 | 0 | 0 | 0 | 0 | 0 | 0 | 0 | 0 | 0 | 0 | 0 | 0 | 0 | 0 | 0 | 0 | 0 | 0 | 0 | 0 | 0 | 0 | 0 | 0 | 0 | 0 | 0 | 0 | 0 | 0 | 0 | 0 | 0 | 0 | 0 | 0 | 0 | 0 | 0 | 0 | 0 | 0 | 0 | 0 | 0 | 0 | 5516.5103 | 11661.7806 | 5516.5103 | 14665.141 | 7570.2338 | 5357.5715 | 11382.4226 | 5357.5715 | 14259.4928 | 7352.1242 | 4988.2711 | 10686.124 | 4988.2711 | 13361.5351 | 6845.3382 | 17.449 | 16.9463 | 15.7781 | 0.010799 | 0.010746 | 0.010692 | 7316.5035 | 62.0049 | 0 | 0 | 88.9671 | 0.52786 | 7105.7043 | 60.2185 | 0 | 0 | 86.4038 | 0.51265 | 6615.9042 | 56.0676 | 0 | 0 | 80.4479 | 0.47731 | 73165.0354 | 71057.0426 | 66159.0417 | 620.0494 | 602.1849 | 560.676 | 0 | 0 | 0 | 0 | 0 | 0 | 889.6708 | 864.0381 | 804.4795 | 7316.5035 | 1.0405 | 21038.112 | 62.0049 | 122.2234 | 178.291 | 0 | 0 | 0 | 0 | 0 | 0 | 88.9671 | 175.3709 | 255.8188 | 0.52786 | 1.0405 | 1.5178 | 1 | 1 | 1 | 1 | 1 | 1 | 1 | 562.5 | 105.8355 | 1.1882 | 562.5 | 109.1775 | 1.1941 | 562.5 | 114.7738 | 1.204 | 0 | 0 | 0 | 0 | 0 | 0 | 0 | 0 | 0 | 0 | 0 | 0 | 0 | 0 | 0 | 0 | 0 | 0 | 0 | 0 | 0 | 0 | 0 | 0 | 0 | 0 | 0 | 0 | 0 | 0 | 0 | 0 | 0 | 0 | 51573.781 | 61277.4895 | 51573.781 | 77058.8175 | 17191.2603 | 49949.3073 | 59644.1374 | 49949.3073 | 74720.0467 | 16649.7691 | 46107.5453 | 55515.4314 | 46107.5453 | 69414.4466 | 15369.1818 | 91.6867 | 88.7988 | 81.969 | 0.056746 | 0.056463 | 0.056182 | 38444.9841 | 325.8085 | 0 | 0 | 467.4826 | 2.7737 | 37234.0419 | 315.5462 | 0 | 0 | 452.7578 | 2.6863 | 34370.2519 | 291.2765 | 0 | 0 | 417.9347 | 2.4797 | 384449.8407 | 372340.4186 | 343702.5187 | 3258.0851 | 3155.4617 | 2912.765 | 0 | 0 | 0 | 0 | 0 | 0 | 4674.826 | 4527.5781 | 4179.3475 | 38444.9841 | 5.4599 | 110049.2778 | 325.8085 | 641.3547 | 932.6312 | 0 | 0 | 0 | 0 | 0 | 0 | 467.4826 | 920.2404 | 1338.1752 | 2.7737 | 5.4599 | 7.9396 | 750 | -81.6645 | 0.89111 | 750 | -78.3225 | 0.89557 | 750 | -72.7262 | 0.90303 | 0 | 0 | 0 | 0 | 0 | 0 | 0 | 0 | 0 | 0 | 0 | 0 | 0 | 0 | 0 | 0 | 0 | 0 | 0 | 0 | 0 | 0 | 0 | 0 | 0 | 0 | 0 | 0 | 0 | 0 | 0 | 0 | 0 | 0 | 101270.135 | 90243.2329 | 101270.135 | 113484.3622 | 0 | 97973.0679 | 87741.7442 | 97973.0679 | 109919.7258 | 0 | 90174.449 | 81430.3831 | 90174.449 | 101817.5458 | 0 | 135.0268 | 130.6308 | 120.2326 | 0.083569 | 0.083153 | 0.08274 | 56617.849 | 479.8175 | 0 | 0 | 688.4607 | 4.0848 | 54774.5331 | 464.196 | 0 | 0 | 666.0463 | 3.9518 | 50414.5011 | 427.2462 | 0 | 0 | 613.0293 | 3.6372 | 566178.4899 | 547745.331 | 504145.0112 | 4798.1752 | 4641.9603 | 4272.462 | 0 | 0 | 0 | 0 | 0 | 0 | 6884.6066 | 6660.4634 | 6130.2931 | 56617.849 | 8.0365 | 161806.8832 | 479.8175 | 944.0135 | 1371.2597 | 0 | 0 | 0 | 0 | 0 | 0 | 688.4607 | 1354.507 | 1967.5363 | 4.0848 | 8.0365 | 11.6737
| 859 | Business | Warehouse | HVAC | Gas | 02-473 | 02-473.06 | HVAC Control | [02-473]_Business_HVAC_Building Management System (BMS)_ADD_Gas_per ksf | No BMS | BMS | DEEMED | 302.1287 | 2.8067 | 0 | 0 | 0.03449 | 0 | 750 | 10 | 0.632 | 0.23 | 0.36 | 0.19 | 0.22 | 1 | 1 | Additions on Existing | 18.1337 | 0.24824 | 3021.2871 | 29.6126 | 0 | 0 | 41.3594 | 195.3792 | 223.695 | 0 | 0 | 79.417 | 2.9613 | 0 | 501.4524 | 316.1507 | 185.3018 | 1.5861 | 193.361 | 226.6562 | 0 | 0 | 81.1419 | 2.9613 | 0 | 504.1203 | 316.1507 | 187.9697 | 1.5946 | 192.0899 | 230.0401 | 0 | 0 | 83.3584 | 2.9613 | 0 | 508.4496 | 316.1507 | 192.2989 | 1.6083 | per ksf | 0.25403 | 527.3591 | 0.005 | 0 | 0 | 0 | 0 | 0 | 0 | 0 | 0 | 0 | 0 | 0 | 0 | 0 | 0 | 0 | 0 | 0 | 0 | 0 | 0 | 0 | 0 | 0 | 0 | 0 | 0 | 0 | 0 | 0 | 0 | 0 | 0 | 0 | 0 | 0 | 0 | 0 | 0 | 0 | 0 | 0 | 0 | 0 | 0 | 0 | 0 | 0 | 0 | 0 | 0 | 0 | 0 | 0 | 0 | 0 | 0 | 0 | 0 | 0 | 0 | 0 | 0 | 0 | 0 | 0 | 0 | 0 | 0 | 3227.9078 | 5119.8443 | 3227.9078 | 6390.6859 | 4429.615 | 3131.0406 | 4992.6236 | 3131.0406 | 6207.3338 | 4296.6854 | 2908.8944 | 4678.2321 | 2908.8944 | 5804.3046 | 3991.8371 | 10.21 | 9.9036 | 9.201 | 0.019264 | 0.019169 | 0.019073 | 3084.7433 | 28.6568 | 0 | 0 | 40.0245 | 0.22255 | 2992.1723 | 27.7969 | 0 | 0 | 38.8234 | 0.21587 | 2779.8788 | 25.8247 | 0 | 0 | 36.0689 | 0.20056 | 30847.433 | 29921.7233 | 27798.7878 | 286.5683 | 277.9686 | 258.2468 | 0 | 0 | 0 | 0 | 0 | 0 | 400.2446 | 388.2335 | 360.6885 | 3084.7433 | 0.43843 | 8856.7944 | 28.6568 | 56.4537 | 82.2784 | 0 | 0 | 0 | 0 | 0 | 0 | 40.0245 | 78.8478 | 114.9167 | 0.22255 | 0.43843 | 0.63898 | 1 | 1 | 1 | 1 | 1 | 1 | 1 | 562.5 | -61.0476 | 0.89147 | 562.5 | -58.3797 | 0.89621 | 562.5 | -54.0504 | 0.90391 | 0 | 0 | 0 | 0 | 0 | 0 | 0 | 0 | 0 | 0 | 0 | 0 | 0 | 0 | 0 | 0 | 0 | 0 | 0 | 0 | 0 | 0 | 0 | 0 | 0 | 0 | 0 | 0 | 0 | 0 | 0 | 0 | 0 | 0 | 18211.4707 | 16234.997 | 18211.4707 | 20264.8283 | 6070.4902 | 17634.9049 | 15804.6476 | 17634.9049 | 19649.9335 | 5878.3016 | 16270.1151 | 14706.7259 | 16270.1151 | 18246.704 | 5423.3717 | 32.3759 | 31.3509 | 28.9246 | 0.061087 | 0.060783 | 0.060481 | 9781.7033 | 90.8707 | 0 | 0 | 126.9173 | 0.70571 | 9472.0196 | 87.9937 | 0 | 0 | 122.8992 | 0.68337 | 8738.9669 | 81.1838 | 0 | 0 | 113.3879 | 0.63048 | 97817.0334 | 94720.1963 | 87389.6687 | 908.7065 | 879.9374 | 811.8378 | 0 | 0 | 0 | 0 | 0 | 0 | 1269.1733 | 1228.9919 | 1133.8785 | 9781.7033 | 1.3891 | 27992.6898 | 90.8707 | 178.8644 | 260.0482 | 0 | 0 | 0 | 0 | 0 | 0 | 126.9173 | 249.8165 | 363.2044 | 0.70571 | 1.3891 | 2.0196 | 750 | -248.5476 | 0.6686 | 750 | -245.8797 | 0.67216 | 750 | -241.5504 | 0.67793 | 0 | 0 | 0 | 0 | 0 | 0 | 0 | 0 | 0 | 0 | 0 | 0 | 0 | 0 | 0 | 0 | 0 | 0 | 0 | 0 | 0 | 0 | 0 | 0 | 0 | 0 | 0 | 0 | 0 | 0 | 0 | 0 | 0 | 0 | 35356.8395 | 23639.6963 | 35356.8395 | 29507.5131 | 0 | 34205.7215 | 22991.7333 | 34205.7215 | 28585.644 | 0 | 31482.9591 | 21343.33 | 31482.9591 | 26480.7701 | 0 | 47.1425 | 45.6076 | 41.9773 | 0.088949 | 0.088506 | 0.088066 | 14243.0883 | 132.3163 | 0 | 0 | 184.8037 | 1.0276 | 13779.3739 | 128.0085 | 0 | 0 | 178.787 | 0.99413 | 12682.541 | 117.819 | 0 | 0 | 164.5556 | 0.915 | 142430.8832 | 137793.7393 | 126825.4101 | 1323.163 | 1280.0845 | 1178.1903 | 0 | 0 | 0 | 0 | 0 | 0 | 1848.0368 | 1787.87 | 1645.5562 | 14243.0883 | 2.0217 | 40705.0033 | 132.3163 | 260.3247 | 378.1438 | 0 | 0 | 0 | 0 | 0 | 0 | 184.8037 | 363.5907 | 528.1463 | 1.0276 | 2.0217 | 2.9367
| 860 | Business | Lodging | HVAC | Gas | 02-473 | 02-473.07 | HVAC Control | [02-473]_Business_HVAC_Building Management System (BMS)_ADD_Gas_per ksf | No BMS | BMS | DEEMED | 160.8156 | 2.1616 | 0 | 0 | 0.018358 | 0 | 750 | 10 | 0.632 | 0.23 | 0.36 | 0.19 | 0.22 | 1 | 1 | Additions on Existing | 25.8099 | 0.46637 | 1608.1563 | 22.8061 | 0 | 0 | 29.0587 | 103.9955 | 172.2786 | 0 | 0 | 42.2717 | 2.2806 | 0 | 320.8265 | 275.9281 | 44.8984 | 1.1627 | 102.9212 | 174.5592 | 0 | 0 | 43.1898 | 2.2806 | 0 | 322.9509 | 275.9281 | 47.0228 | 1.1704 | 102.2447 | 177.1653 | 0 | 0 | 44.3696 | 2.2806 | 0 | 326.0602 | 275.9281 | 50.1321 | 1.1817 | per ksf | 0.33528 | 961.2511 | 0.005 | 0 | 0 | 0 | 0 | 0 | 0 | 0 | 0 | 0 | 0 | 0 | 0 | 0 | 0 | 0 | 0 | 0 | 0 | 0 | 0 | 0 | 0 | 0 | 0 | 0 | 0 | 0 | 0 | 0 | 0 | 0 | 0 | 0 | 0 | 0 | 0 | 0 | 0 | 0 | 0 | 0 | 0 | 0 | 0 | 0 | 0 | 0 | 0 | 0 | 0 | 0 | 0 | 0 | 0 | 0 | 0 | 0 | 0 | 0 | 0 | 0 | 0 | 0 | 0 | 0 | 0 | 0 | 0 | 1311.4139 | 1524.804 | 1311.4139 | 1748.7682 | 2253.1395 | 1277.0483 | 1494.6791 | 1277.0483 | 1706.1786 | 2194.0961 | 1191.9229 | 1408.4781 | 1191.9229 | 1603.0241 | 2047.8422 | 4.7527 | 4.6282 | 4.3197 | 0.0049197 | 0.0048953 | 0.0048709 | 764.3145 | 10.2735 | 0 | 0 | 13.0901 | 0.055142 | 744.2857 | 10.0043 | 0 | 0 | 12.7471 | 0.053697 | 694.6731 | 9.3375 | 0 | 0 | 11.8974 | 0.050118 | 7643.1453 | 7442.8569 | 6946.7315 | 102.7354 | 100.0433 | 93.3746 | 0 | 0 | 0 | 0 | 0 | 0 | 130.9013 | 127.471 | 118.9741 | 764.3145 | 0.10884 | 2203.2734 | 10.2735 | 20.2779 | 29.6153 | 0 | 0 | 0 | 0 | 0 | 0 | 13.0901 | 25.8372 | 37.7346 | 0.055142 | 0.10884 | 0.15896 | 1 | 1 | 1 | 1 | 1 | 1 | 1 | 562.5 | -241.6735 | 0.57036 | 562.5 | -239.5491 | 0.57413 | 562.5 | -236.4398 | 0.57966 | 0 | 0 | 0 | 0 | 0 | 0 | 0 | 0 | 0 | 0 | 0 | 0 | 0 | 0 | 0 | 0 | 0 | 0 | 0 | 0 | 0 | 0 | 0 | 0 | 0 | 0 | 0 | 0 | 0 | 0 | 0 | 0 | 0 | 0 | 26955.5396 | 15374.3114 | 26955.5396 | 17632.4996 | 8985.1799 | 26113.6568 | 14992.7642 | 26113.6568 | 17114.2642 | 8704.5523 | 24127.7486 | 13985.9542 | 24127.7486 | 15917.7639 | 8042.5829 | 47.921 | 46.4243 | 42.8938 | 0.049605 | 0.049358 | 0.049112 | 7706.4391 | 103.5862 | 0 | 0 | 131.9853 | 0.55599 | 7465.7495 | 100.351 | 0 | 0 | 127.8631 | 0.53862 | 6897.9894 | 92.7194 | 0 | 0 | 118.1393 | 0.49766 | 77064.3913 | 74657.4952 | 68979.8939 | 1035.862 | 1003.5097 | 927.1941 | 0 | 0 | 0 | 0 | 0 | 0 | 1319.8529 | 1278.6309 | 1181.3928 | 7706.4391 | 1.0946 | 22070.178 | 103.5862 | 203.9372 | 296.6566 | 0 | 0 | 0 | 0 | 0 | 0 | 131.9853 | 259.8484 | 377.9877 | 0.55599 | 1.0946 | 1.5923 | 750 | -429.1735 | 0.42777 | 750 | -427.0491 | 0.4306 | 750 | -423.9398 | 0.43475 | 0 | 0 | 0 | 0 | 0 | 0 | 0 | 0 | 0 | 0 | 0 | 0 | 0 | 0 | 0 | 0 | 0 | 0 | 0 | 0 | 0 | 0 | 0 | 0 | 0 | 0 | 0 | 0 | 0 | 0 | 0 | 0 | 0 | 0 | 64447.1723 | 27568.4771 | 64447.1723 | 31617.7516 | 0 | 62348.956 | 26847.5382 | 62348.956 | 30646.5075 | 0 | 57386.0028 | 24948.391 | 57386.0028 | 28394.3871 | 0 | 85.9296 | 83.1319 | 76.5147 | 0.088949 | 0.088506 | 0.088066 | 13818.8166 | 185.7458 | 0 | 0 | 236.6697 | 0.99697 | 13368.9153 | 179.6984 | 0 | 0 | 228.9644 | 0.96452 | 12304.7547 | 165.3945 | 0 | 0 | 210.7389 | 0.88774 | 138188.1662 | 133689.1531 | 123047.5474 | 1857.458 | 1796.9844 | 1653.9451 | 0 | 0 | 0 | 0 | 0 | 0 | 2366.6969 | 2289.644 | 2107.3892 | 13818.8166 | 1.9615 | 39492.4867 | 185.7458 | 365.4442 | 530.8388 | 0 | 0 | 0 | 0 | 0 | 0 | 236.6697 | 465.6341 | 676.373 | 0.99697 | 1.9615 | 2.8492
| 861 | Business | Other Commercial | HVAC | Gas | 02-473 | 02-473.08 | HVAC Control | [02-473]_Business_HVAC_Building Management System (BMS)_ADD_Gas_per ksf | No BMS | BMS | DEEMED | 285.3277 | 5.0342 | 0 | 0 | 0.032572 | 0 | 750 | 10 | 0.632 | 0.23 | 0.36 | 0.19 | 0.22 | 1 | 1 | Additions on Existing | 11.6809 | 0.26286 | 2853.2769 | 53.1137 | 0 | 0 | 64.2073 | 184.5144 | 401.2234 | 0 | 0 | 75.0007 | 5.3114 | 0 | 666.0499 | 275.9281 | 390.1218 | 2.4139 | 182.6084 | 406.5348 | 0 | 0 | 76.6297 | 5.3114 | 0 | 671.0842 | 275.9281 | 395.1561 | 2.4321 | 181.408 | 412.6042 | 0 | 0 | 78.7229 | 5.3114 | 0 | 678.0464 | 275.9281 | 402.1183 | 2.4573 | per ksf | 0.029423 | 111.8092 | 0.005 | 0 | 0 | 0 | 0 | 0 | 0 | 0 | 0 | 0 | 0 | 0 | 0 | 0 | 0 | 0 | 0 | 0 | 0 | 0 | 0 | 0 | 0 | 0 | 0 | 0 | 0 | 0 | 0 | 0 | 0 | 0 | 0 | 0 | 0 | 0 | 0 | 0 | 0 | 0 | 0 | 0 | 0 | 0 | 0 | 0 | 0 | 0 | 0 | 0 | 0 | 0 | 0 | 0 | 0 | 0 | 0 | 0 | 0 | 0 | 0 | 0 | 0 | 0 | 0 | 0 | 0 | 0 | 0 | 540.887 | 1305.6219 | 540.887 | 1442.5734 | 929.2978 | 525.5998 | 1278.3104 | 525.5998 | 1405.3354 | 903.0328 | 489.2522 | 1202.2541 | 489.2522 | 1317.2083 | 840.5839 | 1.9602 | 1.9048 | 1.7731 | 0.017445 | 0.017358 | 0.017272 | 559.3126 | 9.8683 | 0 | 0 | 11.9294 | 0.040352 | 543.5046 | 9.5894 | 0 | 0 | 11.5923 | 0.039212 | 505.9188 | 8.9262 | 0 | 0 | 10.7906 | 0.0365 | 5593.1259 | 5435.0458 | 5059.1875 | 98.6829 | 95.8938 | 89.2623 | 0 | 0 | 0 | 0 | 0 | 0 | 119.2942 | 115.9225 | 107.906 | 559.3126 | 0.079564 | 1608.7359 | 9.8683 | 19.4577 | 28.3839 | 0 | 0 | 0 | 0 | 0 | 0 | 11.9294 | 23.5217 | 34.3123 | 0.040352 | 0.079564 | 0.11606 | 1 | 1 | 1 | 1 | 1 | 1 | 1 | 562.5 | 103.5499 | 1.1841 | 562.5 | 108.5842 | 1.193 | 562.5 | 115.5464 | 1.2054 | 0 | 0 | 0 | 0 | 0 | 0 | 0 | 0 | 0 | 0 | 0 | 0 | 0 | 0 | 0 | 0 | 0 | 0 | 0 | 0 | 0 | 0 | 0 | 0 | 0 | 0 | 0 | 0 | 0 | 0 | 0 | 0 | 0 | 0 | 4033.8722 | 4776.4624 | 4033.8722 | 5277.4833 | 1344.6241 | 3906.5885 | 4660.7109 | 3906.5885 | 5123.8432 | 1302.1962 | 3603.3903 | 4343.5838 | 3603.3903 | 4758.8979 | 1201.1301 | 7.1713 | 6.945 | 6.406 | 0.06382 | 0.063502 | 0.063186 | 2046.1786 | 36.102 | 0 | 0 | 43.6424 | 0.14762 | 1981.614 | 34.9628 | 0 | 0 | 42.2653 | 0.14297 | 1827.8169 | 32.2493 | 0 | 0 | 38.985 | 0.13187 | 20461.786 | 19816.14 | 18278.1695 | 361.0196 | 349.6281 | 322.4928 | 0 | 0 | 0 | 0 | 0 | 0 | 436.4236 | 422.6528 | 389.8499 | 2046.1786 | 0.29059 | 5855.6095 | 36.102 | 71.0648 | 103.3141 | 0 | 0 | 0 | 0 | 0 | 0 | 43.6424 | 85.9076 | 124.8926 | 0.14762 | 0.29059 | 0.42246 | 750 | -83.9501 | 0.88807 | 750 | -78.9158 | 0.89478 | 750 | -71.9536 | 0.90406 | 0 | 0 | 0 | 0 | 0 | 0 | 0 | 0 | 0 | 0 | 0 | 0 | 0 | 0 | 0 | 0 | 0 | 0 | 0 | 0 | 0 | 0 | 0 | 0 | 0 | 0 | 0 | 0 | 0 | 0 | 0 | 0 | 0 | 0 | 7496.2563 | 6657.1741 | 7496.2563 | 7355.4698 | 0 | 7252.1995 | 6489.1156 | 7252.1995 | 7133.9355 | 0 | 6674.9272 | 6034.5474 | 6674.9272 | 6611.5439 | 0 | 9.995 | 9.6696 | 8.8999 | 0.088949 | 0.088506 | 0.088066 | 2851.8527 | 50.317 | 0 | 0 | 60.8264 | 0.20575 | 2759.0045 | 48.6788 | 0 | 0 | 58.846 | 0.19905 | 2539.3888 | 44.804 | 0 | 0 | 54.1619 | 0.18321 | 28518.5268 | 27590.0448 | 25393.8877 | 503.1696 | 486.7878 | 448.0397 | 0 | 0 | 0 | 0 | 0 | 0 | 608.2636 | 588.4602 | 541.619 | 2851.8527 | 0.4048 | 8150.2459 | 50.317 | 98.9957 | 143.7997 | 0 | 0 | 0 | 0 | 0 | 0 | 60.8264 | 119.6724 | 173.8343 | 0.20575 | 0.4048 | 0.58801
| 862 | Business | Food Sales | HVAC | Gas | 02-473 | 02-473.09 | HVAC Control | [02-473]_Business_HVAC_Building Management System (BMS)_ADD_Gas_per ksf | No BMS | BMS | DEEMED | 2519.7863 | 15.059 | 0 | 0 | 0.28765 | 0 | 750 | 10 | 0.632 | 0.23 | 0.36 | 0.19 | 0.22 | 1 | 1 | Additions on Existing | 2.92 | 0.029764 | 25197.8629 | 158.881 | 0 | 0 | 256.8502 | 1629.4834 | 1200.1938 | 0 | 0 | 662.3467 | 15.8881 | 0 | 3507.912 | 275.9281 | 3231.9839 | 12.7131 | 1612.6514 | 1216.0818 | 0 | 0 | 676.7324 | 15.8881 | 0 | 3521.3537 | 275.9281 | 3245.4256 | 12.7619 | 1602.0503 | 1234.2375 | 0 | 0 | 695.2178 | 15.8881 | 0 | 3547.3937 | 275.9281 | 3271.4656 | 12.8562 | per ksf | 0.045557 | 81.8204 | 0.005 | 0 | 0 | 0 | 0 | 0 | 0 | 0 | 0 | 0 | 0 | 0 | 0 | 0 | 0 | 0 | 0 | 0 | 0 | 0 | 0 | 0 | 0 | 0 | 0 | 0 | 0 | 0 | 0 | 0 | 0 | 0 | 0 | 0 | 0 | 0 | 0 | 0 | 0 | 0 | 0 | 0 | 0 | 0 | 0 | 0 | 0 | 0 | 0 | 0 | 0 | 0 | 0 | 0 | 0 | 0 | 0 | 0 | 0 | 0 | 0 | 0 | 0 | 0 | 0 | 0 | 0 | 0 | 0 | 1131.6294 | 14386.5606 | 1131.6294 | 18796.1344 | 1944.2518 | 1095.71 | 13983.29 | 1095.71 | 18208.7453 | 1882.5388 | 1011.8614 | 13008.7188 | 1011.8614 | 16917.9026 | 1738.4786 | 4.1012 | 3.971 | 3.6671 | 0.049875 | 0.049627 | 0.04938 | 10334.0843 | 61.7596 | 0 | 0 | 99.8419 | 0.74556 | 10006.0673 | 59.7993 | 0 | 0 | 96.6728 | 0.7219 | 9240.3589 | 55.2232 | 0 | 0 | 89.275 | 0.66666 | 103340.8429 | 100060.6729 | 92403.5894 | 617.5962 | 597.9929 | 552.2319 | 0 | 0 | 0 | 0 | 0 | 0 | 998.4189 | 966.7278 | 892.7495 | 10334.0843 | 1.4675 | 29580.5105 | 61.7596 | 121.5589 | 176.7821 | 0 | 0 | 0 | 0 | 0 | 0 | 99.8419 | 196.5147 | 285.7896 | 0.74556 | 1.4675 | 2.1341 | 1 | 1 | 1 | 1 | 1 | 1 | 1 | 562.5 | 2945.412 | 6.2363 | 562.5 | 2958.8537 | 6.2602 | 562.5 | 2984.8937 | 6.3065 | 0 | 0 | 0 | 0 | 0 | 0 | 0 | 0 | 0 | 0 | 0 | 0 | 0 | 0 | 0 | 0 | 0 | 0 | 0 | 0 | 0 | 0 | 0 | 0 | 0 | 0 | 0 | 0 | 0 | 0 | 0 | 0 | 0 | 0 | 3587.1477 | 22370.4858 | 3587.1477 | 29227.1843 | 1195.7159 | 3471.0125 | 21729.1784 | 3471.0125 | 28295.278 | 1157.0042 | 3196.6099 | 20159.3489 | 3196.6099 | 26217.3322 | 1065.5366 | 6.3772 | 6.1707 | 5.6829 | 0.077553 | 0.077167 | 0.076783 | 16069.0587 | 96.0336 | 0 | 0 | 155.2499 | 1.1593 | 15548.8174 | 92.9244 | 0 | 0 | 150.2236 | 1.1218 | 14319.5977 | 85.5783 | 0 | 0 | 138.3476 | 1.0331 | 160690.5867 | 155488.1736 | 143195.9773 | 960.3357 | 929.2445 | 855.7826 | 0 | 0 | 0 | 0 | 0 | 0 | 1552.4986 | 1502.2359 | 1383.4759 | 16069.0587 | 2.2811 | 45937.4738 | 96.0336 | 188.958 | 274.5363 | 0 | 0 | 0 | 0 | 0 | 0 | 155.2499 | 305.4734 | 443.821 | 1.1593 | 2.2811 | 3.3142 | 750 | 2757.912 | 4.6772 | 750 | 2771.3537 | 4.6951 | 750 | 2797.3937 | 4.7299 | 0 | 0 | 0 | 0 | 0 | 0 | 0 | 0 | 0 | 0 | 0 | 0 | 0 | 0 | 0 | 0 | 0 | 0 | 0 | 0 | 0 | 0 | 0 | 0 | 0 | 0 | 0 | 0 | 0 | 0 | 0 | 0 | 0 | 0 | 5153.8867 | 24105.8413 | 5153.8867 | 31494.4375 | 0 | 4986.0909 | 23410.3861 | 4986.0909 | 30484.5111 | 0 | 4589.1999 | 21706.2653 | 4589.1999 | 28229.1045 | 0 | 6.8718 | 6.6481 | 6.1189 | 0.083569 | 0.083153 | 0.08274 | 17315.5908 | 103.4832 | 0 | 0 | 167.2931 | 1.2493 | 16751.8445 | 100.1141 | 0 | 0 | 161.8465 | 1.2086 | 15418.404 | 92.1451 | 0 | 0 | 148.9636 | 1.1124 | 173155.9079 | 167518.4448 | 154184.0404 | 1034.8322 | 1001.141 | 921.4506 | 0 | 0 | 0 | 0 | 0 | 0 | 1672.9312 | 1618.4654 | 1489.6361 | 17315.5908 | 2.4578 | 49485.8393 | 103.4832 | 203.5973 | 295.7424 | 0 | 0 | 0 | 0 | 0 | 0 | 167.2931 | 329.1397 | 478.1033 | 1.2493 | 2.4578 | 3.5702
| 863 | Business | Manufacturing/Industrial | HVAC | Gas | 02-473 | 02-473.10 | HVAC Control | [02-473]_Business_HVAC_Building Management System (BMS)_ADD_Gas_per ksf | No BMS | BMS | DEEMED | 1416.5639 | 19.538 | 0 | 0 | 0.16171 | 0 | 750 | 10 | 0.632 | 0.23 | 0.36 | 0.19 | 0.22 | 1 | 1 | Additions on Existing | 2.8712 | 0.052945 | 14165.6392 | 206.1373 | 0 | 0 | 261.2133 | 916.0568 | 1557.1703 | 0 | 0 | 372.3556 | 20.6137 | 0 | 2866.1964 | 316.1507 | 2550.0458 | 9.0659 | 906.5943 | 1577.784 | 0 | 0 | 380.4429 | 20.6137 | 0 | 2885.4348 | 316.1507 | 2569.2842 | 9.1268 | 900.6346 | 1601.3397 | 0 | 0 | 390.8349 | 20.6137 | 0 | 2913.4229 | 316.1507 | 2597.2723 | 9.2153 | per ksf | 0.58074 | 2406.0122 | 0.005 | 0 | 0 | 0 | 0 | 0 | 0 | 0 | 0 | 0 | 0 | 0 | 0 | 0 | 0 | 0 | 0 | 0 | 0 | 0 | 0 | 0 | 0 | 0 | 0 | 0 | 0 | 0 | 0 | 0 | 0 | 0 | 0 | 0 | 0 | 0 | 0 | 0 | 0 | 0 | 0 | 0 | 0 | 0 | 0 | 0 | 0 | 0 | 0 | 0 | 0 | 0 | 0 | 0 | 0 | 0 | 0 | 0 | 0 | 0 | 0 | 0 | 0 | 0 | 0 | 0 | 0 | 0 | 0 | 49024.787 | 444454.7771 | 49024.787 | 534573.2509 | 67276.0643 | 47470.1404 | 433249.1284 | 47470.1404 | 518810.2319 | 65142.6433 | 43783.9757 | 403482.4463 | 43783.9757 | 481795.084 | 60084.1685 | 155.0678 | 150.1504 | 138.4909 | 0.064129 | 0.06381 | 0.063493 | 219663.4529 | 3029.7215 | 0 | 0 | 3839.206 | 15.8479 | 212697.6081 | 2933.6447 | 0 | 0 | 3717.4593 | 15.3453 | 196181.1539 | 2705.8405 | 0 | 0 | 3428.7901 | 14.1537 | 2196634.5288 | 2126976.081 | 1961811.539 | 30297.215 | 29336.4467 | 27058.4047 | 0 | 0 | 0 | 0 | 0 | 0 | 38392.0604 | 37174.5928 | 34287.9009 | 219663.4529 | 31.1932 | 628542.2149 | 3029.7215 | 5963.3662 | 8669.2066 | 0 | 0 | 0 | 0 | 0 | 0 | 3839.206 | 7556.6653 | 10985.4554 | 15.8479 | 31.1932 | 45.3469 | 1 | 1 | 1 | 1 | 1 | 1 | 1 | 562.5 | 2303.6964 | 5.0955 | 562.5 | 2322.9348 | 5.1297 | 562.5 | 2350.9229 | 5.1794 | 0 | 0 | 0 | 0 | 0 | 0 | 0 | 0 | 0 | 0 | 0 | 0 | 0 | 0 | 0 | 0 | 0 | 0 | 0 | 0 | 0 | 0 | 0 | 0 | 0 | 0 | 0 | 0 | 0 | 0 | 0 | 0 | 0 | 0 | 111392.9586 | 567598.3969 | 111392.9586 | 682685.6992 | 37130.9862 | 107794.7721 | 552950.7342 | 107794.7721 | 662151.3578 | 35931.5907 | 99276.0976 | 514192.4637 | 99276.0976 | 613993.0088 | 33092.0325 | 198.0319 | 191.6352 | 176.4908 | 0.081898 | 0.08149 | 0.081085 | 280524.8816 | 3869.1565 | 0 | 0 | 4902.9222 | 20.2388 | 271463.4395 | 3744.176 | 0 | 0 | 4744.5493 | 19.585 | 250010.5563 | 3448.2858 | 0 | 0 | 4369.6028 | 18.0373 | 2805248.8158 | 2714634.3951 | 2500105.5628 | 38691.5645 | 37441.7596 | 34482.8577 | 0 | 0 | 0 | 0 | 0 | 0 | 49029.222 | 47445.4928 | 43696.0279 | 280524.8816 | 39.8238 | 801998.8774 | 3869.1565 | 7613.3324 | 11061.6182 | 0 | 0 | 0 | 0 | 0 | 0 | 4902.9222 | 9647.4715 | 14017.0743 | 20.2388 | 39.8238 | 57.8611 | 750 | 2116.1964 | 3.8216 | 750 | 2135.4348 | 3.8472 | 750 | 2163.4229 | 3.8846 | 0 | 0 | 0 | 0 | 0 | 0 | 0 | 0 | 0 | 0 | 0 | 0 | 0 | 0 | 0 | 0 | 0 | 0 | 0 | 0 | 0 | 0 | 0 | 0 | 0 | 0 | 0 | 0 | 0 | 0 | 0 | 0 | 0 | 0 | 161311.3218 | 616466.5759 | 161311.3218 | 741462.4807 | 0 | 156059.4846 | 600399.2933 | 156059.4846 | 718970.3941 | 0 | 143637.2091 | 557967.9211 | 143637.2091 | 666264.9238 | 0 | 215.0818 | 208.0793 | 191.5163 | 0.088949 | 0.088506 | 0.088066 | 304677.0642 | 4202.2769 | 0 | 0 | 5325.0462 | 21.9813 | 294757.6468 | 4065.4627 | 0 | 0 | 5151.6778 | 21.2656 | 271295.0503 | 3741.8534 | 0 | 0 | 4741.6062 | 19.5729 | 3046770.642 | 2947576.4683 | 2712950.5035 | 42022.769 | 40654.6273 | 37418.5344 | 0 | 0 | 0 | 0 | 0 | 0 | 53250.4615 | 51516.7782 | 47416.0622 | 304677.0642 | 43.2469 | 870729.7614 | 4202.2769 | 8267.7396 | 12009.5931 | 0 | 0 | 0 | 0 | 0 | 0 | 5325.0462 | 10476.724 | 15218.3302 | 21.9813 | 43.2469 | 62.8198
| 864 | Business | Office | HVAC | Electric | 02-174 | 02-174.01 | Misc Cooling | [02-174]_Business_HVAC_Chiller, Air Cooled_ROB_Electric_per ton | EER 12.5 | EER 13.75 | ENGINEER | 68.1466 | 0 | 0 | 0 | 0.087273 | 0 | 127 | 23 | 0.444 | 0.068 | 0.07 | 0.404 | 0.458 | 1 | 1 | Replace on Burnout | 20.8404 | 0.081027 | 1567.3722 | 0 | 0 | 0 | 6.0939 | 78.9707 | 0 | 0 | 0 | 182.5918 | 0 | 0 | 261.5625 | 53.1285 | 208.434 | 4.9232 | 80.138 | 0 | 0 | 0 | 183.9188 | 0 | 0 | 264.0567 | 53.1285 | 210.9282 | 4.9702 | 81.6665 | 0 | 0 | 0 | 182.5746 | 0 | 0 | 264.2411 | 53.1285 | 211.1126 | 4.9736 | per ton | 0 | 0 | 0.005 | 0 | 0 | 0 | 0 | 0 | 0 | 0 | 0 | 0 | 0 | 0 | 0 | 0 | 0 | 0 | 0 | 0 | 0 | 0 | 0 | 0 | 0 | 0 | 0 | 0 | 0 | 0 | 0 | 0 | 0 | 0 | 0 | 0 | 0 | 0 | 0 | 0 | 0 | 0 | 0 | 0 | 0 | 0 | 0 | 0 | 0 | 0 | 0 | 0 | 0 | 0 | 0 | 0 | 0 | 0 | 0 | 0 | 0 | 0 | 0 | 0 | 0 | 0 | 0 | 0 | 0 | 0 | 0 | 0 | 0 | 0 | 0 | 0 | 0 | 0 | 0 | 0 | 0 | 0 | 0 | 0 | 0 | 0 | 0 | 0 | 0 | #NUM! | #NUM! | #NUM! | 0 | 0 | 0 | 0 | 0 | 0 | 0 | 0 | 0 | 0 | 0 | 0 | 0 | 0 | 0 | 0 | 0 | 0 | 0 | 0 | 0 | 0 | 0 | 0 | 0 | 0 | 0 | 0 | 0 | 0 | 0 | 0 | 0 | 0 | 0 | 0 | 0 | 0 | 0 | 0 | 0 | 0 | 0 | 0 | 0 | 0 | 0 | 0 | 0 | 0 | 0 | 1 | 1 | 1 | 1 | 1 | 1 | 1 | 95.25 | 166.3125 | 2.7461 | 95.25 | 168.8067 | 2.7722 | 95.25 | 168.9911 | 2.7742 | 0 | 0 | 0 | 0 | 0 | 0 | 0 | 0 | 0 | 0 | 0 | 0 | 0 | 0 | 0 | 0 | 0 | 0 | 0 | 0 | 0 | 0 | 0 | 0 | 0 | 0 | 0 | 0 | 0 | 0 | 0 | 0 | 0 | 0 | 0 | 0 | 0 | 0 | 0 | 0 | 0 | 0 | 0 | 0 | 0 | 0 | 0 | 0 | 0 | 0 | 0 | 0 | #NUM! | #NUM! | #NUM! | 0 | 0 | 0 | 0 | 0 | 0 | 0 | 0 | 0 | 0 | 0 | 0 | 0 | 0 | 0 | 0 | 0 | 0 | 0 | 0 | 0 | 0 | 0 | 0 | 0 | 0 | 0 | 0 | 0 | 0 | 0 | 0 | 0 | 0 | 0 | 0 | 0 | 0 | 0 | 0 | 0 | 0 | 0 | 0 | 0 | 0 | 0 | 0 | 0 | 0 | 0 | 127 | 134.5625 | 2.0595 | 127 | 137.0567 | 2.0792 | 127 | 137.2411 | 2.0806 | 0 | 0 | 0 | 0 | 0 | 0 | 0 | 0 | 0 | 0 | 0 | 0 | 0 | 0 | 0 | 0 | 0 | 0 | 0 | 0 | 0 | 0 | 0 | 0 | 0 | 0 | 0 | 0 | 0 | 0 | 0 | 0 | 0 | 0 | 0 | 0 | 0 | 0 | 0 | 0 | 0 | 0 | 0 | 0 | 0 | 0 | 0 | 0 | 0 | 0 | 0 | 0 | #NUM! | #NUM! | #NUM! | 0 | 0 | 0 | 0 | 0 | 0 | 0 | 0 | 0 | 0 | 0 | 0 | 0 | 0 | 0 | 0 | 0 | 0 | 0 | 0 | 0 | 0 | 0 | 0 | 0 | 0 | 0 | 0 | 0 | 0 | 0 | 0 | 0 | 0 | 0 | 0 | 0 | 0 | 0 | 0 | 0 | 0 | 0 | 0 | 0 | 0 | 0 | 0 | 0 | 0 | 0
| 865 | Business | Retail | HVAC | Electric | 02-174 | 02-174.02 | Misc Cooling | [02-174]_Business_HVAC_Chiller, Air Cooled_ROB_Electric_per ton | EER 12.5 | EER 13.75 | ENGINEER | 68.1466 | 0 | 0 | 0 | 0.087273 | 0 | 127 | 23 | 0.444 | 0.068 | 0.07 | 0.404 | 0.458 | 1 | 1 | Replace on Burnout | 20.8404 | 0.081027 | 1567.3722 | 0 | 0 | 0 | 6.0939 | 78.9707 | 0 | 0 | 0 | 182.5918 | 0 | 0 | 261.5625 | 53.1285 | 208.434 | 4.9232 | 80.138 | 0 | 0 | 0 | 183.9188 | 0 | 0 | 264.0567 | 53.1285 | 210.9282 | 4.9702 | 81.6665 | 0 | 0 | 0 | 182.5746 | 0 | 0 | 264.2411 | 53.1285 | 211.1126 | 4.9736 | per ton | 0.21707 | 1860.036 | 0.005 | 5538.6492 | 0 | 0 | 0 | 20.4105 | 3.1494 | 5566.3424 | 0 | 0 | 0 | 3.1651 | 5594.1741 | 0 | 0 | 0 | 3.1809 | 5538.6492 | 11104.9916 | 16699.1658 | 0 | 0 | 0 | 0 | 0 | 0 | 0 | 0 | 0 | 20.4105 | 40.9231 | 61.5383 | 3.1494 | 6.3144 | 9.4954 | 5538.6492 | 0 | 0 | 0 | 20.4105 | 3.1494 | 5566.3424 | 0 | 0 | 0 | 3.1651 | 5594.1741 | 0 | 0 | 0 | 3.1809 | 5538.6492 | 6.3144 | 16699.1658 | 0 | 0 | 0 | 0 | 0 | 0 | 0 | 0 | 0 | 20.4105 | 40.9231 | 61.5383 | 3.1494 | 6.3144 | 9.4954 | 590.5387 | 2907.3432 | 590.5387 | 2479.5385 | 821.1032 | 605.1981 | 3007.9264 | 605.1981 | 2575.4918 | 841.486 | 621.382 | 3090.5192 | 621.382 | 2684.2845 | 863.9887 | 11.1153 | 11.3912 | 11.6958 | 0.0059461 | 0.0059165 | 0.0058871 | 757.4694 | 0 | 0 | 0 | 2.7914 | 0.43071 | 776.2726 | 0 | 0 | 0 | 2.8607 | 0.4414 | 797.0314 | 0 | 0 | 0 | 2.9372 | 0.4532 | 17421.7964 | 17854.2705 | 18331.7225 | 0 | 0 | 0 | 0 | 0 | 0 | 0 | 0 | 0 | 64.2013 | 65.795 | 67.5545 | 757.4694 | 0.87211 | 2330.7735 | 0 | 0 | 0 | 0 | 0 | 0 | 0 | 0 | 0 | 2.7914 | 5.652 | 8.5892 | 0.43071 | 0.87211 | 1.3253 | 1 | 1 | 1 | 1 | 1 | 1 | 1 | 95.25 | 166.3125 | 2.7461 | 95.25 | 168.8067 | 2.7722 | 95.25 | 168.9911 | 2.7742 | 5538.6492 | 0 | 0 | 0 | 20.4105 | 3.1494 | 5566.3424 | 0 | 0 | 0 | 3.1651 | 5594.1741 | 0 | 0 | 0 | 3.1809 | 5538.6492 | 6.3144 | 16699.1658 | 0 | 0 | 0 | 0 | 0 | 0 | 0 | 0 | 0 | 20.4105 | 40.9231 | 61.5383 | 3.1494 | 6.3144 | 9.4954 | 3996.3961 | 10974.3558 | 3996.3961 | 9359.5202 | 1332.132 | 4035.77 | 11188.1592 | 4035.77 | 9579.6935 | 1345.2567 | 4077.6114 | 11312.0457 | 4077.6114 | 9825.1286 | 1359.2038 | 41.9569 | 42.3703 | 42.8096 | 0.022445 | 0.022333 | 0.022222 | 2859.2217 | 0 | 0 | 0 | 10.5366 | 1.6258 | 2887.3918 | 0 | 0 | 0 | 10.6404 | 1.6418 | 2917.3272 | 0 | 0 | 0 | 10.7507 | 1.6588 | 65762.0998 | 66410.0104 | 67098.5252 | 0 | 0 | 0 | 0 | 0 | 0 | 0 | 0 | 0 | 242.3407 | 244.7284 | 247.2656 | 2859.2217 | 3.2676 | 8663.9407 | 0 | 0 | 0 | 0 | 0 | 0 | 0 | 0 | 0 | 10.5366 | 21.1769 | 31.9276 | 1.6258 | 3.2676 | 4.9264 | 127 | 134.5625 | 2.0595 | 127 | 137.0567 | 2.0792 | 127 | 137.2411 | 2.0806 | 5538.6492 | 0 | 0 | 0 | 20.4105 | 3.1494 | 5566.3424 | 0 | 0 | 0 | 3.1651 | 5594.1741 | 0 | 0 | 0 | 3.1809 | 5538.6492 | 6.3144 | 16699.1658 | 0 | 0 | 0 | 0 | 0 | 0 | 0 | 0 | 0 | 20.4105 | 40.9231 | 61.5383 | 3.1494 | 6.3144 | 9.4954 | 7741.4899 | 15943.9646 | 7741.4899 | 13597.8696 | 0 | 7780.1973 | 16176.4832 | 7780.1973 | 13850.871 | 0 | 7819.0983 | 16268.7153 | 7819.0983 | 14130.2665 | 0 | 60.9566 | 61.2614 | 61.5677 | 0.032609 | 0.032446 | 0.032285 | 4153.9869 | 0 | 0 | 0 | 15.3079 | 2.362 | 4174.7568 | 0 | 0 | 0 | 15.3844 | 2.3738 | 4195.6306 | 0 | 0 | 0 | 15.4614 | 2.3857 | 95541.6985 | 96019.407 | 96499.504 | 0 | 0 | 0 | 0 | 0 | 0 | 0 | 0 | 0 | 352.0819 | 353.8423 | 355.6115 | 4153.9869 | 4.7358 | 12524.3743 | 0 | 0 | 0 | 0 | 0 | 0 | 0 | 0 | 0 | 15.3079 | 30.6924 | 46.1537 | 2.362 | 4.7358 | 7.1215
| 866 | Business | Food Service | HVAC | Electric | 02-174 | 02-174.03 | Misc Cooling | [02-174]_Business_HVAC_Chiller, Air Cooled_ROB_Electric_per ton | EER 12.5 | EER 13.75 | ENGINEER | 68.1466 | 0 | 0 | 0 | 0.087273 | 0 | 127 | 23 | 0.444 | 0.068 | 0.07 | 0.404 | 0.458 | 1 | 1 | Replace on Burnout | 20.8404 | 0.081027 | 1567.3722 | 0 | 0 | 0 | 6.0939 | 78.9707 | 0 | 0 | 0 | 182.5918 | 0 | 0 | 313.875 | 53.1285 | 260.7465 | 5.9078 | 80.138 | 0 | 0 | 0 | 183.9188 | 0 | 0 | 316.8681 | 53.1285 | 263.7396 | 5.9642 | 81.6665 | 0 | 0 | 0 | 182.5746 | 0 | 0 | 317.0893 | 53.1285 | 263.9608 | 5.9683 | per ton | 0.050921 | 81.6259 | 0.005 | 243.0585 | 0 | 0 | 0 | 0.8957 | 0.13821 | 244.2738 | 0 | 0 | 0 | 0.1389 | 245.4951 | 0 | 0 | 0 | 0.13959 | 243.0585 | 487.3322 | 732.8274 | 0 | 0 | 0 | 0 | 0 | 0 | 0 | 0 | 0 | 0.8957 | 1.7959 | 2.7006 | 0.13821 | 0.2771 | 0.4167 | 243.0585 | 0 | 0 | 0 | 0.8957 | 0.13821 | 244.2738 | 0 | 0 | 0 | 0.1389 | 245.4951 | 0 | 0 | 0 | 0.13959 | 243.0585 | 0.2771 | 732.8274 | 0 | 0 | 0 | 0 | 0 | 0 | 0 | 0 | 0 | 0.8957 | 1.7959 | 2.7006 | 0.13821 | 0.2771 | 0.4167 | 32.9713 | 194.7895 | 32.9713 | 165.0429 | 45.8443 | 33.7147 | 201.0809 | 33.7147 | 171.0613 | 46.878 | 34.5434 | 206.1667 | 34.5434 | 177.9566 | 48.0301 | 0.6206 | 0.63459 | 0.65019 | 0.0075651 | 0.0075275 | 0.00749 | 42.2915 | 0 | 0 | 0 | 0.15585 | 0.024048 | 43.2451 | 0 | 0 | 0 | 0.15936 | 0.02459 | 44.3079 | 0 | 0 | 0 | 0.16328 | 0.025194 | 972.7045 | 994.6366 | 1019.082 | 0 | 0 | 0 | 0 | 0 | 0 | 0 | 0 | 0 | 3.5845 | 3.6653 | 3.7554 | 42.2915 | 0.048637 | 129.8445 | 0 | 0 | 0 | 0 | 0 | 0 | 0 | 0 | 0 | 0.15585 | 0.31521 | 0.47849 | 0.024048 | 0.048637 | 0.073831 | 1 | 1 | 1 | 1 | 1 | 1 | 1 | 95.25 | 218.625 | 3.2953 | 95.25 | 221.6181 | 3.3267 | 95.25 | 221.8393 | 3.329 | 243.0585 | 0 | 0 | 0 | 0.8957 | 0.13821 | 244.2738 | 0 | 0 | 0 | 0.1389 | 245.4951 | 0 | 0 | 0 | 0.13959 | 243.0585 | 0.2771 | 732.8274 | 0 | 0 | 0 | 0 | 0 | 0 | 0 | 0 | 0 | 0.8957 | 1.7959 | 2.7006 | 0.13821 | 0.2771 | 0.4167 | 185.9385 | 612.7187 | 185.9385 | 519.1495 | 61.9795 | 187.6377 | 624.2143 | 187.6377 | 531.0246 | 62.5459 | 189.4439 | 630.6626 | 189.4439 | 544.368 | 63.148 | 1.9521 | 1.97 | 1.9889 | 0.023796 | 0.023678 | 0.02356 | 133.0297 | 0 | 0 | 0 | 0.49023 | 0.075643 | 134.2454 | 0 | 0 | 0 | 0.49471 | 0.076334 | 135.5376 | 0 | 0 | 0 | 0.49947 | 0.077069 | 3059.6835 | 3087.6449 | 3117.3651 | 0 | 0 | 0 | 0 | 0 | 0 | 0 | 0 | 0 | 11.2753 | 11.3783 | 11.4878 | 133.0297 | 0.15198 | 402.8128 | 0 | 0 | 0 | 0 | 0 | 0 | 0 | 0 | 0 | 0.49023 | 0.98494 | 1.4844 | 0.075643 | 0.15198 | 0.22904 | 127 | 186.875 | 2.4715 | 127 | 189.8681 | 2.495 | 127 | 190.0893 | 2.4968 | 243.0585 | 0 | 0 | 0 | 0.8957 | 0.13821 | 244.2738 | 0 | 0 | 0 | 0.1389 | 245.4951 | 0 | 0 | 0 | 0.13959 | 243.0585 | 0.2771 | 732.8274 | 0 | 0 | 0 | 0 | 0 | 0 | 0 | 0 | 0 | 0.8957 | 1.7959 | 2.7006 | 0.13821 | 0.2771 | 0.4167 | 339.7281 | 839.6233 | 339.7281 | 711.4032 | 0 | 341.4267 | 851.8679 | 341.4267 | 724.6915 | 0 | 343.1339 | 856.7249 | 343.1339 | 739.4978 | 0 | 2.675 | 2.6884 | 2.7018 | 0.032609 | 0.032446 | 0.032285 | 182.2939 | 0 | 0 | 0 | 0.67177 | 0.10365 | 183.2053 | 0 | 0 | 0 | 0.67513 | 0.10417 | 184.1213 | 0 | 0 | 0 | 0.67851 | 0.10469 | 4192.7586 | 4213.7224 | 4234.791 | 0 | 0 | 0 | 0 | 0 | 0 | 0 | 0 | 0 | 15.4508 | 15.528 | 15.6057 | 182.2939 | 0.20783 | 549.6205 | 0 | 0 | 0 | 0 | 0 | 0 | 0 | 0 | 0 | 0.67177 | 1.3469 | 2.0254 | 0.10365 | 0.20783 | 0.31252
| 867 | Business | Healthcare/Hospitals | HVAC | Electric | 02-174 | 02-174.04 | Misc Cooling | [02-174]_Business_HVAC_Chiller, Air Cooled_ROB_Electric_per ton | EER 12.5 | EER 13.75 | ENGINEER | 68.1466 | 0 | 0 | 0 | 0.087273 | 0 | 127 | 23 | 0.444 | 0.068 | 0.07 | 0.404 | 0.458 | 1 | 1 | Replace on Burnout | 20.8404 | 0.081027 | 1567.3722 | 0 | 0 | 0 | 6.0939 | 78.9707 | 0 | 0 | 0 | 182.5918 | 0 | 0 | 261.5625 | 43.6686 | 217.8939 | 5.9897 | 80.138 | 0 | 0 | 0 | 183.9188 | 0 | 0 | 264.0567 | 43.6686 | 220.3881 | 6.0468 | 81.6665 | 0 | 0 | 0 | 182.5746 | 0 | 0 | 264.2411 | 43.6686 | 220.5724 | 6.0511 | per ton | 4.1807 | 11354.7754 | 0.005 | 33811.2375 | 0 | 0 | 0 | 124.5982 | 19.2255 | 33980.2937 | 0 | 0 | 0 | 19.3217 | 34150.1952 | 0 | 0 | 0 | 19.4183 | 33811.2375 | 67791.5313 | 101941.7264 | 0 | 0 | 0 | 0 | 0 | 0 | 0 | 0 | 0 | 124.5982 | 249.8194 | 375.6667 | 19.2255 | 38.5472 | 57.9654 | 33811.2375 | 0 | 0 | 0 | 124.5982 | 19.2255 | 33980.2937 | 0 | 0 | 0 | 19.3217 | 34150.1952 | 0 | 0 | 0 | 19.4183 | 33811.2375 | 38.5472 | 101941.7264 | 0 | 0 | 0 | 0 | 0 | 0 | 0 | 0 | 0 | 124.5982 | 249.8194 | 375.6667 | 19.2255 | 38.5472 | 57.9654 | 1766.4709 | 10580.6529 | 1766.4709 | 8977.8637 | 3370.8974 | 1817.5038 | 10990.1354 | 1817.5038 | 9362.1732 | 3468.2818 | 1875.0518 | 11346.0337 | 1875.0518 | 9803.9907 | 3578.0987 | 40.4517 | 41.6204 | 42.9382 | 0.0035448 | 0.0035272 | 0.0035096 | 2756.6477 | 0 | 0 | 0 | 10.1586 | 1.5675 | 2836.2866 | 0 | 0 | 0 | 10.452 | 1.6128 | 2926.0925 | 0 | 0 | 0 | 10.783 | 1.6638 | 63402.8974 | 65234.5926 | 67300.1283 | 0 | 0 | 0 | 0 | 0 | 0 | 0 | 0 | 0 | 233.6468 | 240.3968 | 248.0085 | 2756.6477 | 3.1802 | 8519.0269 | 0 | 0 | 0 | 0 | 0 | 0 | 0 | 0 | 0 | 10.1586 | 20.6106 | 31.3936 | 1.5675 | 3.1802 | 4.844 | 1 | 1 | 1 | 1 | 1 | 1 | 1 | 95.25 | 166.3125 | 2.7461 | 95.25 | 168.8067 | 2.7722 | 95.25 | 168.9911 | 2.7742 | 33811.2375 | 0 | 0 | 0 | 124.5982 | 19.2255 | 33980.2937 | 0 | 0 | 0 | 19.3217 | 34150.1952 | 0 | 0 | 0 | 19.4183 | 33811.2375 | 38.5472 | 101941.7264 | 0 | 0 | 0 | 0 | 0 | 0 | 0 | 0 | 0 | 124.5982 | 249.8194 | 375.6667 | 19.2255 | 38.5472 | 57.9654 | 24351.1048 | 66869.6696 | 24351.1048 | 56740.0505 | 8117.0349 | 24592.1964 | 68175.6915 | 24592.1964 | 58076.8666 | 8197.3988 | 24846.0156 | 68927.428 | 24846.0156 | 59559.4794 | 8282.0052 | 255.6546 | 258.1858 | 260.8506 | 0.022403 | 0.022292 | 0.022181 | 17421.9987 | 0 | 0 | 0 | 64.202 | 9.9064 | 17594.4877 | 0 | 0 | 0 | 64.8377 | 10.0045 | 17776.0826 | 0 | 0 | 0 | 65.5069 | 10.1077 | 400705.9702 | 404673.2162 | 408849.9004 | 0 | 0 | 0 | 0 | 0 | 0 | 0 | 0 | 0 | 1476.6466 | 1491.2663 | 1506.6579 | 17421.9987 | 19.9108 | 52792.569 | 0 | 0 | 0 | 0 | 0 | 0 | 0 | 0 | 0 | 64.202 | 129.0397 | 194.5466 | 9.9064 | 19.9108 | 30.0186 | 127 | 134.5625 | 2.0595 | 127 | 137.0567 | 2.0792 | 127 | 137.2411 | 2.0806 | 33811.2375 | 0 | 0 | 0 | 124.5982 | 19.2255 | 33980.2937 | 0 | 0 | 0 | 19.3217 | 34150.1952 | 0 | 0 | 0 | 19.4183 | 33811.2375 | 38.5472 | 101941.7264 | 0 | 0 | 0 | 0 | 0 | 0 | 0 | 0 | 0 | 124.5982 | 249.8194 | 375.6667 | 19.2255 | 38.5472 | 57.9654 | 47258.6988 | 97331.5256 | 47258.6988 | 82587.4527 | 0 | 47494.9923 | 98750.9582 | 47494.9923 | 84123.0371 | 0 | 47732.4672 | 99313.9984 | 47732.4672 | 85816.2013 | 0 | 372.1157 | 373.9763 | 375.8462 | 0.032609 | 0.032446 | 0.032285 | 25358.4282 | 0 | 0 | 0 | 93.4487 | 14.4191 | 25485.2203 | 0 | 0 | 0 | 93.9159 | 14.4912 | 25612.6464 | 0 | 0 | 0 | 94.3855 | 14.5637 | 583243.8475 | 586160.0667 | 589090.8671 | 0 | 0 | 0 | 0 | 0 | 0 | 0 | 0 | 0 | 2149.3192 | 2160.0658 | 2170.8661 | 25358.4282 | 28.9104 | 76456.2948 | 0 | 0 | 0 | 0 | 0 | 0 | 0 | 0 | 0 | 93.4487 | 187.3646 | 281.75 | 14.4191 | 28.9104 | 43.4741
| 868 | Business | Campus/Education | HVAC | Electric | 02-174 | 02-174.05 | Misc Cooling | [02-174]_Business_HVAC_Chiller, Air Cooled_ROB_Electric_per ton | EER 12.5 | EER 13.75 | ENGINEER | 68.1466 | 0 | 0 | 0 | 0.087273 | 0 | 127 | 23 | 0.444 | 0.068 | 0.07 | 0.404 | 0.458 | 1 | 1 | Replace on Burnout | 20.8404 | 0.081027 | 1567.3722 | 0 | 0 | 0 | 6.0939 | 78.9707 | 0 | 0 | 0 | 182.5918 | 0 | 0 | 261.5625 | 43.6686 | 217.8939 | 5.9897 | 80.138 | 0 | 0 | 0 | 183.9188 | 0 | 0 | 264.0567 | 43.6686 | 220.3881 | 6.0468 | 81.6665 | 0 | 0 | 0 | 182.5746 | 0 | 0 | 264.2411 | 43.6686 | 220.5724 | 6.0511 | per ton | 3.4251 | 7778.3716 | 0.005 | 23161.7412 | 0 | 0 | 0 | 85.3536 | 13.1701 | 23277.5499 | 0 | 0 | 0 | 13.2359 | 23393.9377 | 0 | 0 | 0 | 13.3021 | 23161.7412 | 46439.2911 | 69833.2288 | 0 | 0 | 0 | 0 | 0 | 0 | 0 | 0 | 0 | 85.3536 | 171.134 | 257.3433 | 13.1701 | 26.406 | 39.7081 | 23161.7412 | 0 | 0 | 0 | 85.3536 | 13.1701 | 23277.5499 | 0 | 0 | 0 | 13.2359 | 23393.9377 | 0 | 0 | 0 | 13.3021 | 23161.7412 | 26.406 | 69833.2288 | 0 | 0 | 0 | 0 | 0 | 0 | 0 | 0 | 0 | 85.3536 | 171.134 | 257.3433 | 13.1701 | 26.406 | 39.7081 | 1191.7596 | 7138.2973 | 1191.7596 | 6004.852 | 2274.1949 | 1226.566 | 7416.8352 | 1226.566 | 6264.237 | 2340.6149 | 1265.8321 | 7659.6144 | 1265.8321 | 6563.6242 | 2415.5451 | 27.291 | 28.088 | 28.9872 | 0.0034911 | 0.0034737 | 0.0034565 | 1859.7879 | 0 | 0 | 0 | 6.8535 | 1.0575 | 1914.1048 | 0 | 0 | 0 | 7.0537 | 1.0884 | 1975.3811 | 0 | 0 | 0 | 7.2795 | 1.1232 | 42775.1227 | 44024.4096 | 45433.7651 | 0 | 0 | 0 | 0 | 0 | 0 | 0 | 0 | 0 | 157.6311 | 162.2349 | 167.4285 | 1859.7879 | 2.1459 | 5749.2738 | 0 | 0 | 0 | 0 | 0 | 0 | 0 | 0 | 0 | 6.8535 | 13.9072 | 21.1867 | 1.0575 | 2.1459 | 3.2691 | 1 | 1 | 1 | 1 | 1 | 1 | 1 | 95.25 | 166.3125 | 2.7461 | 95.25 | 168.8067 | 2.7722 | 95.25 | 168.9911 | 2.7742 | 23161.7412 | 0 | 0 | 0 | 85.3536 | 13.1701 | 23277.5499 | 0 | 0 | 0 | 13.2359 | 23393.9377 | 0 | 0 | 0 | 13.3021 | 23161.7412 | 26.406 | 69833.2288 | 0 | 0 | 0 | 0 | 0 | 0 | 0 | 0 | 0 | 85.3536 | 171.134 | 257.3433 | 13.1701 | 26.406 | 39.7081 | 16628.982 | 45664.2334 | 16628.982 | 38413.4972 | 5542.994 | 16794.1223 | 46557.4884 | 16794.1223 | 39322.3165 | 5598.0408 | 16970.6524 | 47079.7186 | 16970.6524 | 40343.2296 | 5656.8841 | 174.5825 | 176.3162 | 178.1696 | 0.022333 | 0.022222 | 0.022111 | 11897.2057 | 0 | 0 | 0 | 43.8425 | 6.7649 | 12015.3553 | 0 | 0 | 0 | 44.2779 | 6.8321 | 12141.6538 | 0 | 0 | 0 | 44.7434 | 6.9039 | 273635.7312 | 276353.1717 | 279258.0369 | 0 | 0 | 0 | 0 | 0 | 0 | 0 | 0 | 0 | 1008.3785 | 1018.3925 | 1029.0973 | 11897.2057 | 13.597 | 36054.2148 | 0 | 0 | 0 | 0 | 0 | 0 | 0 | 0 | 0 | 43.8425 | 88.1205 | 132.8638 | 6.7649 | 13.597 | 20.5009 | 127 | 134.5625 | 2.0595 | 127 | 137.0567 | 2.0792 | 127 | 137.2411 | 2.0806 | 23161.7412 | 0 | 0 | 0 | 85.3536 | 13.1701 | 23277.5499 | 0 | 0 | 0 | 13.2359 | 23393.9377 | 0 | 0 | 0 | 13.3021 | 23161.7412 | 26.406 | 69833.2288 | 0 | 0 | 0 | 0 | 0 | 0 | 0 | 0 | 0 | 85.3536 | 171.134 | 257.3433 | 13.1701 | 26.406 | 39.7081 | 32373.6672 | 66675.099 | 32373.6672 | 56088.1797 | 0 | 32535.5355 | 67647.4541 | 32535.5355 | 57134.8389 | 0 | 32698.2132 | 68033.154 | 32698.2132 | 58298.5038 | 0 | 254.9108 | 256.1853 | 257.4662 | 0.032609 | 0.032446 | 0.032285 | 17371.3059 | 0 | 0 | 0 | 64.0152 | 9.8776 | 17458.1624 | 0 | 0 | 0 | 64.3353 | 9.9269 | 17545.4533 | 0 | 0 | 0 | 64.657 | 9.9766 | 399540.0361 | 401537.7363 | 403545.4249 | 0 | 0 | 0 | 0 | 0 | 0 | 0 | 0 | 0 | 1472.35 | 1479.7117 | 1487.1103 | 17371.3059 | 19.8045 | 52374.9216 | 0 | 0 | 0 | 0 | 0 | 0 | 0 | 0 | 0 | 64.0152 | 128.3505 | 193.0075 | 9.8776 | 19.8045 | 29.7811
| 869 | Business | Warehouse | HVAC | Electric | 02-174 | 02-174.06 | Misc Cooling | [02-174]_Business_HVAC_Chiller, Air Cooled_ROB_Electric_per ton | EER 12.5 | EER 13.75 | ENGINEER | 68.1466 | 0 | 0 | 0 | 0.087273 | 0 | 127 | 23 | 0.444 | 0.068 | 0.07 | 0.404 | 0.458 | 1 | 1 | Replace on Burnout | 20.8404 | 0.081027 | 1567.3722 | 0 | 0 | 0 | 6.0939 | 78.9707 | 0 | 0 | 0 | 182.5918 | 0 | 0 | 261.5625 | 53.1285 | 208.434 | 4.9232 | 80.138 | 0 | 0 | 0 | 183.9188 | 0 | 0 | 264.0567 | 53.1285 | 210.9282 | 4.9702 | 81.6665 | 0 | 0 | 0 | 182.5746 | 0 | 0 | 264.2411 | 53.1285 | 211.1126 | 4.9736 | per ton | 0.65148 | 1352.4726 | 0.005 | 4027.2723 | 0 | 0 | 0 | 14.841 | 2.29 | 4047.4087 | 0 | 0 | 0 | 2.3014 | 4067.6457 | 0 | 0 | 0 | 2.3129 | 4027.2723 | 8074.681 | 12142.3267 | 0 | 0 | 0 | 0 | 0 | 0 | 0 | 0 | 0 | 14.841 | 29.7561 | 44.7458 | 2.29 | 4.5914 | 6.9043 | 4027.2723 | 0 | 0 | 0 | 14.841 | 2.29 | 4047.4087 | 0 | 0 | 0 | 2.3014 | 4067.6457 | 0 | 0 | 0 | 2.3129 | 4027.2723 | 4.5914 | 12142.3267 | 0 | 0 | 0 | 0 | 0 | 0 | 0 | 0 | 0 | 14.841 | 29.7561 | 44.7458 | 2.29 | 4.5914 | 6.9043 | 876.4623 | 4315.004 | 876.4623 | 3664.1878 | 1218.6602 | 891.7194 | 4431.981 | 891.7194 | 3778.5898 | 1239.8741 | 908.276 | 4517.4213 | 908.276 | 3907.3878 | 1262.8949 | 16.497 | 16.7842 | 17.0958 | 0.012137 | 0.012077 | 0.012017 | 1124.2166 | 0 | 0 | 0 | 4.1429 | 0.63924 | 1143.7865 | 0 | 0 | 0 | 4.215 | 0.65037 | 1165.0232 | 0 | 0 | 0 | 4.2932 | 0.66245 | 25856.9821 | 26307.0892 | 26795.5342 | 0 | 0 | 0 | 0 | 0 | 0 | 0 | 0 | 0 | 95.2859 | 96.9446 | 98.7446 | 1124.2166 | 1.2896 | 3433.0263 | 0 | 0 | 0 | 0 | 0 | 0 | 0 | 0 | 0 | 4.1429 | 8.3578 | 12.6511 | 0.63924 | 1.2896 | 1.9521 | 1 | 1 | 1 | 1 | 1 | 1 | 1 | 95.25 | 166.3125 | 2.7461 | 95.25 | 168.8067 | 2.7722 | 95.25 | 168.9911 | 2.7742 | 4027.2723 | 0 | 0 | 0 | 14.841 | 2.29 | 4047.4087 | 0 | 0 | 0 | 2.3014 | 4067.6457 | 0 | 0 | 0 | 2.3129 | 4027.2723 | 4.5914 | 12142.3267 | 0 | 0 | 0 | 0 | 0 | 0 | 0 | 0 | 0 | 14.841 | 29.7561 | 44.7458 | 2.29 | 4.5914 | 6.9043 | 3463.0121 | 9509.6496 | 3463.0121 | 8075.3443 | 1154.3374 | 3491.6065 | 9679.6026 | 3491.6065 | 8252.5732 | 1163.8688 | 3521.6578 | 9769.728 | 3521.6578 | 8450.4219 | 1173.8859 | 36.3571 | 36.6573 | 36.9728 | 0.026748 | 0.026615 | 0.026483 | 2477.6121 | 0 | 0 | 0 | 9.1303 | 1.4088 | 2498.07 | 0 | 0 | 0 | 9.2057 | 1.4204 | 2519.5702 | 0 | 0 | 0 | 9.2849 | 1.4327 | 56985.0787 | 57455.6094 | 57950.1143 | 0 | 0 | 0 | 0 | 0 | 0 | 0 | 0 | 0 | 209.9964 | 211.7304 | 213.5527 | 2477.6121 | 2.8292 | 7495.2523 | 0 | 0 | 0 | 0 | 0 | 0 | 0 | 0 | 0 | 9.1303 | 18.3359 | 27.6208 | 1.4088 | 2.8292 | 4.2619 | 127 | 134.5625 | 2.0595 | 127 | 137.0567 | 2.0792 | 127 | 137.2411 | 2.0806 | 4027.2723 | 0 | 0 | 0 | 14.841 | 2.29 | 4047.4087 | 0 | 0 | 0 | 2.3014 | 4067.6457 | 0 | 0 | 0 | 2.3129 | 4027.2723 | 4.5914 | 12142.3267 | 0 | 0 | 0 | 0 | 0 | 0 | 0 | 0 | 0 | 14.841 | 29.7561 | 44.7458 | 2.29 | 4.5914 | 6.9043 | 6004.2727 | 12366.0837 | 6004.2727 | 10500.9529 | 0 | 6034.2941 | 12546.4243 | 6034.2941 | 10696.7496 | 0 | 6064.4656 | 12617.9592 | 6064.4656 | 10914.0274 | 0 | 47.2777 | 47.5141 | 47.7517 | 0.034783 | 0.03461 | 0.034437 | 3221.8178 | 0 | 0 | 0 | 11.8728 | 1.832 | 3237.9269 | 0 | 0 | 0 | 11.9321 | 1.8411 | 3254.1166 | 0 | 0 | 0 | 11.9918 | 1.8503 | 74101.8104 | 74472.3194 | 74844.681 | 0 | 0 | 0 | 0 | 0 | 0 | 0 | 0 | 0 | 273.0735 | 274.4389 | 275.8111 | 3221.8178 | 3.6731 | 9713.8613 | 0 | 0 | 0 | 0 | 0 | 0 | 0 | 0 | 0 | 11.8728 | 23.8049 | 35.7967 | 1.832 | 3.6731 | 5.5234
| 870 | Business | Lodging | HVAC | Electric | 02-174 | 02-174.07 | Misc Cooling | [02-174]_Business_HVAC_Chiller, Air Cooled_ROB_Electric_per ton | EER 12.5 | EER 13.75 | ENGINEER | 68.1466 | 0 | 0 | 0 | 0.087273 | 0 | 127 | 23 | 0.444 | 0.068 | 0.07 | 0.404 | 0.458 | 1 | 1 | Replace on Burnout | 20.8404 | 0.081027 | 1567.3722 | 0 | 0 | 0 | 6.0939 | 78.9707 | 0 | 0 | 0 | 182.5918 | 0 | 0 | 261.5625 | 43.6686 | 217.8939 | 5.9897 | 80.138 | 0 | 0 | 0 | 183.9188 | 0 | 0 | 264.0567 | 43.6686 | 220.3881 | 6.0468 | 81.6665 | 0 | 0 | 0 | 182.5746 | 0 | 0 | 264.2411 | 43.6686 | 220.5724 | 6.0511 | per ton | 1.8596 | 5331.4037 | 0.005 | 15875.3783 | 0 | 0 | 0 | 58.5026 | 9.027 | 15954.7552 | 0 | 0 | 0 | 9.0721 | 16034.529 | 0 | 0 | 0 | 9.1175 | 15875.3783 | 31830.1336 | 47864.6626 | 0 | 0 | 0 | 0 | 0 | 0 | 0 | 0 | 0 | 58.5026 | 117.2976 | 176.3867 | 9.027 | 18.099 | 27.2165 | 15875.3783 | 0 | 0 | 0 | 58.5026 | 9.027 | 15954.7552 | 0 | 0 | 0 | 9.0721 | 16034.529 | 0 | 0 | 0 | 9.1175 | 15875.3783 | 18.099 | 47864.6626 | 0 | 0 | 0 | 0 | 0 | 0 | 0 | 0 | 0 | 58.5026 | 117.2976 | 176.3867 | 9.027 | 18.099 | 27.2165 | 2005.6503 | 12013.2688 | 2005.6503 | 10041.6284 | 3827.3154 | 2047.5314 | 12381.0728 | 2047.5314 | 10391.2002 | 3907.2357 | 2095.8614 | 12682.1637 | 2095.8614 | 10801.1048 | 3999.4623 | 45.9289 | 46.8879 | 47.9947 | 0.0085719 | 0.0085293 | 0.0084868 | 3129.8966 | 0 | 0 | 0 | 11.534 | 1.7797 | 3195.2537 | 0 | 0 | 0 | 11.7749 | 1.8169 | 3270.6746 | 0 | 0 | 0 | 12.0528 | 1.8598 | 71987.6225 | 73490.8359 | 75225.5166 | 0 | 0 | 0 | 0 | 0 | 0 | 0 | 0 | 0 | 265.2825 | 270.822 | 277.2145 | 3129.8966 | 3.5966 | 9595.825 | 0 | 0 | 0 | 0 | 0 | 0 | 0 | 0 | 0 | 11.534 | 23.3089 | 35.3617 | 1.7797 | 3.5966 | 5.4563 | 1 | 1 | 1 | 1 | 1 | 1 | 1 | 95.25 | 166.3125 | 2.7461 | 95.25 | 168.8067 | 2.7722 | 95.25 | 168.9911 | 2.7742 | 15875.3783 | 0 | 0 | 0 | 58.5026 | 9.027 | 15954.7552 | 0 | 0 | 0 | 9.0721 | 16034.529 | 0 | 0 | 0 | 9.1175 | 15875.3783 | 18.099 | 47864.6626 | 0 | 0 | 0 | 0 | 0 | 0 | 0 | 0 | 0 | 58.5026 | 117.2976 | 176.3867 | 9.027 | 18.099 | 27.2165 | 13598.6338 | 37342.7061 | 13598.6338 | 31213.9504 | 4532.8779 | 13711.754 | 38012.3961 | 13711.754 | 31903.085 | 4570.5847 | 13831.2235 | 38370.3641 | 13831.2235 | 32679.1495 | 4610.4078 | 142.7678 | 143.9554 | 145.2097 | 0.026645 | 0.026513 | 0.026381 | 9729.143 | 0 | 0 | 0 | 35.853 | 5.5321 | 9810.0748 | 0 | 0 | 0 | 36.1512 | 5.5781 | 9895.5493 | 0 | 0 | 0 | 36.4662 | 5.6267 | 223770.2886 | 225631.7209 | 227597.6341 | 0 | 0 | 0 | 0 | 0 | 0 | 0 | 0 | 0 | 824.6187 | 831.4783 | 838.7229 | 9729.143 | 11.1103 | 29434.7671 | 0 | 0 | 0 | 0 | 0 | 0 | 0 | 0 | 0 | 35.853 | 72.0042 | 108.4704 | 5.5321 | 11.1103 | 16.737 | 127 | 134.5625 | 2.0595 | 127 | 137.0567 | 2.0792 | 127 | 137.2411 | 2.0806 | 15875.3783 | 0 | 0 | 0 | 58.5026 | 9.027 | 15954.7552 | 0 | 0 | 0 | 9.0721 | 16034.529 | 0 | 0 | 0 | 9.1175 | 15875.3783 | 18.099 | 47864.6626 | 0 | 0 | 0 | 0 | 0 | 0 | 0 | 0 | 0 | 58.5026 | 117.2976 | 176.3867 | 9.027 | 18.099 | 27.2165 | 23668.6507 | 48746.7057 | 23668.6507 | 40746.3039 | 0 | 23786.994 | 49457.6024 | 23786.994 | 41508.8302 | 0 | 23905.9289 | 49739.5908 | 23905.9289 | 42362.0562 | 0 | 186.3673 | 187.2992 | 188.2357 | 0.034783 | 0.03461 | 0.034437 | 12700.3027 | 0 | 0 | 0 | 46.802 | 7.2216 | 12763.8042 | 0 | 0 | 0 | 47.0361 | 7.2577 | 12827.6232 | 0 | 0 | 0 | 47.2712 | 7.294 | 292106.9613 | 293567.4961 | 295035.3336 | 0 | 0 | 0 | 0 | 0 | 0 | 0 | 0 | 0 | 1076.447 | 1081.8292 | 1087.2384 | 12700.3027 | 14.4792 | 38291.73 | 0 | 0 | 0 | 0 | 0 | 0 | 0 | 0 | 0 | 46.802 | 93.8381 | 141.1093 | 7.2216 | 14.4792 | 21.7732
| 871 | Business | Other Commercial | HVAC | Electric | 02-174 | 02-174.08 | Misc Cooling | [02-174]_Business_HVAC_Chiller, Air Cooled_ROB_Electric_per ton | EER 12.5 | EER 13.75 | ENGINEER | 68.1466 | 0 | 0 | 0 | 0.087273 | 0 | 127 | 23 | 0.444 | 0.068 | 0.07 | 0.404 | 0.458 | 1 | 1 | Replace on Burnout | 20.8404 | 0.081027 | 1567.3722 | 0 | 0 | 0 | 6.0939 | 78.9707 | 0 | 0 | 0 | 182.5918 | 0 | 0 | 261.5625 | 53.1285 | 208.434 | 4.9232 | 80.138 | 0 | 0 | 0 | 183.9188 | 0 | 0 | 264.0567 | 53.1285 | 210.9282 | 4.9702 | 81.6665 | 0 | 0 | 0 | 182.5746 | 0 | 0 | 264.2411 | 53.1285 | 211.1126 | 4.9736 | per ton | 0.32557 | 1237.1675 | 0.005 | 3683.9271 | 0 | 0 | 0 | 13.5757 | 2.0947 | 3702.3467 | 0 | 0 | 0 | 2.1052 | 3720.8584 | 0 | 0 | 0 | 2.1157 | 3683.9271 | 7386.2737 | 11107.1322 | 0 | 0 | 0 | 0 | 0 | 0 | 0 | 0 | 0 | 13.5757 | 27.2192 | 40.931 | 2.0947 | 4.1999 | 6.3157 | 3683.9271 | 0 | 0 | 0 | 13.5757 | 2.0947 | 3702.3467 | 0 | 0 | 0 | 2.1052 | 3720.8584 | 0 | 0 | 0 | 2.1157 | 3683.9271 | 4.1999 | 11107.1322 | 0 | 0 | 0 | 0 | 0 | 0 | 0 | 0 | 0 | 13.5757 | 27.2192 | 40.931 | 2.0947 | 4.1999 | 6.3157 | 801.4965 | 3945.9319 | 801.4965 | 3349.697 | 1114.4254 | 815.4547 | 4052.9338 | 815.4547 | 3454.3736 | 1133.8333 | 830.602 | 4131.1002 | 830.602 | 3572.3971 | 1154.8946 | 15.086 | 15.3487 | 15.6338 | 0.012133 | 0.012073 | 0.012013 | 1028.0598 | 0 | 0 | 0 | 3.7885 | 0.58457 | 1045.9636 | 0 | 0 | 0 | 3.8545 | 0.59475 | 1065.3927 | 0 | 0 | 0 | 3.9261 | 0.6058 | 23645.3756 | 24057.1637 | 24504.0319 | 0 | 0 | 0 | 0 | 0 | 0 | 0 | 0 | 0 | 87.1359 | 88.6534 | 90.3001 | 1028.0598 | 1.1793 | 3139.4161 | 0 | 0 | 0 | 0 | 0 | 0 | 0 | 0 | 0 | 3.7885 | 7.643 | 11.5691 | 0.58457 | 1.1793 | 1.7851 | 1 | 1 | 1 | 1 | 1 | 1 | 1 | 95.25 | 166.3125 | 2.7461 | 95.25 | 168.8067 | 2.7722 | 95.25 | 168.9911 | 2.7742 | 3683.9271 | 0 | 0 | 0 | 13.5757 | 2.0947 | 3702.3467 | 0 | 0 | 0 | 2.1052 | 3720.8584 | 0 | 0 | 0 | 2.1157 | 3683.9271 | 4.1999 | 11107.1322 | 0 | 0 | 0 | 0 | 0 | 0 | 0 | 0 | 0 | 13.5757 | 27.2192 | 40.931 | 2.0947 | 4.1999 | 6.3157 | 3167.445 | 8698.0038 | 3167.445 | 7383.7255 | 1055.815 | 3193.607 | 8853.4739 | 3193.607 | 7545.9426 | 1064.5357 | 3221.208 | 8936.2247 | 3221.208 | 7727.6614 | 1073.736 | 33.254 | 33.5287 | 33.8185 | 0.026745 | 0.026612 | 0.02648 | 2266.1486 | 0 | 0 | 0 | 8.351 | 1.2886 | 2284.8663 | 0 | 0 | 0 | 8.42 | 1.2992 | 2304.6133 | 0 | 0 | 0 | 8.4928 | 1.3104 | 52121.4188 | 52551.9239 | 53006.1066 | 0 | 0 | 0 | 0 | 0 | 0 | 0 | 0 | 0 | 192.0733 | 193.6598 | 195.3335 | 2266.1486 | 2.5878 | 6855.6282 | 0 | 0 | 0 | 0 | 0 | 0 | 0 | 0 | 0 | 8.351 | 16.771 | 25.2638 | 1.2886 | 2.5878 | 3.8982 | 127 | 134.5625 | 2.0595 | 127 | 137.0567 | 2.0792 | 127 | 137.2411 | 2.0806 | 3683.9271 | 0 | 0 | 0 | 13.5757 | 2.0947 | 3702.3467 | 0 | 0 | 0 | 2.1052 | 3720.8584 | 0 | 0 | 0 | 2.1157 | 3683.9271 | 4.1999 | 11107.1322 | 0 | 0 | 0 | 0 | 0 | 0 | 0 | 0 | 0 | 13.5757 | 27.2192 | 40.931 | 2.0947 | 4.1999 | 6.3157 | 5492.3783 | 11311.8128 | 5492.3783 | 9602.5849 | 0 | 5519.8401 | 11476.7784 | 5519.8401 | 9781.8226 | 0 | 5547.4393 | 11542.2146 | 5547.4393 | 9981.209 | 0 | 43.2471 | 43.4633 | 43.6806 | 0.034783 | 0.03461 | 0.034437 | 2947.1416 | 0 | 0 | 0 | 10.8605 | 1.6758 | 2961.8774 | 0 | 0 | 0 | 10.9149 | 1.6842 | 2976.6867 | 0 | 0 | 0 | 10.9694 | 1.6926 | 67784.2578 | 68123.1791 | 68463.795 | 0 | 0 | 0 | 0 | 0 | 0 | 0 | 0 | 0 | 249.7926 | 251.0416 | 252.2968 | 2947.1416 | 3.3599 | 8885.7057 | 0 | 0 | 0 | 0 | 0 | 0 | 0 | 0 | 0 | 10.8605 | 21.7754 | 32.7448 | 1.6758 | 3.3599 | 5.0525
| 872 | Business | Food Sales | HVAC | Electric | 02-174 | 02-174.09 | Misc Cooling | [02-174]_Business_HVAC_Chiller, Air Cooled_ROB_Electric_per ton | EER 12.5 | EER 13.75 | ENGINEER | 68.1466 | 0 | 0 | 0 | 0.087273 | 0 | 127 | 23 | 0.444 | 0.068 | 0.07 | 0.404 | 0.458 | 1 | 1 | Replace on Burnout | 20.8404 | 0.081027 | 1567.3722 | 0 | 0 | 0 | 6.0939 | 78.9707 | 0 | 0 | 0 | 182.5918 | 0 | 0 | 261.5625 | 43.6686 | 217.8939 | 5.9897 | 80.138 | 0 | 0 | 0 | 183.9188 | 0 | 0 | 264.0567 | 43.6686 | 220.3881 | 6.0468 | 81.6665 | 0 | 0 | 0 | 182.5746 | 0 | 0 | 264.2411 | 43.6686 | 220.5724 | 6.0511 | per ton | 8.5245 | 15310.0604 | 0.005 | 45588.9324 | 0 | 0 | 0 | 168.0003 | 25.9225 | 45816.8771 | 0 | 0 | 0 | 26.0521 | 46045.9614 | 0 | 0 | 0 | 26.1824 | 45588.9324 | 91405.8094 | 137451.7709 | 0 | 0 | 0 | 0 | 0 | 0 | 0 | 0 | 0 | 168.0003 | 336.8407 | 506.5252 | 25.9225 | 51.9746 | 78.1569 | 45588.9324 | 0 | 0 | 0 | 168.0003 | 25.9225 | 45816.8771 | 0 | 0 | 0 | 26.0521 | 46045.9614 | 0 | 0 | 0 | 26.1824 | 45588.9324 | 51.9746 | 137451.7709 | 0 | 0 | 0 | 0 | 0 | 0 | 0 | 0 | 0 | 168.0003 | 336.8407 | 506.5252 | 25.9225 | 51.9746 | 78.1569 | 2331.6299 | 13965.7931 | 2331.6299 | 11708.4548 | 4449.3715 | 2400.0197 | 14512.5093 | 2400.0197 | 12216.0697 | 4579.8773 | 2477.1846 | 14989.5695 | 2477.1846 | 12803.0067 | 4727.1285 | 53.3937 | 54.9598 | 56.7269 | 0.0034701 | 0.0034529 | 0.0034357 | 3638.6007 | 0 | 0 | 0 | 13.4087 | 2.069 | 3745.3256 | 0 | 0 | 0 | 13.8019 | 2.1296 | 3865.7445 | 0 | 0 | 0 | 14.2457 | 2.1981 | 83687.8172 | 86142.4897 | 88912.1233 | 0 | 0 | 0 | 0 | 0 | 0 | 0 | 0 | 0 | 308.399 | 317.4448 | 327.6512 | 3638.6007 | 4.1986 | 11249.6709 | 0 | 0 | 0 | 0 | 0 | 0 | 0 | 0 | 0 | 13.4087 | 27.2106 | 41.4563 | 2.069 | 4.1986 | 6.3967 | 1 | 1 | 1 | 1 | 1 | 1 | 1 | 95.25 | 166.3125 | 2.7461 | 95.25 | 168.8067 | 2.7722 | 95.25 | 168.9911 | 2.7742 | 45588.9324 | 0 | 0 | 0 | 168.0003 | 25.9225 | 45816.8771 | 0 | 0 | 0 | 26.0521 | 46045.9614 | 0 | 0 | 0 | 26.1824 | 45588.9324 | 51.9746 | 137451.7709 | 0 | 0 | 0 | 0 | 0 | 0 | 0 | 0 | 0 | 168.0003 | 336.8407 | 506.5252 | 25.9225 | 51.9746 | 78.1569 | 32690.7787 | 89770.94 | 32690.7787 | 75260.9594 | 10896.9262 | 33016.4628 | 91529.8555 | 33016.4628 | 77046.2966 | 11005.4876 | 33364.6666 | 92559.7364 | 33364.6666 | 79057.8364 | 11121.5555 | 343.2103 | 346.6295 | 350.2852 | 0.022306 | 0.022195 | 0.022084 | 23388.6186 | 0 | 0 | 0 | 86.1897 | 13.2991 | 23621.6293 | 0 | 0 | 0 | 87.0484 | 13.4316 | 23870.7517 | 0 | 0 | 0 | 87.9664 | 13.5732 | 537938.2283 | 543297.4746 | 549027.29 | 0 | 0 | 0 | 0 | 0 | 0 | 0 | 0 | 0 | 1982.3629 | 2002.1123 | 2023.2273 | 23388.6186 | 26.7307 | 70880.9997 | 0 | 0 | 0 | 0 | 0 | 0 | 0 | 0 | 0 | 86.1897 | 173.2381 | 261.2045 | 13.2991 | 26.7307 | 40.3039 | 127 | 134.5625 | 2.0595 | 127 | 137.0567 | 2.0792 | 127 | 137.2411 | 2.0806 | 45588.9324 | 0 | 0 | 0 | 168.0003 | 25.9225 | 45816.8771 | 0 | 0 | 0 | 26.0521 | 46045.9614 | 0 | 0 | 0 | 26.1824 | 45588.9324 | 51.9746 | 137451.7709 | 0 | 0 | 0 | 0 | 0 | 0 | 0 | 0 | 0 | 168.0003 | 336.8407 | 506.5252 | 25.9225 | 51.9746 | 78.1569 | 63720.6379 | 131235.6679 | 63720.6379 | 110023.6031 | 0 | 64039.2411 | 133149.541 | 64039.2411 | 112080.14 | 0 | 64359.4373 | 133908.7087 | 64359.4373 | 114375.1397 | 0 | 501.7373 | 504.246 | 506.7672 | 0.032609 | 0.032446 | 0.032285 | 34191.6993 | 0 | 0 | 0 | 126.0003 | 19.4419 | 34362.6578 | 0 | 0 | 0 | 126.6303 | 19.5391 | 34534.4711 | 0 | 0 | 0 | 127.2634 | 19.6368 | 786409.0837 | 790341.1292 | 794292.8348 | 0 | 0 | 0 | 0 | 0 | 0 | 0 | 0 | 0 | 2898.0059 | 2912.496 | 2927.0585 | 34191.6993 | 38.9809 | 103088.8282 | 0 | 0 | 0 | 0 | 0 | 0 | 0 | 0 | 0 | 126.0003 | 252.6305 | 379.8939 | 19.4419 | 38.9809 | 58.6177
| 873 | Business | Manufacturing/Industrial | HVAC | Electric | 02-174 | 02-174.10 | Misc Cooling | [02-174]_Business_HVAC_Chiller, Air Cooled_ROB_Electric_per ton | EER 12.5 | EER 13.75 | ENGINEER | 68.1466 | 0 | 0 | 0 | 0.087273 | 0 | 127 | 23 | 0.444 | 0.068 | 0.07 | 0.404 | 0.458 | 1 | 1 | Replace on Burnout | 20.8404 | 0.081027 | 1567.3722 | 0 | 0 | 0 | 6.0939 | 78.9707 | 0 | 0 | 0 | 182.5918 | 0 | 0 | 261.5625 | 43.6686 | 217.8939 | 5.9897 | 80.138 | 0 | 0 | 0 | 183.9188 | 0 | 0 | 264.0567 | 43.6686 | 220.3881 | 6.0468 | 81.6665 | 0 | 0 | 0 | 182.5746 | 0 | 0 | 264.2411 | 43.6686 | 220.5724 | 6.0511 | per ton | 2.8801 | 11932.1763 | 0.005 | 35530.5704 | 0 | 0 | 0 | 130.9341 | 20.2032 | 35708.2232 | 0 | 0 | 0 | 20.3042 | 35886.7644 | 0 | 0 | 0 | 20.4057 | 35530.5704 | 71238.7936 | 107125.558 | 0 | 0 | 0 | 0 | 0 | 0 | 0 | 0 | 0 | 130.9341 | 262.523 | 394.7697 | 20.2032 | 40.5073 | 60.913 | 35530.5704 | 0 | 0 | 0 | 130.9341 | 20.2032 | 35708.2232 | 0 | 0 | 0 | 20.3042 | 35886.7644 | 0 | 0 | 0 | 20.4057 | 35530.5704 | 40.5073 | 107125.558 | 0 | 0 | 0 | 0 | 0 | 0 | 0 | 0 | 0 | 130.9341 | 262.523 | 394.7697 | 20.2032 | 40.5073 | 60.913 | 4501.0301 | 26959.8763 | 4501.0301 | 22592.6469 | 8589.1652 | 4596.7582 | 27795.8119 | 4596.7582 | 23386.8548 | 8771.8399 | 4702.8471 | 28457.1661 | 4702.8471 | 24292.7218 | 8974.2858 | 103.0724 | 105.2646 | 107.694 | 0.0085952 | 0.0085525 | 0.0085099 | 7024.0355 | 0 | 0 | 0 | 25.8844 | 3.994 | 7173.423 | 0 | 0 | 0 | 26.4349 | 4.0789 | 7338.9788 | 0 | 0 | 0 | 27.045 | 4.173 | 161552.8154 | 164988.728 | 168796.5133 | 0 | 0 | 0 | 0 | 0 | 0 | 0 | 0 | 0 | 595.3403 | 608.002 | 622.0341 | 7024.0355 | 8.0729 | 21536.4372 | 0 | 0 | 0 | 0 | 0 | 0 | 0 | 0 | 0 | 25.8844 | 52.3192 | 79.3642 | 3.994 | 8.0729 | 12.2459 | 1 | 1 | 1 | 1 | 1 | 1 | 1 | 95.25 | 166.3125 | 2.7461 | 95.25 | 168.8067 | 2.7722 | 95.25 | 168.9911 | 2.7742 | 35530.5704 | 0 | 0 | 0 | 130.9341 | 20.2032 | 35708.2232 | 0 | 0 | 0 | 20.3042 | 35886.7644 | 0 | 0 | 0 | 20.4057 | 35530.5704 | 40.5073 | 107125.558 | 0 | 0 | 0 | 0 | 0 | 0 | 0 | 0 | 0 | 130.9341 | 262.523 | 394.7697 | 20.2032 | 40.5073 | 60.913 | 30454.4185 | 83629.754 | 30454.4185 | 70082.5731 | 10151.4728 | 30707.2696 | 85128.1971 | 30707.2696 | 71625.2069 | 10235.7565 | 30973.2433 | 85925.4875 | 30973.2433 | 73351.0834 | 10324.4144 | 319.7314 | 322.386 | 325.1784 | 0.026662 | 0.02653 | 0.026398 | 21788.6147 | 0 | 0 | 0 | 80.2935 | 12.3893 | 21969.517 | 0 | 0 | 0 | 80.9601 | 12.4922 | 22159.8079 | 0 | 0 | 0 | 81.6614 | 12.6004 | 501138.1378 | 505298.8911 | 509675.5819 | 0 | 0 | 0 | 0 | 0 | 0 | 0 | 0 | 0 | 1846.7504 | 1862.0833 | 1878.2119 | 21788.6147 | 24.8815 | 65917.9396 | 0 | 0 | 0 | 0 | 0 | 0 | 0 | 0 | 0 | 80.2935 | 161.2536 | 242.915 | 12.3893 | 24.8815 | 37.4818 | 127 | 134.5625 | 2.0595 | 127 | 137.0567 | 2.0792 | 127 | 137.2411 | 2.0806 | 35530.5704 | 0 | 0 | 0 | 130.9341 | 20.2032 | 35708.2232 | 0 | 0 | 0 | 20.3042 | 35886.7644 | 0 | 0 | 0 | 20.4057 | 35530.5704 | 40.5073 | 107125.558 | 0 | 0 | 0 | 0 | 0 | 0 | 0 | 0 | 0 | 130.9341 | 262.523 | 394.7697 | 20.2032 | 40.5073 | 60.913 | 52972.6374 | 109099.6524 | 52972.6374 | 91426.6036 | 0 | 53237.5006 | 110690.7053 | 53237.5006 | 93133.0034 | 0 | 53503.6881 | 111321.8214 | 53503.6881 | 95030.8976 | 0 | 417.1074 | 419.1929 | 421.2889 | 0.034783 | 0.03461 | 0.034437 | 28424.4563 | 0 | 0 | 0 | 104.7473 | 16.1625 | 28566.5786 | 0 | 0 | 0 | 105.2711 | 16.2433 | 28709.4115 | 0 | 0 | 0 | 105.7974 | 16.3246 | 653762.4953 | 657031.3078 | 660316.4643 | 0 | 0 | 0 | 0 | 0 | 0 | 0 | 0 | 0 | 2409.1883 | 2421.2343 | 2433.3405 | 28424.4563 | 32.4059 | 85700.4464 | 0 | 0 | 0 | 0 | 0 | 0 | 0 | 0 | 0 | 104.7473 | 210.0184 | 315.8158 | 16.1625 | 32.4059 | 48.7304
| 874 | Business | Office | HVAC | Electric | 02-168 | 02-168.01 | Misc Cooling | [02-168]_Business_HVAC_Chiller, Water Cooler, Centrifugal_Large_ROB_Electric_per ton | kW/ton 0.58 IPLV 0.55 | kW/ton 0.56 IPLV 0.51 | ENGINEER | 30.453 | 0 | 0 | 0 | 0.039 | 0 | 38.5 | 20 | 0.444 | 0.068 | 0.07 | 0.404 | 0.458 | 1 | 1 | Replace on Burnout | 16.2583 | 0.063212 | 609.0604 | 0 | 0 | 0 | 2.368 | 30.9835 | 0 | 0 | 0 | 74.1396 | 0 | 0 | 105.1231 | 16.1059 | 89.0172 | 6.527 | 31.3072 | 0 | 0 | 0 | 74.6824 | 0 | 0 | 105.9896 | 16.1059 | 89.8837 | 6.5808 | 31.8141 | 0 | 0 | 0 | 75.4606 | 0 | 0 | 107.2747 | 16.1059 | 91.1688 | 6.6606 | per ton | 6.6691 | 163859.2304 | 0.005 | 250747.9132 | 0 | 0 | 0 | 924.0343 | 142.5787 | 252001.6528 | 0 | 0 | 0 | 143.2916 | 253261.661 | 0 | 0 | 0 | 144.008 | 250747.9132 | 502749.566 | 756011.227 | 0 | 0 | 0 | 0 | 0 | 0 | 0 | 0 | 0 | 924.0343 | 1852.6887 | 2785.9864 | 142.5787 | 285.8702 | 429.8782 | 250747.9132 | 0 | 0 | 0 | 924.0343 | 142.5787 | 252001.6528 | 0 | 0 | 0 | 143.2916 | 253261.661 | 0 | 0 | 0 | 144.008 | 250747.9132 | 285.8702 | 756011.227 | 0 | 0 | 0 | 0 | 0 | 0 | 0 | 0 | 0 | 924.0343 | 1852.6887 | 2785.9864 | 142.5787 | 285.8702 | 429.8782 | 45519.8228 | 297107.8703 | 45519.8228 | 244823.6161 | 63292.1618 | 46126.3236 | 303548.0939 | 46126.3236 | 250916.8353 | 64135.4592 | 46910.5007 | 312451.5893 | 46910.5007 | 259399.9006 | 65225.8032 | 2826.2853 | 2863.9424 | 2912.6313 | 0.017162 | 0.017077 | 0.016992 | 86068.9197 | 0 | 0 | 0 | 317.1737 | 48.94 | 87215.692 | 0 | 0 | 0 | 321.3996 | 49.592 | 88698.4148 | 0 | 0 | 0 | 326.8636 | 50.4351 | 1721378.3947 | 1744313.8404 | 1773968.2969 | 0 | 0 | 0 | 0 | 0 | 0 | 0 | 0 | 0 | 6343.473 | 6427.9927 | 6537.2727 | 86068.9197 | 98.532 | 261983.0266 | 0 | 0 | 0 | 0 | 0 | 0 | 0 | 0 | 0 | 317.1737 | 638.5733 | 965.4369 | 48.94 | 98.532 | 148.9671 | 1 | 1 | 1 | 1 | 1 | 1 | 1 | 28.875 | 76.2481 | 3.6406 | 28.875 | 77.1146 | 3.6706 | 28.875 | 78.3997 | 3.7151 | 250747.9132 | 0 | 0 | 0 | 924.0343 | 142.5787 | 252001.6528 | 0 | 0 | 0 | 143.2916 | 253261.661 | 0 | 0 | 0 | 144.008 | 250747.9132 | 285.8702 | 756011.227 | 0 | 0 | 0 | 0 | 0 | 0 | 0 | 0 | 0 | 924.0343 | 1852.6887 | 2785.9864 | 142.5787 | 285.8702 | 429.8782 | 154486.3876 | 562427.2831 | 154486.3876 | 463452.8232 | 51495.4625 | 155600.6257 | 571153.1492 | 155600.6257 | 472122.6835 | 51866.8752 | 156867.3572 | 582784.2645 | 156867.3572 | 483832.3294 | 52289.1191 | 5350.1779 | 5388.7663 | 5432.6357 | 0.032489 | 0.032327 | 0.032166 | 162929.069 | 0 | 0 | 0 | 600.4119 | 92.6437 | 164104.2002 | 0 | 0 | 0 | 604.7424 | 93.3119 | 165440.1585 | 0 | 0 | 0 | 609.6656 | 94.0715 | 3258581.3794 | 3282084.003 | 3308803.17 | 0 | 0 | 0 | 0 | 0 | 0 | 0 | 0 | 0 | 12008.239 | 12094.8488 | 12193.3119 | 162929.069 | 185.9556 | 492473.4276 | 0 | 0 | 0 | 0 | 0 | 0 | 0 | 0 | 0 | 600.4119 | 1205.1544 | 1814.82 | 92.6437 | 185.9556 | 280.0271 | 38.5 | 66.6231 | 2.7305 | 38.5 | 67.4896 | 2.753 | 38.5 | 68.7747 | 2.7864 | 250747.9132 | 0 | 0 | 0 | 924.0343 | 142.5787 | 252001.6528 | 0 | 0 | 0 | 143.2916 | 253261.661 | 0 | 0 | 0 | 144.008 | 250747.9132 | 285.8702 | 756011.227 | 0 | 0 | 0 | 0 | 0 | 0 | 0 | 0 | 0 | 924.0343 | 1852.6887 | 2785.9864 | 142.5787 | 285.8702 | 429.8782 | 253604.9309 | 692460.681 | 253604.9309 | 570603.289 | 0 | 254872.9555 | 701659.2504 | 254872.9555 | 580000.7383 | 0 | 256147.3203 | 713717.4537 | 256147.3203 | 592534.1489 | 0 | 6587.1411 | 6620.0768 | 6653.1772 | 0.04 | 0.039801 | 0.039603 | 200598.3306 | 0 | 0 | 0 | 739.2274 | 114.0629 | 201601.3222 | 0 | 0 | 0 | 742.9236 | 114.6332 | 202609.3288 | 0 | 0 | 0 | 746.6382 | 115.2064 | 4011966.6113 | 4032026.4443 | 4052186.5766 | 0 | 0 | 0 | 0 | 0 | 0 | 0 | 0 | 0 | 14784.5483 | 14858.471 | 14932.7634 | 200598.3306 | 228.6962 | 604808.9816 | 0 | 0 | 0 | 0 | 0 | 0 | 0 | 0 | 0 | 739.2274 | 1482.151 | 2228.7891 | 114.0629 | 228.6962 | 343.9026
| 875 | Business | Retail | HVAC | Electric | 02-168 | 02-168.02 | Misc Cooling | [02-168]_Business_HVAC_Chiller, Water Cooler, Centrifugal_Large_ROB_Electric_per ton | kW/ton 0.58 IPLV 0.55 | kW/ton 0.56 IPLV 0.51 | ENGINEER | 30.453 | 0 | 0 | 0 | 0.039 | 0 | 38.5 | 20 | 0.444 | 0.068 | 0.07 | 0.404 | 0.458 | 1 | 1 | Replace on Burnout | 16.2583 | 0.063212 | 609.0604 | 0 | 0 | 0 | 2.368 | 30.9835 | 0 | 0 | 0 | 74.1396 | 0 | 0 | 105.1231 | 16.1059 | 89.0172 | 6.527 | 31.3072 | 0 | 0 | 0 | 74.6824 | 0 | 0 | 105.9896 | 16.1059 | 89.8837 | 6.5808 | 31.8141 | 0 | 0 | 0 | 75.4606 | 0 | 0 | 107.2747 | 16.1059 | 91.1688 | 6.6606 | per ton | 0.63531 | 5444.0077 | 0.005 | 8330.77 | 0 | 0 | 0 | 30.6998 | 4.737 | 8372.4239 | 0 | 0 | 0 | 4.7607 | 8414.286 | 0 | 0 | 0 | 4.7845 | 8330.77 | 16703.1939 | 25117.48 | 0 | 0 | 0 | 0 | 0 | 0 | 0 | 0 | 0 | 30.6998 | 61.5531 | 92.5607 | 4.737 | 9.4977 | 14.2821 | 8330.77 | 0 | 0 | 0 | 30.6998 | 4.737 | 8372.4239 | 0 | 0 | 0 | 4.7607 | 8414.286 | 0 | 0 | 0 | 4.7845 | 8330.77 | 9.4977 | 25117.48 | 0 | 0 | 0 | 0 | 0 | 0 | 0 | 0 | 0 | 30.6998 | 61.5531 | 92.5607 | 4.737 | 9.4977 | 14.2821 | 860.7795 | 5618.3075 | 860.7795 | 4728.0414 | 1196.8543 | 876.8616 | 5770.4503 | 876.8616 | 4870.9581 | 1219.2153 | 898.4644 | 5984.3025 | 898.4644 | 5072.8542 | 1249.2525 | 53.445 | 54.4436 | 55.7849 | 0.0097684 | 0.0097198 | 0.0096714 | 1627.5626 | 0 | 0 | 0 | 5.9978 | 0.92545 | 1657.9706 | 0 | 0 | 0 | 6.1098 | 0.94274 | 1698.8172 | 0 | 0 | 0 | 6.2603 | 0.96597 | 32551.2519 | 33159.412 | 33976.3448 | 0 | 0 | 0 | 0 | 0 | 0 | 0 | 0 | 0 | 119.955 | 122.1962 | 125.2067 | 1627.5626 | 1.8682 | 4984.3504 | 0 | 0 | 0 | 0 | 0 | 0 | 0 | 0 | 0 | 5.9978 | 12.1076 | 18.3679 | 0.92545 | 1.8682 | 2.8342 | 1 | 1 | 1 | 1 | 1 | 1 | 1 | 28.875 | 76.2481 | 3.6406 | 28.875 | 77.1146 | 3.6706 | 28.875 | 78.3997 | 3.7151 | 8330.77 | 0 | 0 | 0 | 30.6998 | 4.737 | 8372.4239 | 0 | 0 | 0 | 4.7607 | 8414.286 | 0 | 0 | 0 | 4.7845 | 8330.77 | 9.4977 | 25117.48 | 0 | 0 | 0 | 0 | 0 | 0 | 0 | 0 | 0 | 30.6998 | 61.5531 | 92.5607 | 4.737 | 9.4977 | 14.2821 | 4442.4914 | 16173.4534 | 4442.4914 | 13610.6395 | 1480.8305 | 4478.7293 | 16439.7817 | 4478.7293 | 13877.1645 | 1492.9098 | 4521.3873 | 16797.5887 | 4521.3873 | 14239.2063 | 1507.1291 | 153.8525 | 155.1075 | 156.5848 | 0.02812 | 0.02798 | 0.027841 | 4685.2736 | 0 | 0 | 0 | 17.2658 | 2.6641 | 4723.4918 | 0 | 0 | 0 | 17.4066 | 2.6858 | 4768.4811 | 0 | 0 | 0 | 17.5724 | 2.7114 | 93705.472 | 94469.8363 | 95369.6216 | 0 | 0 | 0 | 0 | 0 | 0 | 0 | 0 | 0 | 345.3152 | 348.132 | 351.4478 | 4685.2736 | 5.35 | 14177.2465 | 0 | 0 | 0 | 0 | 0 | 0 | 0 | 0 | 0 | 17.2658 | 34.6724 | 52.2447 | 2.6641 | 5.35 | 8.0614 | 38.5 | 66.6231 | 2.7305 | 38.5 | 67.4896 | 2.753 | 38.5 | 68.7747 | 2.7864 | 8330.77 | 0 | 0 | 0 | 30.6998 | 4.737 | 8372.4239 | 0 | 0 | 0 | 4.7607 | 8414.286 | 0 | 0 | 0 | 4.7845 | 8330.77 | 9.4977 | 25117.48 | 0 | 0 | 0 | 0 | 0 | 0 | 0 | 0 | 0 | 30.6998 | 61.5531 | 92.5607 | 4.737 | 9.4977 | 14.2821 | 7899.085 | 21568.2155 | 7899.085 | 18150.5581 | 0 | 7938.5805 | 21854.7253 | 7938.5805 | 18448.0319 | 0 | 7978.2734 | 22230.3046 | 7978.2734 | 18844.484 | 0 | 205.171 | 206.1969 | 207.2279 | 0.0375 | 0.037313 | 0.037128 | 6248.0775 | 0 | 0 | 0 | 23.0249 | 3.5527 | 6279.3179 | 0 | 0 | 0 | 23.14 | 3.5705 | 6310.7145 | 0 | 0 | 0 | 23.2557 | 3.5884 | 124961.5507 | 125586.3585 | 126214.2903 | 0 | 0 | 0 | 0 | 0 | 0 | 0 | 0 | 0 | 460.4974 | 462.7999 | 465.1139 | 6248.0775 | 7.1232 | 18838.11 | 0 | 0 | 0 | 0 | 0 | 0 | 0 | 0 | 0 | 23.0249 | 46.1649 | 69.4206 | 3.5527 | 7.1232 | 10.7116
| 876 | Business | Food Service | HVAC | Electric | 02-168 | 02-168.03 | Misc Cooling | [02-168]_Business_HVAC_Chiller, Water Cooler, Centrifugal_Large_ROB_Electric_per ton | kW/ton 0.58 IPLV 0.55 | kW/ton 0.56 IPLV 0.51 | ENGINEER | 30.453 | 0 | 0 | 0 | 0.039 | 0 | 38.5 | 20 | 0.444 | 0.068 | 0.07 | 0.404 | 0.458 | 1 | 1 | Replace on Burnout | 16.2583 | 0.063212 | 609.0604 | 0 | 0 | 0 | 2.368 | 30.9835 | 0 | 0 | 0 | 74.1396 | 0 | 0 | 126.1477 | 16.1059 | 110.0418 | 7.8324 | 31.3072 | 0 | 0 | 0 | 74.6824 | 0 | 0 | 127.1875 | 16.1059 | 111.0816 | 7.897 | 31.8141 | 0 | 0 | 0 | 75.4606 | 0 | 0 | 128.7296 | 16.1059 | 112.6237 | 7.9927 | per ton | 0.14904 | 238.9052 | 0.005 | 365.5881 | 0 | 0 | 0 | 1.3472 | 0.20788 | 367.416 | 0 | 0 | 0 | 0.20892 | 369.2531 | 0 | 0 | 0 | 0.20996 | 365.5881 | 733.0041 | 1102.2573 | 0 | 0 | 0 | 0 | 0 | 0 | 0 | 0 | 0 | 1.3472 | 2.7012 | 4.0619 | 0.20788 | 0.4168 | 0.62676 | 365.5881 | 0 | 0 | 0 | 1.3472 | 0.20788 | 367.416 | 0 | 0 | 0 | 0.20892 | 369.2531 | 0 | 0 | 0 | 0.20996 | 365.5881 | 0.4168 | 1102.2573 | 0 | 0 | 0 | 0 | 0 | 0 | 0 | 0 | 0 | 1.3472 | 2.7012 | 4.0619 | 0.20788 | 0.4168 | 0.62676 | 45.9724 | 360.074 | 45.9724 | 300.9567 | 63.9214 | 46.751 | 369.1905 | 46.751 | 309.5367 | 65.004 | 47.7724 | 381.8305 | 47.7724 | 321.5116 | 66.4242 | 2.8544 | 2.9027 | 2.9661 | 0.011888 | 0.011829 | 0.01177 | 86.9246 | 0 | 0 | 0 | 0.32033 | 0.049427 | 88.3968 | 0 | 0 | 0 | 0.32575 | 0.050264 | 90.328 | 0 | 0 | 0 | 0.33287 | 0.051362 | 1738.4919 | 1767.9353 | 1806.5603 | 0 | 0 | 0 | 0 | 0 | 0 | 0 | 0 | 0 | 6.4065 | 6.515 | 6.6574 | 86.9246 | 0.09969 | 265.6494 | 0 | 0 | 0 | 0 | 0 | 0 | 0 | 0 | 0 | 0.32033 | 0.64608 | 0.97895 | 0.049427 | 0.09969 | 0.15105 | 1 | 1 | 1 | 1 | 1 | 1 | 1 | 28.875 | 97.2727 | 4.3688 | 28.875 | 98.3125 | 4.4048 | 28.875 | 99.8546 | 4.4582 | 365.5881 | 0 | 0 | 0 | 1.3472 | 0.20788 | 367.416 | 0 | 0 | 0 | 0.20892 | 369.2531 | 0 | 0 | 0 | 0.20996 | 365.5881 | 0.4168 | 1102.2573 | 0 | 0 | 0 | 0 | 0 | 0 | 0 | 0 | 0 | 1.3472 | 2.7012 | 4.0619 | 0.20788 | 0.4168 | 0.62676 | 203.989 | 891.1776 | 203.989 | 744.8633 | 67.9963 | 205.5585 | 905.4364 | 205.5585 | 759.1361 | 68.5195 | 207.3758 | 924.5163 | 207.3758 | 778.4678 | 69.1253 | 7.0646 | 7.1189 | 7.1818 | 0.029423 | 0.029277 | 0.029131 | 215.137 | 0 | 0 | 0 | 0.7928 | 0.12233 | 216.7923 | 0 | 0 | 0 | 0.7989 | 0.12327 | 218.7089 | 0 | 0 | 0 | 0.80597 | 0.12436 | 4302.7409 | 4335.8459 | 4374.1778 | 0 | 0 | 0 | 0 | 0 | 0 | 0 | 0 | 0 | 15.8561 | 15.9781 | 16.1193 | 215.137 | 0.2456 | 650.6382 | 0 | 0 | 0 | 0 | 0 | 0 | 0 | 0 | 0 | 0.7928 | 1.5917 | 2.3977 | 0.12233 | 0.2456 | 0.36996 | 38.5 | 87.6477 | 3.2766 | 38.5 | 88.6875 | 3.3036 | 38.5 | 90.2296 | 3.3436 | 365.5881 | 0 | 0 | 0 | 1.3472 | 0.20788 | 367.416 | 0 | 0 | 0 | 0.20892 | 369.2531 | 0 | 0 | 0 | 0.20996 | 365.5881 | 0.4168 | 1102.2573 | 0 | 0 | 0 | 0 | 0 | 0 | 0 | 0 | 0 | 1.3472 | 2.7012 | 4.0619 | 0.20788 | 0.4168 | 0.62676 | 346.644 | 1135.8013 | 346.644 | 949.3245 | 0 | 348.3772 | 1150.8892 | 348.3772 | 964.9286 | 0 | 350.1191 | 1170.6675 | 350.1191 | 985.7338 | 0 | 9.0037 | 9.0488 | 9.094 | 0.0375 | 0.037313 | 0.037128 | 274.1911 | 0 | 0 | 0 | 1.0104 | 0.15591 | 275.562 | 0 | 0 | 0 | 1.0155 | 0.15669 | 276.9398 | 0 | 0 | 0 | 1.0206 | 0.15747 | 5483.8215 | 5511.2406 | 5538.7968 | 0 | 0 | 0 | 0 | 0 | 0 | 0 | 0 | 0 | 20.2085 | 20.3095 | 20.4111 | 274.1911 | 0.3126 | 826.6929 | 0 | 0 | 0 | 0 | 0 | 0 | 0 | 0 | 0 | 1.0104 | 2.0259 | 3.0465 | 0.15591 | 0.3126 | 0.47007
| 877 | Business | Healthcare/Hospitals | HVAC | Electric | 02-168 | 02-168.04 | Misc Cooling | [02-168]_Business_HVAC_Chiller, Water Cooler, Centrifugal_Large_ROB_Electric_per ton | kW/ton 0.58 IPLV 0.55 | kW/ton 0.56 IPLV 0.51 | ENGINEER | 30.453 | 0 | 0 | 0 | 0.039 | 0 | 38.5 | 20 | 0.444 | 0.068 | 0.07 | 0.404 | 0.458 | 1 | 1 | Replace on Burnout | 16.2583 | 0.063212 | 609.0604 | 0 | 0 | 0 | 2.368 | 30.9835 | 0 | 0 | 0 | 74.1396 | 0 | 0 | 105.1231 | 13.2381 | 91.885 | 7.9409 | 31.3072 | 0 | 0 | 0 | 74.6824 | 0 | 0 | 105.9896 | 13.2381 | 92.7515 | 8.0064 | 31.8141 | 0 | 0 | 0 | 75.4606 | 0 | 0 | 107.2747 | 13.2381 | 94.0366 | 8.1035 | per ton | 12.2362 | 33233.4891 | 0.005 | 50856.0184 | 0 | 0 | 0 | 187.4101 | 28.9174 | 51110.2985 | 0 | 0 | 0 | 29.062 | 51365.85 | 0 | 0 | 0 | 29.2073 | 50856.0184 | 101966.3169 | 153332.1669 | 0 | 0 | 0 | 0 | 0 | 0 | 0 | 0 | 0 | 187.4101 | 375.7573 | 565.0463 | 28.9174 | 57.9794 | 87.1868 | 50856.0184 | 0 | 0 | 0 | 187.4101 | 28.9174 | 51110.2985 | 0 | 0 | 0 | 29.062 | 51365.85 | 0 | 0 | 0 | 29.2073 | 50856.0184 | 57.9794 | 153332.1669 | 0 | 0 | 0 | 0 | 0 | 0 | 0 | 0 | 0 | 187.4101 | 375.7573 | 565.0463 | 28.9174 | 57.9794 | 87.1868 | 2796.99 | 22210.7157 | 2796.99 | 18597.0863 | 5337.4025 | 2859.5207 | 22894.4359 | 2859.5207 | 19228.1596 | 5456.7276 | 2944.416 | 23859.9693 | 2944.416 | 20123.6435 | 5618.7306 | 211.2829 | 216.0064 | 222.4194 | 0.0063259 | 0.0062944 | 0.0062631 | 6434.2029 | 0 | 0 | 0 | 23.7108 | 3.6586 | 6578.0485 | 0 | 0 | 0 | 24.2408 | 3.7404 | 6773.3419 | 0 | 0 | 0 | 24.9605 | 3.8514 | 128684.0571 | 131560.9691 | 135466.8388 | 0 | 0 | 0 | 0 | 0 | 0 | 0 | 0 | 0 | 474.2152 | 484.817 | 499.2105 | 6434.2029 | 7.3989 | 19785.5933 | 0 | 0 | 0 | 0 | 0 | 0 | 0 | 0 | 0 | 23.7108 | 47.9516 | 72.9121 | 3.6586 | 7.3989 | 11.2504 | 1 | 1 | 1 | 1 | 1 | 1 | 1 | 28.875 | 76.2481 | 3.6406 | 28.875 | 77.1146 | 3.6706 | 28.875 | 78.3997 | 3.7151 | 50856.0184 | 0 | 0 | 0 | 187.4101 | 28.9174 | 51110.2985 | 0 | 0 | 0 | 29.062 | 51365.85 | 0 | 0 | 0 | 29.2073 | 50856.0184 | 57.9794 | 153332.1669 | 0 | 0 | 0 | 0 | 0 | 0 | 0 | 0 | 0 | 187.4101 | 375.7573 | 565.0463 | 28.9174 | 57.9794 | 87.1868 | 27081.4367 | 98593.4043 | 27081.4367 | 82552.4972 | 9027.1456 | 27302.356 | 100216.9917 | 27302.356 | 84168.4117 | 9100.7853 | 27562.8135 | 102399.7233 | 27562.8135 | 86364.5507 | 9187.6045 | 937.8853 | 945.5361 | 954.5563 | 0.028081 | 0.027941 | 0.027802 | 28561.4373 | 0 | 0 | 0 | 105.2521 | 16.2404 | 28794.4298 | 0 | 0 | 0 | 106.1107 | 16.3729 | 29069.1213 | 0 | 0 | 0 | 107.123 | 16.5291 | 571228.7454 | 575888.5963 | 581382.4254 | 0 | 0 | 0 | 0 | 0 | 0 | 0 | 0 | 0 | 2105.0422 | 2122.2143 | 2142.4596 | 28561.4373 | 32.6133 | 86424.9884 | 0 | 0 | 0 | 0 | 0 | 0 | 0 | 0 | 0 | 105.2521 | 211.3628 | 318.4858 | 16.2404 | 32.6133 | 49.1424 | 38.5 | 66.6231 | 2.7305 | 38.5 | 67.4896 | 2.753 | 38.5 | 68.7747 | 2.7864 | 50856.0184 | 0 | 0 | 0 | 187.4101 | 28.9174 | 51110.2985 | 0 | 0 | 0 | 29.062 | 51365.85 | 0 | 0 | 0 | 29.2073 | 50856.0184 | 57.9794 | 153332.1669 | 0 | 0 | 0 | 0 | 0 | 0 | 0 | 0 | 0 | 187.4101 | 375.7573 | 565.0463 | 28.9174 | 57.9794 | 87.1868 | 48220.7541 | 131665.3273 | 48220.7541 | 110243.6988 | 0 | 48461.8579 | 133414.3547 | 48461.8579 | 112049.605 | 0 | 48704.1672 | 135707.1163 | 48704.1672 | 114456.2089 | 0 | 1252.4871 | 1258.7496 | 1265.0433 | 0.0375 | 0.037313 | 0.037128 | 38142.0138 | 0 | 0 | 0 | 140.5576 | 21.6881 | 38332.7239 | 0 | 0 | 0 | 141.2604 | 21.7965 | 38524.3875 | 0 | 0 | 0 | 141.9667 | 21.9055 | 762840.2761 | 766654.4775 | 770487.7499 | 0 | 0 | 0 | 0 | 0 | 0 | 0 | 0 | 0 | 2811.1522 | 2825.208 | 2839.334 | 38142.0138 | 43.4846 | 114999.1252 | 0 | 0 | 0 | 0 | 0 | 0 | 0 | 0 | 0 | 140.5576 | 281.818 | 423.7847 | 21.6881 | 43.4846 | 65.3901
| 878 | Business | Campus/Education | HVAC | Electric | 02-168 | 02-168.05 | Misc Cooling | [02-168]_Business_HVAC_Chiller, Water Cooler, Centrifugal_Large_ROB_Electric_per ton | kW/ton 0.58 IPLV 0.55 | kW/ton 0.56 IPLV 0.51 | ENGINEER | 30.453 | 0 | 0 | 0 | 0.039 | 0 | 38.5 | 20 | 0.444 | 0.068 | 0.07 | 0.404 | 0.458 | 1 | 1 | Replace on Burnout | 16.2583 | 0.063212 | 609.0604 | 0 | 0 | 0 | 2.368 | 30.9835 | 0 | 0 | 0 | 74.1396 | 0 | 0 | 105.1231 | 13.2381 | 91.885 | 7.9409 | 31.3072 | 0 | 0 | 0 | 74.6824 | 0 | 0 | 105.9896 | 13.2381 | 92.7515 | 8.0064 | 31.8141 | 0 | 0 | 0 | 75.4606 | 0 | 0 | 107.2747 | 13.2381 | 94.0366 | 8.1035 | per ton | 10.0246 | 22765.9657 | 0.005 | 34837.9422 | 0 | 0 | 0 | 128.3817 | 19.8093 | 35012.1319 | 0 | 0 | 0 | 19.9084 | 35187.1925 | 0 | 0 | 0 | 20.0079 | 34837.9422 | 69850.0741 | 105037.2666 | 0 | 0 | 0 | 0 | 0 | 0 | 0 | 0 | 0 | 128.3817 | 257.4054 | 387.0741 | 19.8093 | 39.7177 | 59.7256 | 34837.9422 | 0 | 0 | 0 | 128.3817 | 19.8093 | 35012.1319 | 0 | 0 | 0 | 19.9084 | 35187.1925 | 0 | 0 | 0 | 20.0079 | 34837.9422 | 39.7177 | 105037.2666 | 0 | 0 | 0 | 0 | 0 | 0 | 0 | 0 | 0 | 128.3817 | 257.4054 | 387.0741 | 19.8093 | 39.7177 | 59.7256 | 1890.3457 | 15011.1121 | 1890.3457 | 12457.5107 | 3607.2835 | 1933.0916 | 15477.0839 | 1933.0916 | 12884.0337 | 3688.854 | 1990.3489 | 16128.7208 | 1990.3489 | 13484.0255 | 3798.1163 | 142.7956 | 146.0246 | 150.3497 | 0.0062411 | 0.0062101 | 0.0061792 | 4348.556 | 0 | 0 | 0 | 16.0249 | 2.4726 | 4446.8887 | 0 | 0 | 0 | 16.3873 | 2.5286 | 4578.6036 | 0 | 0 | 0 | 16.8727 | 2.6035 | 86971.1195 | 88937.7736 | 91572.0718 | 0 | 0 | 0 | 0 | 0 | 0 | 0 | 0 | 0 | 320.4984 | 327.7457 | 337.4534 | 4348.556 | 5.0012 | 13374.0482 | 0 | 0 | 0 | 0 | 0 | 0 | 0 | 0 | 0 | 16.0249 | 32.4122 | 49.2849 | 2.4726 | 5.0012 | 7.6047 | 1 | 1 | 1 | 1 | 1 | 1 | 1 | 28.875 | 76.2481 | 3.6406 | 28.875 | 77.1146 | 3.6706 | 28.875 | 78.3997 | 3.7151 | 34837.9422 | 0 | 0 | 0 | 128.3817 | 19.8093 | 35012.1319 | 0 | 0 | 0 | 19.9084 | 35187.1925 | 0 | 0 | 0 | 20.0079 | 34837.9422 | 39.7177 | 105037.2666 | 0 | 0 | 0 | 0 | 0 | 0 | 0 | 0 | 0 | 128.3817 | 257.4054 | 387.0741 | 19.8093 | 39.7177 | 59.7256 | 18505.0091 | 67369.832 | 18505.0091 | 55909.2757 | 6168.3364 | 18656.982 | 68482.9769 | 18656.982 | 57009.2525 | 6218.994 | 18835.8605 | 69977.8672 | 18835.8605 | 58503.2973 | 6278.6202 | 640.8661 | 646.1292 | 652.3242 | 0.02801 | 0.027871 | 0.027732 | 19516.3078 | 0 | 0 | 0 | 71.9198 | 11.0972 | 19676.5861 | 0 | 0 | 0 | 72.5104 | 11.1884 | 19865.2403 | 0 | 0 | 0 | 73.2056 | 11.2956 | 390326.1569 | 393531.7228 | 397304.8054 | 0 | 0 | 0 | 0 | 0 | 0 | 0 | 0 | 0 | 1438.3958 | 1450.2087 | 1464.1129 | 19516.3078 | 22.2856 | 59058.1343 | 0 | 0 | 0 | 0 | 0 | 0 | 0 | 0 | 0 | 71.9198 | 144.4302 | 217.6359 | 11.0972 | 22.2856 | 33.5813 | 38.5 | 66.6231 | 2.7305 | 38.5 | 67.4896 | 2.753 | 38.5 | 68.7747 | 2.7864 | 34837.9422 | 0 | 0 | 0 | 128.3817 | 19.8093 | 35012.1319 | 0 | 0 | 0 | 19.9084 | 35187.1925 | 0 | 0 | 0 | 20.0079 | 34837.9422 | 39.7177 | 105037.2666 | 0 | 0 | 0 | 0 | 0 | 0 | 0 | 0 | 0 | 128.3817 | 257.4054 | 387.0741 | 19.8093 | 39.7177 | 59.7256 | 33032.7048 | 90194.8128 | 33032.7048 | 74851.4061 | 0 | 33197.8683 | 91392.9505 | 33197.8683 | 76080.8602 | 0 | 33363.8577 | 92963.563 | 33363.8577 | 77719.9303 | 0 | 857.9923 | 862.2823 | 866.5937 | 0.0375 | 0.037313 | 0.037128 | 26128.4566 | 0 | 0 | 0 | 96.2863 | 14.857 | 26259.0989 | 0 | 0 | 0 | 96.7677 | 14.9313 | 26390.3944 | 0 | 0 | 0 | 97.2516 | 15.0059 | 522569.1326 | 525181.9782 | 527807.8881 | 0 | 0 | 0 | 0 | 0 | 0 | 0 | 0 | 0 | 1925.726 | 1935.3547 | 1945.0314 | 26128.4566 | 29.7883 | 78777.9499 | 0 | 0 | 0 | 0 | 0 | 0 | 0 | 0 | 0 | 96.2863 | 193.054 | 290.3056 | 14.857 | 29.7883 | 44.7942
| 879 | Business | Warehouse | HVAC | Electric | 02-168 | 02-168.06 | Misc Cooling | [02-168]_Business_HVAC_Chiller, Water Cooler, Centrifugal_Large_ROB_Electric_per ton | kW/ton 0.58 IPLV 0.55 | kW/ton 0.56 IPLV 0.51 | ENGINEER | 30.453 | 0 | 0 | 0 | 0.039 | 0 | 38.5 | 20 | 0.444 | 0.068 | 0.07 | 0.404 | 0.458 | 1 | 1 | Replace on Burnout | 16.2583 | 0.063212 | 609.0604 | 0 | 0 | 0 | 2.368 | 30.9835 | 0 | 0 | 0 | 74.1396 | 0 | 0 | 105.1231 | 16.1059 | 89.0172 | 6.527 | 31.3072 | 0 | 0 | 0 | 74.6824 | 0 | 0 | 105.9896 | 16.1059 | 89.8837 | 6.5808 | 31.8141 | 0 | 0 | 0 | 75.4606 | 0 | 0 | 107.2747 | 16.1059 | 91.1688 | 6.6606 | per ton | 1.9068 | 3958.4564 | 0.005 | 6057.4841 | 0 | 0 | 0 | 22.3225 | 3.4444 | 6087.7715 | 0 | 0 | 0 | 3.4616 | 6118.2104 | 0 | 0 | 0 | 3.4789 | 6057.4841 | 12145.2557 | 18263.4661 | 0 | 0 | 0 | 0 | 0 | 0 | 0 | 0 | 0 | 22.3225 | 44.7566 | 67.3029 | 3.4444 | 6.906 | 10.3849 | 6057.4841 | 0 | 0 | 0 | 22.3225 | 3.4444 | 6087.7715 | 0 | 0 | 0 | 3.4616 | 6118.2104 | 0 | 0 | 0 | 3.4789 | 6057.4841 | 6.906 | 18263.4661 | 0 | 0 | 0 | 0 | 0 | 0 | 0 | 0 | 0 | 22.3225 | 44.7566 | 67.3029 | 3.4444 | 6.906 | 10.3849 | 1113.0657 | 7264.9797 | 1113.0657 | 6086.4899 | 1547.6408 | 1127.6101 | 7420.5763 | 1127.6101 | 6236.0582 | 1567.8638 | 1146.567 | 7636.8119 | 1146.567 | 6445.1821 | 1594.222 | 69.1093 | 70.0123 | 71.1893 | 0.017372 | 0.017285 | 0.017199 | 2104.5856 | 0 | 0 | 0 | 7.7556 | 1.1967 | 2132.0862 | 0 | 0 | 0 | 7.857 | 1.2123 | 2167.9298 | 0 | 0 | 0 | 7.9891 | 1.2327 | 42091.7123 | 42641.7234 | 43358.5962 | 0 | 0 | 0 | 0 | 0 | 0 | 0 | 0 | 0 | 155.1127 | 157.1395 | 159.7813 | 2104.5856 | 2.409 | 6404.6016 | 0 | 0 | 0 | 0 | 0 | 0 | 0 | 0 | 0 | 7.7556 | 15.6126 | 23.6017 | 1.1967 | 2.409 | 3.6417 | 1 | 1 | 1 | 1 | 1 | 1 | 1 | 28.875 | 76.2481 | 3.6406 | 28.875 | 77.1146 | 3.6706 | 28.875 | 78.3997 | 3.7151 | 6057.4841 | 0 | 0 | 0 | 22.3225 | 3.4444 | 6087.7715 | 0 | 0 | 0 | 3.4616 | 6118.2104 | 0 | 0 | 0 | 3.4789 | 6057.4841 | 6.906 | 18263.4661 | 0 | 0 | 0 | 0 | 0 | 0 | 0 | 0 | 0 | 22.3225 | 44.7566 | 67.3029 | 3.4444 | 6.906 | 10.3849 | 3743.944 | 13630.3027 | 3743.944 | 11419.2612 | 1247.9813 | 3770.7728 | 13841.1319 | 3770.7728 | 11631.7252 | 1256.9243 | 3801.2637 | 14122.2287 | 3801.2637 | 11918.6299 | 1267.0879 | 129.6604 | 130.5895 | 131.6455 | 0.032592 | 0.03243 | 0.032269 | 3948.5505 | 0 | 0 | 0 | 14.5509 | 2.2452 | 3976.8456 | 0 | 0 | 0 | 14.6551 | 2.2613 | 4009.0028 | 0 | 0 | 0 | 14.7736 | 2.2796 | 78971.0099 | 79536.9118 | 80180.0562 | 0 | 0 | 0 | 0 | 0 | 0 | 0 | 0 | 0 | 291.0171 | 293.1025 | 295.4725 | 3948.5505 | 4.5065 | 11934.3989 | 0 | 0 | 0 | 0 | 0 | 0 | 0 | 0 | 0 | 14.5509 | 29.206 | 43.9796 | 2.2452 | 4.5065 | 6.7861 | 38.5 | 66.6231 | 2.7305 | 38.5 | 67.4896 | 2.753 | 38.5 | 68.7747 | 2.7864 | 6057.4841 | 0 | 0 | 0 | 22.3225 | 3.4444 | 6087.7715 | 0 | 0 | 0 | 3.4616 | 6118.2104 | 0 | 0 | 0 | 3.4789 | 6057.4841 | 6.906 | 18263.4661 | 0 | 0 | 0 | 0 | 0 | 0 | 0 | 0 | 0 | 22.3225 | 44.7566 | 67.3029 | 3.4444 | 6.906 | 10.3849 | 6126.503 | 16728.2332 | 6126.503 | 14014.6605 | 0 | 6157.1355 | 16950.4492 | 6157.1355 | 14244.7141 | 0 | 6187.9212 | 17241.7472 | 6187.9212 | 14551.3862 | 0 | 159.1299 | 159.9256 | 160.7252 | 0.04 | 0.039801 | 0.039603 | 4845.9873 | 0 | 0 | 0 | 17.858 | 2.7555 | 4870.2172 | 0 | 0 | 0 | 17.9473 | 2.7693 | 4894.5683 | 0 | 0 | 0 | 18.037 | 2.7831 | 96919.7459 | 97404.3446 | 97891.3663 | 0 | 0 | 0 | 0 | 0 | 0 | 0 | 0 | 0 | 357.1602 | 358.946 | 360.7407 | 4845.9873 | 5.5248 | 14610.7728 | 0 | 0 | 0 | 0 | 0 | 0 | 0 | 0 | 0 | 17.858 | 35.8053 | 53.8423 | 2.7555 | 5.5248 | 8.3079
| 880 | Business | Lodging | HVAC | Electric | 02-168 | 02-168.07 | Misc Cooling | [02-168]_Business_HVAC_Chiller, Water Cooler, Centrifugal_Large_ROB_Electric_per ton | kW/ton 0.58 IPLV 0.55 | kW/ton 0.56 IPLV 0.51 | ENGINEER | 30.453 | 0 | 0 | 0 | 0.039 | 0 | 38.5 | 20 | 0.444 | 0.068 | 0.07 | 0.404 | 0.458 | 1 | 1 | Replace on Burnout | 16.2583 | 0.063212 | 609.0604 | 0 | 0 | 0 | 2.368 | 30.9835 | 0 | 0 | 0 | 74.1396 | 0 | 0 | 105.1231 | 13.2381 | 91.885 | 7.9409 | 31.3072 | 0 | 0 | 0 | 74.6824 | 0 | 0 | 105.9896 | 13.2381 | 92.7515 | 8.0064 | 31.8141 | 0 | 0 | 0 | 75.4606 | 0 | 0 | 107.2747 | 13.2381 | 94.0366 | 8.1035 | per ton | 5.4427 | 15604.1083 | 0.005 | 23878.4082 | 0 | 0 | 0 | 87.9946 | 13.5776 | 23997.8003 | 0 | 0 | 0 | 13.6455 | 24117.7893 | 0 | 0 | 0 | 13.7137 | 23878.4082 | 47876.2085 | 71993.9978 | 0 | 0 | 0 | 0 | 0 | 0 | 0 | 0 | 0 | 87.9946 | 176.4292 | 265.306 | 13.5776 | 27.2231 | 40.9368 | 23878.4082 | 0 | 0 | 0 | 87.9946 | 13.5776 | 23997.8003 | 0 | 0 | 0 | 13.6455 | 24117.7893 | 0 | 0 | 0 | 13.7137 | 23878.4082 | 27.2231 | 71993.9978 | 0 | 0 | 0 | 0 | 0 | 0 | 0 | 0 | 0 | 87.9946 | 176.4292 | 265.306 | 13.5776 | 27.2231 | 40.9368 | 2730.149 | 21679.9354 | 2730.149 | 17874.1082 | 5209.852 | 2773.6221 | 22206.6985 | 2773.6221 | 18365.7877 | 5292.8103 | 2830.7656 | 22939.0072 | 2830.7656 | 19053.6892 | 5401.8553 | 206.2338 | 209.5177 | 213.8343 | 0.013151 | 0.013085 | 0.01302 | 6280.4416 | 0 | 0 | 0 | 23.1441 | 3.5711 | 6380.4472 | 0 | 0 | 0 | 23.5127 | 3.628 | 6511.9002 | 0 | 0 | 0 | 23.9971 | 3.7028 | 125608.8312 | 127608.9434 | 130238.0047 | 0 | 0 | 0 | 0 | 0 | 0 | 0 | 0 | 0 | 462.8827 | 470.2533 | 479.9417 | 6280.4416 | 7.1992 | 19172.789 | 0 | 0 | 0 | 0 | 0 | 0 | 0 | 0 | 0 | 23.1441 | 46.6568 | 70.6539 | 3.5711 | 7.1992 | 10.9019 | 1 | 1 | 1 | 1 | 1 | 1 | 1 | 28.875 | 76.2481 | 3.6406 | 28.875 | 77.1146 | 3.6706 | 28.875 | 78.3997 | 3.7151 | 23878.4082 | 0 | 0 | 0 | 87.9946 | 13.5776 | 23997.8003 | 0 | 0 | 0 | 13.6455 | 24117.7893 | 0 | 0 | 0 | 13.7137 | 23878.4082 | 27.2231 | 71993.9978 | 0 | 0 | 0 | 0 | 0 | 0 | 0 | 0 | 0 | 87.9946 | 176.4292 | 265.306 | 13.5776 | 27.2231 | 40.9368 | 14713.1309 | 53565.0186 | 14713.1309 | 44161.8909 | 4904.377 | 14818.9034 | 54394.7897 | 14818.9034 | 44986.5684 | 4939.6345 | 14939.8105 | 55503.4943 | 14939.8105 | 46102.5327 | 4979.9368 | 509.5457 | 513.2088 | 517.396 | 0.032492 | 0.03233 | 0.03217 | 15517.2035 | 0 | 0 | 0 | 57.1826 | 8.8233 | 15628.7564 | 0 | 0 | 0 | 57.5937 | 8.8867 | 15756.2711 | 0 | 0 | 0 | 58.0636 | 8.9592 | 310344.0702 | 312575.1289 | 315125.423 | 0 | 0 | 0 | 0 | 0 | 0 | 0 | 0 | 0 | 1143.6528 | 1151.8745 | 1161.2726 | 15517.2035 | 17.71 | 46902.2311 | 0 | 0 | 0 | 0 | 0 | 0 | 0 | 0 | 0 | 57.1826 | 114.7764 | 172.84 | 8.8233 | 17.71 | 26.6692 | 38.5 | 66.6231 | 2.7305 | 38.5 | 67.4896 | 2.753 | 38.5 | 68.7747 | 2.7864 | 23878.4082 | 0 | 0 | 0 | 87.9946 | 13.5776 | 23997.8003 | 0 | 0 | 0 | 13.6455 | 24117.7893 | 0 | 0 | 0 | 13.7137 | 23878.4082 | 27.2231 | 71993.9978 | 0 | 0 | 0 | 0 | 0 | 0 | 0 | 0 | 0 | 87.9946 | 176.4292 | 265.306 | 13.5776 | 27.2231 | 40.9368 | 24150.4784 | 65942.1593 | 24150.4784 | 54366.2734 | 0 | 24271.2308 | 66818.1275 | 24271.2308 | 55261.1432 | 0 | 24392.587 | 67966.415 | 24392.587 | 56454.5334 | 0 | 627.2852 | 630.4216 | 633.5737 | 0.04 | 0.039801 | 0.039603 | 19102.7266 | 0 | 0 | 0 | 70.3957 | 10.8621 | 19198.2402 | 0 | 0 | 0 | 70.7477 | 10.9164 | 19294.2314 | 0 | 0 | 0 | 71.1014 | 10.971 | 382054.5317 | 383964.8044 | 385884.6284 | 0 | 0 | 0 | 0 | 0 | 0 | 0 | 0 | 0 | 1407.9139 | 1414.9535 | 1422.0283 | 19102.7266 | 21.7784 | 57595.1982 | 0 | 0 | 0 | 0 | 0 | 0 | 0 | 0 | 0 | 70.3957 | 141.1434 | 212.2448 | 10.8621 | 21.7784 | 32.7494
| 881 | Business | Other Commercial | HVAC | Electric | 02-168 | 02-168.08 | Misc Cooling | [02-168]_Business_HVAC_Chiller, Water Cooler, Centrifugal_Large_ROB_Electric_per ton | kW/ton 0.58 IPLV 0.55 | kW/ton 0.56 IPLV 0.51 | ENGINEER | 30.453 | 0 | 0 | 0 | 0.039 | 0 | 38.5 | 20 | 0.444 | 0.068 | 0.07 | 0.404 | 0.458 | 1 | 1 | Replace on Burnout | 16.2583 | 0.063212 | 609.0604 | 0 | 0 | 0 | 2.368 | 30.9835 | 0 | 0 | 0 | 74.1396 | 0 | 0 | 105.1231 | 16.1059 | 89.0172 | 6.527 | 31.3072 | 0 | 0 | 0 | 74.6824 | 0 | 0 | 105.9896 | 16.1059 | 89.8837 | 6.5808 | 31.8141 | 0 | 0 | 0 | 75.4606 | 0 | 0 | 107.2747 | 16.1059 | 91.1688 | 6.6606 | per ton | 0.95289 | 3620.9781 | 0.005 | 5541.0531 | 0 | 0 | 0 | 20.4194 | 3.1507 | 5568.7584 | 0 | 0 | 0 | 3.1665 | 5596.6021 | 0 | 0 | 0 | 3.1823 | 5541.0531 | 11109.8114 | 16706.4136 | 0 | 0 | 0 | 0 | 0 | 0 | 0 | 0 | 0 | 20.4194 | 40.9409 | 61.565 | 3.1507 | 6.3172 | 9.4995 | 5541.0531 | 0 | 0 | 0 | 20.4194 | 3.1507 | 5568.7584 | 0 | 0 | 0 | 3.1665 | 5596.6021 | 0 | 0 | 0 | 3.1823 | 5541.0531 | 6.3172 | 16706.4136 | 0 | 0 | 0 | 0 | 0 | 0 | 0 | 0 | 0 | 20.4194 | 40.9409 | 61.565 | 3.1507 | 6.3172 | 9.4995 | 1017.7972 | 6643.1624 | 1017.7972 | 5563.3189 | 1415.1766 | 1031.2902 | 6786.7141 | 1031.2902 | 5701.1734 | 1433.9376 | 1048.4506 | 6983.2992 | 1048.4506 | 5891.4769 | 1457.798 | 63.1941 | 64.0319 | 65.0974 | 0.017365 | 0.017279 | 0.017193 | 1924.4519 | 0 | 0 | 0 | 7.0918 | 1.0943 | 1949.9644 | 0 | 0 | 0 | 7.1858 | 1.1088 | 1982.4113 | 0 | 0 | 0 | 7.3054 | 1.1272 | 38489.0381 | 38999.2872 | 39648.2267 | 0 | 0 | 0 | 0 | 0 | 0 | 0 | 0 | 0 | 141.8364 | 143.7168 | 146.1082 | 1924.4519 | 2.203 | 5856.8276 | 0 | 0 | 0 | 0 | 0 | 0 | 0 | 0 | 0 | 7.0918 | 14.2777 | 21.5831 | 1.0943 | 2.203 | 3.3303 | 1 | 1 | 1 | 1 | 1 | 1 | 1 | 28.875 | 76.2481 | 3.6406 | 28.875 | 77.1146 | 3.6706 | 28.875 | 78.3997 | 3.7151 | 5541.0531 | 0 | 0 | 0 | 20.4194 | 3.1507 | 5568.7584 | 0 | 0 | 0 | 3.1665 | 5596.6021 | 0 | 0 | 0 | 3.1823 | 5541.0531 | 6.3172 | 16706.4136 | 0 | 0 | 0 | 0 | 0 | 0 | 0 | 0 | 0 | 20.4194 | 40.9409 | 61.565 | 3.1507 | 6.3172 | 9.4995 | 3424.5389 | 12467.468 | 3424.5389 | 10440.8859 | 1141.513 | 3449.0835 | 12660.3275 | 3449.0835 | 10635.2973 | 1149.6945 | 3476.9796 | 12917.4675 | 3476.9796 | 10897.852 | 1158.9932 | 118.5987 | 119.4488 | 120.4149 | 0.03259 | 0.032428 | 0.032267 | 3611.6899 | 0 | 0 | 0 | 13.3095 | 2.0537 | 3637.5759 | 0 | 0 | 0 | 13.4049 | 2.0684 | 3666.9965 | 0 | 0 | 0 | 13.5133 | 2.0851 | 72233.7984 | 72751.5176 | 73339.9303 | 0 | 0 | 0 | 0 | 0 | 0 | 0 | 0 | 0 | 266.1897 | 268.0975 | 270.2659 | 3611.6899 | 4.122 | 10916.2623 | 0 | 0 | 0 | 0 | 0 | 0 | 0 | 0 | 0 | 13.3095 | 26.7144 | 40.2277 | 2.0537 | 4.122 | 6.2071 | 38.5 | 66.6231 | 2.7305 | 38.5 | 67.4896 | 2.753 | 38.5 | 68.7747 | 2.7864 | 5541.0531 | 0 | 0 | 0 | 20.4194 | 3.1507 | 5568.7584 | 0 | 0 | 0 | 3.1665 | 5596.6021 | 0 | 0 | 0 | 3.1823 | 5541.0531 | 6.3172 | 16706.4136 | 0 | 0 | 0 | 0 | 0 | 0 | 0 | 0 | 0 | 20.4194 | 40.9409 | 61.565 | 3.1507 | 6.3172 | 9.4995 | 5604.1878 | 15302.0671 | 5604.1878 | 12814.7221 | 0 | 5632.2087 | 15505.338 | 5632.2087 | 13025.246 | 0 | 5660.3697 | 15771.8014 | 5660.3697 | 13305.9176 | 0 | 145.5633 | 146.2911 | 147.0226 | 0.04 | 0.039801 | 0.039603 | 4432.8425 | 0 | 0 | 0 | 16.3355 | 2.5206 | 4455.0067 | 0 | 0 | 0 | 16.4172 | 2.5332 | 4477.2817 | 0 | 0 | 0 | 16.4993 | 2.5458 | 88656.8494 | 89100.1336 | 89545.6343 | 0 | 0 | 0 | 0 | 0 | 0 | 0 | 0 | 0 | 326.7105 | 328.344 | 329.9857 | 4432.8425 | 5.0538 | 13365.1309 | 0 | 0 | 0 | 0 | 0 | 0 | 0 | 0 | 0 | 16.3355 | 32.7527 | 49.252 | 2.5206 | 5.0538 | 7.5996
| 882 | Business | Food Sales | HVAC | Electric | 02-168 | 02-168.09 | Misc Cooling | [02-168]_Business_HVAC_Chiller, Water Cooler, Centrifugal_Large_ROB_Electric_per ton | kW/ton 0.58 IPLV 0.55 | kW/ton 0.56 IPLV 0.51 | ENGINEER | 30.453 | 0 | 0 | 0 | 0.039 | 0 | 38.5 | 20 | 0.444 | 0.068 | 0.07 | 0.404 | 0.458 | 1 | 1 | Replace on Burnout | 16.2583 | 0.063212 | 609.0604 | 0 | 0 | 0 | 2.368 | 30.9835 | 0 | 0 | 0 | 74.1396 | 0 | 0 | 105.1231 | 13.2381 | 91.885 | 7.9409 | 31.3072 | 0 | 0 | 0 | 74.6824 | 0 | 0 | 105.9896 | 13.2381 | 92.7515 | 8.0064 | 31.8141 | 0 | 0 | 0 | 75.4606 | 0 | 0 | 107.2747 | 13.2381 | 94.0366 | 8.1035 | per ton | 24.9499 | 44809.933 | 0.005 | 68571.036 | 0 | 0 | 0 | 252.692 | 38.9904 | 68913.8911 | 0 | 0 | 0 | 39.1854 | 69258.4606 | 0 | 0 | 0 | 39.3813 | 68571.036 | 137484.9271 | 206743.3877 | 0 | 0 | 0 | 0 | 0 | 0 | 0 | 0 | 0 | 252.692 | 506.6474 | 761.8726 | 38.9904 | 78.1758 | 117.5571 | 68571.036 | 0 | 0 | 0 | 252.692 | 38.9904 | 68913.8911 | 0 | 0 | 0 | 39.1854 | 69258.4606 | 0 | 0 | 0 | 39.3813 | 68571.036 | 78.1758 | 206743.3877 | 0 | 0 | 0 | 0 | 0 | 0 | 0 | 0 | 0 | 252.692 | 506.6474 | 761.8726 | 38.9904 | 78.1758 | 117.5571 | 3701.1614 | 29390.6821 | 3701.1614 | 24305.4493 | 7062.8026 | 3785.2275 | 30306.0051 | 3785.2275 | 25140.5992 | 7223.223 | 3897.8736 | 31586.2784 | 3897.8736 | 26315.7094 | 7438.1818 | 279.5835 | 285.9338 | 294.443 | 0.0062083 | 0.0061774 | 0.0061467 | 8514.161 | 0 | 0 | 0 | 31.3756 | 4.8413 | 8707.5467 | 0 | 0 | 0 | 32.0883 | 4.9512 | 8966.6781 | 0 | 0 | 0 | 33.0432 | 5.0986 | 170283.2209 | 174150.9344 | 179333.5622 | 0 | 0 | 0 | 0 | 0 | 0 | 0 | 0 | 0 | 627.5128 | 641.7658 | 660.8644 | 8514.161 | 9.7925 | 26188.3859 | 0 | 0 | 0 | 0 | 0 | 0 | 0 | 0 | 0 | 31.3756 | 63.4639 | 96.5071 | 4.8413 | 9.7925 | 14.8911 | 1 | 1 | 1 | 1 | 1 | 1 | 1 | 28.875 | 76.2481 | 3.6406 | 28.875 | 77.1146 | 3.6706 | 28.875 | 78.3997 | 3.7151 | 68571.036 | 0 | 0 | 0 | 252.692 | 38.9904 | 68913.8911 | 0 | 0 | 0 | 39.1854 | 69258.4606 | 0 | 0 | 0 | 39.3813 | 68571.036 | 78.1758 | 206743.3877 | 0 | 0 | 0 | 0 | 0 | 0 | 0 | 0 | 0 | 252.692 | 506.6474 | 761.8726 | 38.9904 | 78.1758 | 117.5571 | 36386.5303 | 132469.7775 | 36386.5303 | 109549.6001 | 12128.8434 | 36686.1601 | 134661.5142 | 36686.1601 | 111709.5817 | 12228.72 | 37039.0408 | 137605.2387 | 37039.0408 | 114644.069 | 12346.3469 | 1260.1396 | 1270.5164 | 1282.7373 | 0.027982 | 0.027843 | 0.027704 | 38375.0543 | 0 | 0 | 0 | 141.4164 | 21.8206 | 38691.0588 | 0 | 0 | 0 | 142.5809 | 22.0003 | 39063.2244 | 0 | 0 | 0 | 143.9524 | 22.2119 | 767501.0858 | 773821.1758 | 781264.4881 | 0 | 0 | 0 | 0 | 0 | 0 | 0 | 0 | 0 | 2828.3278 | 2851.6181 | 2879.0475 | 38375.0543 | 43.8208 | 116129.3375 | 0 | 0 | 0 | 0 | 0 | 0 | 0 | 0 | 0 | 141.4164 | 283.9973 | 427.9497 | 21.8206 | 43.8208 | 66.0327 | 38.5 | 66.6231 | 2.7305 | 38.5 | 67.4896 | 2.753 | 38.5 | 68.7747 | 2.7864 | 68571.036 | 0 | 0 | 0 | 252.692 | 38.9904 | 68913.8911 | 0 | 0 | 0 | 39.1854 | 69258.4606 | 0 | 0 | 0 | 39.3813 | 68571.036 | 78.1758 | 206743.3877 | 0 | 0 | 0 | 0 | 0 | 0 | 0 | 0 | 0 | 252.692 | 506.6474 | 761.8726 | 38.9904 | 78.1758 | 117.5571 | 65017.8124 | 177529.1928 | 65017.8124 | 146812.748 | 0 | 65342.9015 | 179887.4705 | 65342.9015 | 149227.1509 | 0 | 65669.616 | 182978.8852 | 65669.616 | 152446.5502 | 0 | 1688.7743 | 1697.2182 | 1705.7043 | 0.0375 | 0.037313 | 0.037128 | 51428.277 | 0 | 0 | 0 | 189.519 | 29.2428 | 51685.4184 | 0 | 0 | 0 | 190.4666 | 29.389 | 51943.8454 | 0 | 0 | 0 | 191.4189 | 29.536 | 1028565.5394 | 1033708.3671 | 1038876.9089 | 0 | 0 | 0 | 0 | 0 | 0 | 0 | 0 | 0 | 3790.3797 | 3809.3316 | 3828.3783 | 51428.277 | 58.6318 | 155057.5408 | 0 | 0 | 0 | 0 | 0 | 0 | 0 | 0 | 0 | 189.519 | 379.9856 | 571.4045 | 29.2428 | 58.6318 | 88.1678
| 883 | Business | Manufacturing/Industrial | HVAC | Electric | 02-168 | 02-168.10 | Misc Cooling | [02-168]_Business_HVAC_Chiller, Water Cooler, Centrifugal_Large_ROB_Electric_per ton | kW/ton 0.58 IPLV 0.55 | kW/ton 0.56 IPLV 0.51 | ENGINEER | 30.453 | 0 | 0 | 0 | 0.039 | 0 | 38.5 | 20 | 0.444 | 0.068 | 0.07 | 0.404 | 0.458 | 1 | 1 | Replace on Burnout | 16.2583 | 0.063212 | 609.0604 | 0 | 0 | 0 | 2.368 | 30.9835 | 0 | 0 | 0 | 74.1396 | 0 | 0 | 105.1231 | 13.2381 | 91.885 | 7.9409 | 31.3072 | 0 | 0 | 0 | 74.6824 | 0 | 0 | 105.9896 | 13.2381 | 92.7515 | 8.0064 | 31.8141 | 0 | 0 | 0 | 75.4606 | 0 | 0 | 107.2747 | 13.2381 | 94.0366 | 8.1035 | per ton | 8.4295 | 34923.4429 | 0.005 | 53442.0942 | 0 | 0 | 0 | 196.9401 | 30.3879 | 53709.3047 | 0 | 0 | 0 | 30.5398 | 53977.8512 | 0 | 0 | 0 | 30.6925 | 53442.0942 | 107151.3989 | 161129.2501 | 0 | 0 | 0 | 0 | 0 | 0 | 0 | 0 | 0 | 196.9401 | 394.865 | 593.7794 | 30.3879 | 60.9277 | 91.6203 | 53442.0942 | 0 | 0 | 0 | 196.9401 | 30.3879 | 53709.3047 | 0 | 0 | 0 | 30.5398 | 53977.8512 | 0 | 0 | 0 | 30.6925 | 53442.0942 | 60.9277 | 161129.2501 | 0 | 0 | 0 | 0 | 0 | 0 | 0 | 0 | 0 | 196.9401 | 394.865 | 593.7794 | 30.3879 | 60.9277 | 91.6203 | 6125.7112 | 48643.8736 | 6125.7112 | 40214.516 | 11689.4898 | 6222.9331 | 49823.2257 | 6222.9331 | 41317.2821 | 11875.0151 | 6352.3643 | 51476.1555 | 6352.3643 | 42871.0633 | 12122.0043 | 462.7325 | 470.0766 | 479.8537 | 0.013184 | 0.013118 | 0.013053 | 14091.6013 | 0 | 0 | 0 | 51.9291 | 8.0127 | 14315.2509 | 0 | 0 | 0 | 52.7533 | 8.1398 | 14612.9946 | 0 | 0 | 0 | 53.8505 | 8.3091 | 281832.0259 | 286305.017 | 292259.8928 | 0 | 0 | 0 | 0 | 0 | 0 | 0 | 0 | 0 | 1038.5827 | 1055.0662 | 1077.0106 | 14091.6013 | 16.1525 | 43019.8468 | 0 | 0 | 0 | 0 | 0 | 0 | 0 | 0 | 0 | 51.9291 | 104.6824 | 158.533 | 8.0127 | 16.1525 | 24.4617 | 1 | 1 | 1 | 1 | 1 | 1 | 1 | 28.875 | 76.2481 | 3.6406 | 28.875 | 77.1146 | 3.6706 | 28.875 | 78.3997 | 3.7151 | 53442.0942 | 0 | 0 | 0 | 196.9401 | 30.3879 | 53709.3047 | 0 | 0 | 0 | 30.5398 | 53977.8512 | 0 | 0 | 0 | 30.6925 | 53442.0942 | 60.9277 | 161129.2501 | 0 | 0 | 0 | 0 | 0 | 0 | 0 | 0 | 0 | 196.9401 | 394.865 | 593.7794 | 30.3879 | 60.9277 | 91.6203 | 32946.3513 | 119945.3693 | 32946.3513 | 99160.3798 | 10982.1171 | 33183.5416 | 121804.6793 | 33183.5416 | 101009.8848 | 11061.1805 | 33453.0701 | 124282.8541 | 33453.0701 | 103506.9159 | 11151.0234 | 1140.9992 | 1149.2136 | 1158.5479 | 0.032509 | 0.032347 | 0.032186 | 34746.8694 | 0 | 0 | 0 | 128.0461 | 19.7575 | 34997.0222 | 0 | 0 | 0 | 128.968 | 19.8998 | 35281.2805 | 0 | 0 | 0 | 130.0155 | 20.0614 | 694937.388 | 699940.4449 | 705625.6091 | 0 | 0 | 0 | 0 | 0 | 0 | 0 | 0 | 0 | 2560.9225 | 2579.3593 | 2600.3097 | 34746.8694 | 39.6573 | 105025.1721 | 0 | 0 | 0 | 0 | 0 | 0 | 0 | 0 | 0 | 128.0461 | 257.0141 | 387.0296 | 19.7575 | 39.6573 | 59.7187 | 38.5 | 66.6231 | 2.7305 | 38.5 | 67.4896 | 2.753 | 38.5 | 68.7747 | 2.7864 | 53442.0942 | 0 | 0 | 0 | 196.9401 | 30.3879 | 53709.3047 | 0 | 0 | 0 | 30.5398 | 53977.8512 | 0 | 0 | 0 | 30.6925 | 53442.0942 | 60.9277 | 161129.2501 | 0 | 0 | 0 | 0 | 0 | 0 | 0 | 0 | 0 | 196.9401 | 394.865 | 593.7794 | 30.3879 | 60.9277 | 91.6203 | 54051.0126 | 147584.6737 | 54051.0126 | 122010.1483 | 0 | 54321.2676 | 149545.1719 | 54321.2676 | 124014.4522 | 0 | 54592.874 | 152115.1459 | 54592.874 | 126686.579 | 0 | 1403.9224 | 1410.942 | 1417.9967 | 0.04 | 0.039801 | 0.039603 | 42753.6754 | 0 | 0 | 0 | 157.5521 | 24.3103 | 42967.4438 | 0 | 0 | 0 | 158.3399 | 24.4319 | 43182.281 | 0 | 0 | 0 | 159.1316 | 24.554 | 855073.5076 | 859348.8751 | 863645.6195 | 0 | 0 | 0 | 0 | 0 | 0 | 0 | 0 | 0 | 3151.0421 | 3166.7973 | 3182.6313 | 42753.6754 | 48.7422 | 128903.4001 | 0 | 0 | 0 | 0 | 0 | 0 | 0 | 0 | 0 | 157.5521 | 315.892 | 475.0235 | 24.3103 | 48.7422 | 73.2962
| 884 | Business | Office | HVAC | Gas | 02-330 | 02-330.01 | Misc Heating | [02-330]_Business_HVAC_Condensing Make Up Air Unit_ with 2 Speed Motor_ROB_Gas_per unit | Standard MAU | Condensing MAU with VFD | ENGINEER | 3851.1601 | 118.6475 | 0 | 0 | 0.8073 | 0 | 2054.6236 | 20 | 0 | 0.387 | 0.612 | 0 | 0.001 | 1 | 1 | Replace on Burnout | 0.73299 | 0.026675 | 77023.203 | 2503.5949 | 0 | 0 | 2803.0611 | 4570.9945 | 17121.8227 | 0 | 0 | 655.5434 | 125.1797 | 0 | 22473.5404 | 755.9045 | 21717.6359 | 29.7307 | 4569.8059 | 17334.0169 | 0 | 0 | 653.0238 | 125.1797 | 0 | 22682.0264 | 755.9045 | 21926.1219 | 30.0065 | 4584.512 | 17569.033 | 0 | 0 | 652.4042 | 125.1797 | 0 | 22931.1289 | 755.9045 | 22175.2245 | 30.336 | per unit | 0.008628 | 211.9905 | 0.005 | 41024.5691 | 1263.895 | 0 | 0 | 1415.0752 | 0 | 41229.692 | 1270.2145 | 0 | 0 | 0 | 41435.8405 | 1276.5656 | 0 | 0 | 0 | 41024.5691 | 82254.2611 | 123690.1016 | 1263.895 | 2534.1095 | 3810.6751 | 0 | 0 | 0 | 0 | 0 | 0 | 1415.0752 | 2837.2258 | 4266.4871 | 0 | 0 | 0 | 41024.5691 | 1263.895 | 0 | 0 | 1415.0752 | 0 | 41229.692 | 1270.2145 | 0 | 0 | 0 | 41435.8405 | 1276.5656 | 0 | 0 | 0 | 41024.5691 | 0 | 123690.1016 | 1263.895 | 2534.1095 | 3810.6751 | 0 | 0 | 0 | 0 | 0 | 0 | 1415.0752 | 2837.2258 | 4266.4871 | 0 | 0 | 0 | 4906.8305 | 145883.3188 | 4906.8305 | 147065.4304 | 8430.4231 | 4939.1474 | 148206.3868 | 4939.1474 | 149190.6525 | 8485.9468 | 4974.4259 | 150904.2543 | 4974.4259 | 151857.7944 | 8546.5587 | 6.4913 | 6.5341 | 6.5808 | 0.030469 | 0.030317 | 0.030166 | 24999.1774 | 770.1808 | 0 | 0 | 862.3056 | 0 | 25163.8245 | 775.2533 | 0 | 0 | 867.9848 | 0 | 25343.5604 | 780.7907 | 0 | 0 | 874.1845 | 0 | 499983.5478 | 503276.4893 | 506871.207 | 15403.6164 | 15505.0661 | 15615.8131 | 0 | 0 | 0 | 0 | 0 | 0 | 17246.112 | 17359.6966 | 17483.6905 | 24999.1774 | 0 | 75506.5622 | 770.1808 | 1545.4341 | 2326.2248 | 0 | 0 | 0 | 0 | 0 | 0 | 862.3056 | 1730.2904 | 2604.475 | 0 | 0 | 0 | 1 | 1 | 1 | 1 | 1 | 1 | 1 | 1540.9677 | 20932.5727 | 14.584 | 1540.9677 | 21141.0587 | 14.7193 | 1540.9677 | 21390.1612 | 14.881 | 41024.5691 | 1263.895 | 0 | 0 | 1415.0752 | 0 | 41229.692 | 1270.2145 | 0 | 0 | 0 | 41435.8405 | 1276.5656 | 0 | 0 | 0 | 41024.5691 | 0 | 123690.1016 | 1263.895 | 2534.1095 | 3810.6751 | 0 | 0 | 0 | 0 | 0 | 0 | 1415.0752 | 2837.2258 | 4266.4871 | 0 | 0 | 0 | 12556.3294 | 183122.058 | 12556.3294 | 184605.9199 | 4185.4431 | 12623.4302 | 185808.5514 | 12623.4302 | 187042.54 | 4207.8101 | 12692.4234 | 188875.8592 | 12692.4234 | 190069.336 | 4230.8078 | 8.1483 | 8.1919 | 8.2367 | 0.038246 | 0.038056 | 0.037866 | 31380.5639 | 966.7801 | 0 | 0 | 1082.4211 | 0 | 31548.261 | 971.9466 | 0 | 0 | 1088.2055 | 0 | 31720.6878 | 977.2588 | 0 | 0 | 1094.1531 | 0 | 627611.2787 | 630965.2201 | 634413.7561 | 19335.6029 | 19438.932 | 19545.1753 | 0 | 0 | 0 | 0 | 0 | 0 | 21648.4211 | 21764.1098 | 21883.0614 | 31380.5639 | 0 | 94649.5127 | 966.7801 | 1938.7267 | 2915.9855 | 0 | 0 | 0 | 0 | 0 | 0 | 1082.4211 | 2170.6265 | 3264.7796 | 0 | 0 | 0 | 2054.6236 | 20418.9168 | 10.938 | 2054.6236 | 20627.4028 | 11.0395 | 2054.6236 | 20876.5053 | 11.1607 | 41024.5691 | 1263.895 | 0 | 0 | 1415.0752 | 0 | 41229.692 | 1270.2145 | 0 | 0 | 0 | 41435.8405 | 1276.5656 | 0 | 0 | 0 | 41024.5691 | 0 | 123690.1016 | 1263.895 | 2534.1095 | 3810.6751 | 0 | 0 | 0 | 0 | 0 | 0 | 1415.0752 | 2837.2258 | 4266.4871 | 0 | 0 | 0 | 17509.5389 | 191519.9114 | 17509.5389 | 193071.8222 | 0 | 17597.0866 | 194263.1156 | 17597.0866 | 195553.2525 | 0 | 17685.072 | 197378.5693 | 17685.072 | 198625.7733 | 0 | 8.522 | 8.5646 | 8.6075 | 0.04 | 0.039801 | 0.039603 | 32819.6553 | 1011.116 | 0 | 0 | 1132.0602 | 0 | 32983.7536 | 1016.1716 | 0 | 0 | 1137.7205 | 0 | 33148.6724 | 1021.2525 | 0 | 0 | 1143.4091 | 0 | 656393.1063 | 659675.0718 | 662973.4472 | 20222.3206 | 20323.4322 | 20425.0493 | 0 | 0 | 0 | 0 | 0 | 0 | 22641.203 | 22754.409 | 22868.1811 | 32819.6553 | 0 | 98952.0813 | 1011.116 | 2027.2876 | 3048.5401 | 0 | 0 | 0 | 0 | 0 | 0 | 1132.0602 | 2269.7806 | 3413.1897 | 0 | 0 | 0
| 885 | Business | Retail | HVAC | Gas | 02-330 | 02-330.02 | Misc Heating | [02-330]_Business_HVAC_Condensing Make Up Air Unit_ with 2 Speed Motor_ROB_Gas_per unit | Standard MAU | Condensing MAU with VFD | ENGINEER | 3851.1601 | 118.6475 | 0 | 0 | 0.8073 | 0 | 2054.6236 | 20 | 0 | 0.387 | 0.612 | 0 | 0.001 | 1 | 1 | Replace on Burnout | 0.73299 | 0.026675 | 77023.203 | 2503.5949 | 0 | 0 | 2803.0611 | 4570.9945 | 17121.8227 | 0 | 0 | 655.5434 | 125.1797 | 0 | 22473.5404 | 755.9045 | 21717.6359 | 29.7307 | 4569.8059 | 17334.0169 | 0 | 0 | 653.0238 | 125.1797 | 0 | 22682.0264 | 755.9045 | 21926.1219 | 30.0065 | 4584.512 | 17569.033 | 0 | 0 | 652.4042 | 125.1797 | 0 | 22931.1289 | 755.9045 | 22175.2245 | 30.336 | per unit | 0.1095 | 938.2875 | 0.005 | 181578.1469 | 5594.1043 | 0 | 0 | 6263.2402 | 0 | 182486.0377 | 5622.0748 | 0 | 0 | 0 | 183398.4679 | 5650.1852 | 0 | 0 | 0 | 181578.1469 | 364064.1846 | 547462.6525 | 5594.1043 | 11216.1791 | 16866.3643 | 0 | 0 | 0 | 0 | 0 | 0 | 6263.2402 | 12557.7966 | 18883.8258 | 0 | 0 | 0 | 181578.1469 | 5594.1043 | 0 | 0 | 6263.2402 | 0 | 182486.0377 | 5622.0748 | 0 | 0 | 0 | 183398.4679 | 5650.1852 | 0 | 0 | 0 | 181578.1469 | 0 | 547462.6525 | 5594.1043 | 11216.1791 | 16866.3643 | 0 | 0 | 0 | 0 | 0 | 0 | 6263.2402 | 12557.7966 | 18883.8258 | 0 | 0 | 0 | 17935.8269 | 533244.0019 | 17935.8269 | 539808.6498 | 30815.5354 | 18072.4791 | 542291.3313 | 18072.4791 | 548169.3271 | 31050.3175 | 18226.632 | 552923.3643 | 18226.632 | 558735.0744 | 31315.1675 | 23.7276 | 23.9084 | 24.1123 | 0.025162 | 0.025037 | 0.024913 | 91378.9288 | 2815.2246 | 0 | 0 | 3151.9662 | 0 | 92075.1404 | 2836.6736 | 0 | 0 | 3175.9809 | 0 | 92860.5142 | 2860.8696 | 0 | 0 | 3203.071 | 0 | 1827578.5751 | 1841502.8081 | 1857210.2848 | 56304.4911 | 56733.4723 | 57217.3921 | 0 | 0 | 0 | 0 | 0 | 0 | 63039.3238 | 63519.6173 | 64061.421 | 91378.9288 | 0 | 276314.5834 | 2815.2246 | 5651.8982 | 8512.7678 | 0 | 0 | 0 | 0 | 0 | 0 | 3151.9662 | 6327.9471 | 9531.0181 | 0 | 0 | 0 | 1 | 1 | 1 | 1 | 1 | 1 | 1 | 1540.9677 | 20932.5727 | 14.584 | 1540.9677 | 21141.0587 | 14.7193 | 1540.9677 | 21390.1612 | 14.881 | 181578.1469 | 5594.1043 | 0 | 0 | 6263.2402 | 0 | 182486.0377 | 5622.0748 | 0 | 0 | 0 | 183398.4679 | 5650.1852 | 0 | 0 | 0 | 181578.1469 | 0 | 547462.6525 | 5594.1043 | 11216.1791 | 16866.3643 | 0 | 0 | 0 | 0 | 0 | 0 | 6263.2402 | 12557.7966 | 18883.8258 | 0 | 0 | 0 | 51277.6567 | 747835.5907 | 51277.6567 | 757042.0278 | 17092.5522 | 51558.3101 | 758904.2581 | 51558.3101 | 767130.1615 | 17186.1034 | 51848.9914 | 771564.4567 | 51848.9914 | 779674.2768 | 17282.9971 | 33.2763 | 33.4584 | 33.647 | 0.035288 | 0.035113 | 0.034938 | 128152.2435 | 3948.1459 | 0 | 0 | 4420.4013 | 0 | 128853.6477 | 3969.7549 | 0 | 0 | 4444.5951 | 0 | 129580.1134 | 3992.1361 | 0 | 0 | 4469.6534 | 0 | 2563044.8696 | 2577072.953 | 2591602.2672 | 78962.918 | 79395.0986 | 79842.7213 | 0 | 0 | 0 | 0 | 0 | 0 | 88408.0267 | 88891.9024 | 89393.0672 | 128152.2435 | 0 | 386586.0045 | 3948.1459 | 7917.9008 | 11910.0369 | 0 | 0 | 0 | 0 | 0 | 0 | 4420.4013 | 8864.9965 | 13334.6498 | 0 | 0 | 0 | 2054.6236 | 20418.9168 | 10.938 | 2054.6236 | 20627.4028 | 11.0395 | 2054.6236 | 20876.5053 | 11.1607 | 181578.1469 | 5594.1043 | 0 | 0 | 6263.2402 | 0 | 182486.0377 | 5622.0748 | 0 | 0 | 0 | 183398.4679 | 5650.1852 | 0 | 0 | 0 | 181578.1469 | 0 | 547462.6525 | 5594.1043 | 11216.1791 | 16866.3643 | 0 | 0 | 0 | 0 | 0 | 0 | 6263.2402 | 12557.7966 | 18883.8258 | 0 | 0 | 0 | 72655.005 | 794702.8302 | 72655.005 | 804486.2394 | 0 | 73018.28 | 806085.6265 | 73018.28 | 814822.9373 | 0 | 73383.3714 | 819013.0543 | 73383.3714 | 827621.6008 | 0 | 35.3617 | 35.5385 | 35.7162 | 0.0375 | 0.037313 | 0.037128 | 136183.6102 | 4195.5782 | 0 | 0 | 4697.4301 | 0 | 136864.5283 | 4216.5561 | 0 | 0 | 4720.9173 | 0 | 137548.8509 | 4237.6389 | 0 | 0 | 4744.5219 | 0 | 2723672.2042 | 2737290.5653 | 2750977.0181 | 83911.5645 | 84331.1223 | 84752.7779 | 0 | 0 | 0 | 0 | 0 | 0 | 93948.603 | 94418.346 | 94890.4377 | 136183.6102 | 0 | 410596.9894 | 4195.5782 | 8412.1343 | 12649.7732 | 0 | 0 | 0 | 0 | 0 | 0 | 4697.4301 | 9418.3474 | 14162.8693 | 0 | 0 | 0
| 886 | Business | Food Service | HVAC | Gas | 02-330 | 02-330.03 | Misc Heating | [02-330]_Business_HVAC_Condensing Make Up Air Unit_ with 2 Speed Motor_ROB_Gas_per unit | Standard MAU | Condensing MAU with VFD | ENGINEER | 3851.1601 | 118.6475 | 0 | 0 | 0.8073 | 0 | 2054.6236 | 20 | 0 | 0.387 | 0.612 | 0 | 0.001 | 1 | 1 | Replace on Burnout | 0.73299 | 0.026675 | 77023.203 | 2503.5949 | 0 | 0 | 2803.0611 | 4570.9945 | 17121.8227 | 0 | 0 | 655.5434 | 125.1797 | 0 | 26968.2485 | 755.9045 | 26212.344 | 35.6768 | 4569.8059 | 17334.0169 | 0 | 0 | 653.0238 | 125.1797 | 0 | 27218.4317 | 755.9045 | 26462.5272 | 36.0078 | 4584.512 | 17569.033 | 0 | 0 | 652.4042 | 125.1797 | 0 | 27517.3547 | 755.9045 | 26761.4502 | 36.4032 | per unit | 0.38881 | 623.2625 | 0.005 | 120614.2626 | 3715.9139 | 0 | 0 | 4160.3911 | 0 | 121217.3339 | 3734.4935 | 0 | 0 | 0 | 121823.4206 | 3753.166 | 0 | 0 | 0 | 120614.2626 | 241831.5965 | 363655.017 | 3715.9139 | 7450.4074 | 11203.5734 | 0 | 0 | 0 | 0 | 0 | 0 | 4160.3911 | 8341.5841 | 12543.683 | 0 | 0 | 0 | 120614.2626 | 3715.9139 | 0 | 0 | 4160.3911 | 0 | 121217.3339 | 3734.4935 | 0 | 0 | 0 | 121823.4206 | 3753.166 | 0 | 0 | 0 | 120614.2626 | 0 | 363655.017 | 3715.9139 | 7450.4074 | 11203.5734 | 0 | 0 | 0 | 0 | 0 | 0 | 4160.3911 | 8341.5841 | 12543.683 | 0 | 0 | 0 | 12536.5328 | 447263.2984 | 12536.5328 | 444924.8408 | 21539.0108 | 12627.0741 | 454672.7289 | 12627.0741 | 451667.7365 | 21694.5698 | 12728.3069 | 463351.3149 | 12728.3069 | 460187.9494 | 21868.4978 | 16.5848 | 16.7046 | 16.8385 | 0.026477 | 0.026346 | 0.026214 | 63870.7623 | 1967.7462 | 0 | 0 | 2203.1171 | 0 | 64332.0495 | 1981.9576 | 0 | 0 | 2219.0285 | 0 | 64847.8074 | 1997.8472 | 0 | 0 | 2236.8187 | 0 | 1277415.2463 | 1286640.991 | 1296956.1472 | 39354.9237 | 39639.1527 | 39956.9446 | 0 | 0 | 0 | 0 | 0 | 0 | 44062.3426 | 44380.5695 | 44736.3739 | 63870.7623 | 0 | 193050.6192 | 1967.7462 | 3949.7038 | 5947.5511 | 0 | 0 | 0 | 0 | 0 | 0 | 2203.1171 | 4422.1456 | 6658.9643 | 0 | 0 | 0 | 1 | 1 | 1 | 1 | 1 | 1 | 1 | 1540.9677 | 25427.2808 | 17.5009 | 1540.9677 | 25677.464 | 17.6632 | 1540.9677 | 25976.387 | 17.8572 | 120614.2626 | 3715.9139 | 0 | 0 | 4160.3911 | 0 | 121217.3339 | 3734.4935 | 0 | 0 | 0 | 121823.4206 | 3753.166 | 0 | 0 | 0 | 120614.2626 | 0 | 363655.017 | 3715.9139 | 7450.4074 | 11203.5734 | 0 | 0 | 0 | 0 | 0 | 0 | 4160.3911 | 8341.5841 | 12543.683 | 0 | 0 | 0 | 34377.4414 | 601634.5335 | 34377.4414 | 598488.966 | 11459.1471 | 34563.2395 | 610497.6573 | 34563.2395 | 606462.7973 | 11521.0798 | 34754.9979 | 620626.6391 | 34754.9979 | 616389.5325 | 11584.9993 | 22.309 | 22.4296 | 22.554 | 0.035616 | 0.035439 | 0.035262 | 85915.5142 | 2646.9063 | 0 | 0 | 2963.5147 | 0 | 86379.8575 | 2661.2119 | 0 | 0 | 2979.5314 | 0 | 86859.0969 | 2675.9765 | 0 | 0 | 2996.062 | 0 | 1718310.2849 | 1727597.1505 | 1737181.937 | 52938.1267 | 53224.2388 | 53519.5292 | 0 | 0 | 0 | 0 | 0 | 0 | 59270.2934 | 59590.6286 | 59921.2401 | 85915.5142 | 0 | 259154.4686 | 2646.9063 | 5308.1183 | 7984.0947 | 0 | 0 | 0 | 0 | 0 | 0 | 2963.5147 | 5943.0461 | 8939.1081 | 0 | 0 | 0 | 2054.6236 | 24913.6249 | 13.1256 | 2054.6236 | 25163.8081 | 13.2474 | 2054.6236 | 25462.7311 | 13.3929 | 120614.2626 | 3715.9139 | 0 | 0 | 4160.3911 | 0 | 121217.3339 | 3734.4935 | 0 | 0 | 0 | 121823.4206 | 3753.166 | 0 | 0 | 0 | 120614.2626 | 0 | 363655.017 | 3715.9139 | 7450.4074 | 11203.5734 | 0 | 0 | 0 | 0 | 0 | 0 | 4160.3911 | 8341.5841 | 12543.683 | 0 | 0 | 0 | 48261.4786 | 633462.7648 | 48261.4786 | 630150.7876 | 0 | 48502.786 | 642536.0653 | 48502.786 | 638289.4592 | 0 | 48745.2999 | 652840.6016 | 48745.2999 | 648383.5657 | 0 | 23.4892 | 23.6067 | 23.7247 | 0.0375 | 0.037313 | 0.037128 | 90460.6969 | 2786.9354 | 0 | 0 | 3120.2933 | 0 | 90913.0004 | 2800.8701 | 0 | 0 | 3135.8948 | 0 | 91367.5654 | 2814.8745 | 0 | 0 | 3151.5742 | 0 | 1809213.9386 | 1818260.0083 | 1827351.3083 | 55738.7089 | 56017.4024 | 56297.4894 | 0 | 0 | 0 | 0 | 0 | 0 | 62405.8658 | 62717.8951 | 63031.4846 | 90460.6969 | 0 | 272741.2628 | 2786.9354 | 5587.8056 | 8402.68 | 0 | 0 | 0 | 0 | 0 | 0 | 3120.2933 | 6256.188 | 9407.7623 | 0 | 0 | 0
| 887 | Business | Healthcare/Hospitals | HVAC | Gas | 02-330 | 02-330.04 | Misc Heating | [02-330]_Business_HVAC_Condensing Make Up Air Unit_ with 2 Speed Motor_ROB_Gas_per unit | Standard MAU | Condensing MAU with VFD | ENGINEER | 3851.1601 | 118.6475 | 0 | 0 | 0.8073 | 0 | 2054.6236 | 20 | 0 | 0.387 | 0.612 | 0 | 0.001 | 1 | 1 | Replace on Burnout | 0.73299 | 0.026675 | 77023.203 | 2503.5949 | 0 | 0 | 2803.0611 | 4570.9945 | 17121.8227 | 0 | 0 | 655.5434 | 125.1797 | 0 | 22473.5404 | 866.0941 | 21607.4463 | 25.9482 | 4569.8059 | 17334.0169 | 0 | 0 | 653.0238 | 125.1797 | 0 | 22682.0264 | 866.0941 | 21815.9323 | 26.1889 | 4584.512 | 17569.033 | 0 | 0 | 652.4042 | 125.1797 | 0 | 22931.1289 | 866.0941 | 22065.0348 | 26.4765 | per unit | 0.069132 | 187.7614 | 0.005 | 36335.729 | 1119.4401 | 0 | 0 | 1253.3413 | 0 | 36517.4076 | 1125.0373 | 0 | 0 | 0 | 36699.9947 | 1130.6625 | 0 | 0 | 0 | 36335.729 | 72853.1366 | 109553.1313 | 1119.4401 | 2244.4774 | 3375.1399 | 0 | 0 | 0 | 0 | 0 | 0 | 1253.3413 | 2512.9494 | 3778.8555 | 0 | 0 | 0 | 36335.729 | 1119.4401 | 0 | 0 | 1253.3413 | 0 | 36517.4076 | 1125.0373 | 0 | 0 | 0 | 36699.9947 | 1130.6625 | 0 | 0 | 0 | 36335.729 | 0 | 109553.1313 | 1119.4401 | 2244.4774 | 3375.1399 | 0 | 0 | 0 | 0 | 0 | 0 | 1253.3413 | 2512.9494 | 3778.8555 | 0 | 0 | 0 | 4453.0923 | 115549.5066 | 4453.0923 | 122559.9776 | 6110.9194 | 4483.9983 | 117430.8488 | 4483.9983 | 124354.732 | 6153.3314 | 4518.1504 | 119624.744 | 4518.1504 | 126604.5699 | 6200.1977 | 5.1416 | 5.1773 | 5.2167 | 0.027247 | 0.027112 | 0.026977 | 19801.0481 | 610.0356 | 0 | 0 | 683.0047 | 0 | 19938.4745 | 614.2694 | 0 | 0 | 687.745 | 0 | 20090.3343 | 618.948 | 0 | 0 | 692.9831 | 0 | 396020.962 | 398769.4906 | 401806.6865 | 12200.7114 | 12285.3887 | 12378.9594 | 0 | 0 | 0 | 0 | 0 | 0 | 13660.0932 | 13754.8992 | 13859.6623 | 19801.0481 | 0 | 59829.857 | 610.0356 | 1224.305 | 1843.253 | 0 | 0 | 0 | 0 | 0 | 0 | 683.0047 | 1370.7496 | 2063.7327 | 0 | 0 | 0 | 1 | 1 | 1 | 1 | 1 | 1 | 1 | 1540.9677 | 20932.5727 | 14.584 | 1540.9677 | 21141.0587 | 14.7193 | 1540.9677 | 21390.1612 | 14.881 | 36335.729 | 1119.4401 | 0 | 0 | 1253.3413 | 0 | 36517.4076 | 1125.0373 | 0 | 0 | 0 | 36699.9947 | 1130.6625 | 0 | 0 | 0 | 36335.729 | 0 | 109553.1313 | 1119.4401 | 2244.4774 | 3375.1399 | 0 | 0 | 0 | 0 | 0 | 0 | 1253.3413 | 2512.9494 | 3778.8555 | 0 | 0 | 0 | 10289.6652 | 150064.9284 | 10289.6652 | 159169.4747 | 3429.8884 | 10345.6665 | 152281.3745 | 10345.6665 | 161260.0922 | 3448.5555 | 10403.551 | 154815.1652 | 10403.551 | 163848.2705 | 3467.8503 | 6.6774 | 6.7137 | 6.7513 | 0.035386 | 0.03521 | 0.035035 | 25715.7556 | 792.2573 | 0 | 0 | 887.0228 | 0 | 25855.7128 | 796.5692 | 0 | 0 | 891.8504 | 0 | 26000.3769 | 801.026 | 0 | 0 | 896.8403 | 0 | 514315.1112 | 517114.2567 | 520007.5375 | 15845.1467 | 15931.3835 | 16020.5204 | 0 | 0 | 0 | 0 | 0 | 0 | 17740.4557 | 17837.0077 | 17936.8066 | 25715.7556 | 0 | 77571.8453 | 792.2573 | 1588.8265 | 2389.8525 | 0 | 0 | 0 | 0 | 0 | 0 | 887.0228 | 1778.8732 | 2675.7135 | 0 | 0 | 0 | 2054.6236 | 20418.9168 | 10.938 | 2054.6236 | 20627.4028 | 11.0395 | 2054.6236 | 20876.5053 | 11.1607 | 36335.729 | 1119.4401 | 0 | 0 | 1253.3413 | 0 | 36517.4076 | 1125.0373 | 0 | 0 | 0 | 36699.9947 | 1130.6625 | 0 | 0 | 0 | 36335.729 | 0 | 109553.1313 | 1119.4401 | 2244.4774 | 3375.1399 | 0 | 0 | 0 | 0 | 0 | 0 | 1253.3413 | 2512.9494 | 3778.8555 | 0 | 0 | 0 | 14539.0435 | 159028.5348 | 14539.0435 | 168676.9094 | 0 | 14611.7387 | 161306.354 | 14611.7387 | 170817.1968 | 0 | 14684.7974 | 163893.2706 | 14684.7974 | 173456.0622 | 0 | 7.0763 | 7.1116 | 7.1472 | 0.0375 | 0.037313 | 0.037128 | 27251.7967 | 839.5801 | 0 | 0 | 940.006 | 0 | 27388.0557 | 843.778 | 0 | 0 | 944.706 | 0 | 27524.996 | 847.9969 | 0 | 0 | 949.4296 | 0 | 545035.9346 | 547761.1143 | 550499.9199 | 16791.6014 | 16875.5594 | 16959.9372 | 0 | 0 | 0 | 0 | 0 | 0 | 18800.1201 | 18894.1207 | 18988.5913 | 27251.7967 | 0 | 82164.8484 | 839.5801 | 1683.358 | 2531.3549 | 0 | 0 | 0 | 0 | 0 | 0 | 940.006 | 1884.712 | 2834.1416 | 0 | 0 | 0
| 888 | Business | Campus/Education | HVAC | Gas | 02-330 | 02-330.05 | Misc Heating | [02-330]_Business_HVAC_Condensing Make Up Air Unit_ with 2 Speed Motor_ROB_Gas_per unit | Standard MAU | Condensing MAU with VFD | ENGINEER | 3851.1601 | 118.6475 | 0 | 0 | 0.8073 | 0 | 2054.6236 | 20 | 0 | 0.387 | 0.612 | 0 | 0.001 | 1 | 1 | Replace on Burnout | 0.73299 | 0.026675 | 77023.203 | 2503.5949 | 0 | 0 | 2803.0611 | 4570.9945 | 17121.8227 | 0 | 0 | 655.5434 | 125.1797 | 0 | 22473.5404 | 866.0941 | 21607.4463 | 25.9482 | 4569.8059 | 17334.0169 | 0 | 0 | 653.0238 | 125.1797 | 0 | 22682.0264 | 866.0941 | 21815.9323 | 26.1889 | 4584.512 | 17569.033 | 0 | 0 | 652.4042 | 125.1797 | 0 | 22931.1289 | 866.0941 | 22065.0348 | 26.4765 | per unit | 0.22141 | 502.8273 | 0.005 | 97307.5315 | 2997.8744 | 0 | 0 | 3356.4636 | 0 | 97794.0692 | 3012.8638 | 0 | 0 | 0 | 98283.0395 | 3027.9281 | 0 | 0 | 0 | 97307.5315 | 195101.6007 | 293384.6402 | 2997.8744 | 6010.7382 | 9038.6663 | 0 | 0 | 0 | 0 | 0 | 0 | 3356.4636 | 6729.7095 | 10119.8217 | 0 | 0 | 0 | 97307.5315 | 2997.8744 | 0 | 0 | 3356.4636 | 0 | 97794.0692 | 3012.8638 | 0 | 0 | 0 | 98283.0395 | 3027.9281 | 0 | 0 | 0 | 97307.5315 | 0 | 293384.6402 | 2997.8744 | 6010.7382 | 9038.6663 | 0 | 0 | 0 | 0 | 0 | 0 | 3356.4636 | 6729.7095 | 10119.8217 | 0 | 0 | 0 | 11844.9771 | 307355.2437 | 11844.9771 | 317571.0164 | 16254.7048 | 11928.1141 | 312383.8265 | 11928.1141 | 322272.2186 | 16368.7926 | 12020.1778 | 318252.0668 | 12020.1778 | 328177.862 | 16495.1304 | 13.6763 | 13.7723 | 13.8786 | 0.027064 | 0.026929 | 0.026795 | 52669.6837 | 1622.6606 | 0 | 0 | 1816.7543 | 0 | 53039.3592 | 1634.0496 | 0 | 0 | 1829.5057 | 0 | 53448.7281 | 1646.6616 | 0 | 0 | 1843.6262 | 0 | 1053393.6739 | 1060787.183 | 1068974.563 | 32453.2119 | 32680.993 | 32933.2318 | 0 | 0 | 0 | 0 | 0 | 0 | 36335.0861 | 36590.1131 | 36872.5233 | 52669.6837 | 0 | 159157.771 | 1622.6606 | 3256.7102 | 4903.3718 | 0 | 0 | 0 | 0 | 0 | 0 | 1816.7543 | 3646.26 | 5489.8861 | 0 | 0 | 0 | 1 | 1 | 1 | 1 | 1 | 1 | 1 | 1540.9677 | 20932.5727 | 14.584 | 1540.9677 | 21141.0587 | 14.7193 | 1540.9677 | 21390.1612 | 14.881 | 97307.5315 | 2997.8744 | 0 | 0 | 3356.4636 | 0 | 97794.0692 | 3012.8638 | 0 | 0 | 0 | 98283.0395 | 3027.9281 | 0 | 0 | 0 | 97307.5315 | 0 | 293384.6402 | 2997.8744 | 6010.7382 | 9038.6663 | 0 | 0 | 0 | 0 | 0 | 0 | 3356.4636 | 6729.7095 | 10119.8217 | 0 | 0 | 0 | 27513.4415 | 401257.2347 | 27513.4415 | 414594.0911 | 9171.1472 | 27663.6538 | 407190.7061 | 27663.6538 | 420080.1742 | 9221.2179 | 27819.0616 | 413975.2495 | 27819.0616 | 426886.5043 | 9273.0205 | 17.8547 | 17.9521 | 18.053 | 0.035332 | 0.035156 | 0.034981 | 68761.1227 | 2118.4096 | 0 | 0 | 2371.8021 | 0 | 69136.531 | 2129.9753 | 0 | 0 | 2384.7512 | 0 | 69524.9234 | 2141.941 | 0 | 0 | 2398.1481 | 0 | 1375222.4549 | 1382730.62 | 1390498.4682 | 42368.1923 | 42599.5057 | 42838.8195 | 0 | 0 | 0 | 0 | 0 | 0 | 47436.0417 | 47695.0236 | 47962.9628 | 68761.1227 | 0 | 207422.5772 | 2118.4096 | 4248.3849 | 6390.3259 | 0 | 0 | 0 | 0 | 0 | 0 | 2371.8021 | 4756.5533 | 7154.7014 | 0 | 0 | 0 | 2054.6236 | 20418.9168 | 10.938 | 2054.6236 | 20627.4028 | 11.0395 | 2054.6236 | 20876.5053 | 11.1607 | 97307.5315 | 2997.8744 | 0 | 0 | 3356.4636 | 0 | 97794.0692 | 3012.8638 | 0 | 0 | 0 | 98283.0395 | 3027.9281 | 0 | 0 | 0 | 97307.5315 | 0 | 293384.6402 | 2997.8744 | 6010.7382 | 9038.6663 | 0 | 0 | 0 | 0 | 0 | 0 | 3356.4636 | 6729.7095 | 10119.8217 | 0 | 0 | 0 | 38935.7382 | 425880.3827 | 38935.7382 | 440035.6551 | 0 | 39130.4169 | 431980.4108 | 39130.4169 | 445654.5876 | 0 | 39326.0689 | 438908.2053 | 39326.0689 | 452597.0809 | 0 | 18.9503 | 19.0451 | 19.1403 | 0.0375 | 0.037313 | 0.037128 | 72980.6486 | 2248.4058 | 0 | 0 | 2517.3477 | 0 | 73345.5519 | 2259.6478 | 0 | 0 | 2529.9344 | 0 | 73712.2796 | 2270.9461 | 0 | 0 | 2542.5841 | 0 | 1459612.9729 | 1466911.0378 | 1474245.593 | 44968.1162 | 45192.9568 | 45418.9215 | 0 | 0 | 0 | 0 | 0 | 0 | 50346.9542 | 50598.689 | 50851.6824 | 72980.6486 | 0 | 220038.4802 | 2248.4058 | 4508.0536 | 6778.9997 | 0 | 0 | 0 | 0 | 0 | 0 | 2517.3477 | 5047.2822 | 7589.8663 | 0 | 0 | 0
| 889 | Business | Warehouse | HVAC | Gas | 02-330 | 02-330.06 | Misc Heating | [02-330]_Business_HVAC_Condensing Make Up Air Unit_ with 2 Speed Motor_ROB_Gas_per unit | Standard MAU | Condensing MAU with VFD | ENGINEER | 3851.1601 | 118.6475 | 0 | 0 | 0.8073 | 0 | 2054.6236 | 20 | 0 | 0.387 | 0.612 | 0 | 0.001 | 1 | 1 | Replace on Burnout | 0.73299 | 0.026675 | 77023.203 | 2503.5949 | 0 | 0 | 2803.0611 | 4570.9945 | 17121.8227 | 0 | 0 | 655.5434 | 125.1797 | 0 | 22473.5404 | 866.0941 | 21607.4463 | 25.9482 | 4569.8059 | 17334.0169 | 0 | 0 | 653.0238 | 125.1797 | 0 | 22682.0264 | 866.0941 | 21815.9323 | 26.1889 | 4584.512 | 17569.033 | 0 | 0 | 652.4042 | 125.1797 | 0 | 22931.1289 | 866.0941 | 22065.0348 | 26.4765 | per unit | 0.010653 | 22.116 | 0.005 | 4279.9024 | 131.8563 | 0 | 0 | 147.6282 | 0 | 4301.3019 | 132.5156 | 0 | 0 | 0 | 4322.8084 | 133.1781 | 0 | 0 | 0 | 4279.9024 | 8581.2043 | 12904.0126 | 131.8563 | 264.3719 | 397.55 | 0 | 0 | 0 | 0 | 0 | 0 | 147.6282 | 295.9946 | 445.1027 | 0 | 0 | 0 | 4279.9024 | 131.8563 | 0 | 0 | 147.6282 | 0 | 4301.3019 | 132.5156 | 0 | 0 | 0 | 4322.8084 | 133.1781 | 0 | 0 | 0 | 4279.9024 | 0 | 12904.0126 | 131.8563 | 264.3719 | 397.55 | 0 | 0 | 0 | 0 | 0 | 0 | 147.6282 | 295.9946 | 445.1027 | 0 | 0 | 0 | 614.105 | 15934.8874 | 614.105 | 16542.7717 | 842.7281 | 617.9327 | 16182.9596 | 617.9327 | 16774.6893 | 847.9809 | 622.0468 | 16469.6135 | 622.0468 | 17064.3135 | 853.6266 | 0.70905 | 0.71347 | 0.71822 | 0.031901 | 0.031742 | 0.031584 | 2730.6691 | 84.1271 | 0 | 0 | 94.19 | 0 | 2747.6896 | 84.6515 | 0 | 0 | 94.777 | 0 | 2765.9833 | 85.2151 | 0 | 0 | 95.4081 | 0 | 54613.3828 | 54953.7928 | 55319.6656 | 1682.5426 | 1693.03 | 1704.3019 | 0 | 0 | 0 | 0 | 0 | 0 | 1883.799 | 1895.5409 | 1908.1611 | 2730.6691 | 0 | 8244.3421 | 84.1271 | 168.7786 | 253.9937 | 0 | 0 | 0 | 0 | 0 | 0 | 94.19 | 188.967 | 284.375 | 0 | 0 | 0 | 1 | 1 | 1 | 1 | 1 | 1 | 1 | 1540.9677 | 20932.5727 | 14.584 | 1540.9677 | 21141.0587 | 14.7193 | 1540.9677 | 21390.1612 | 14.881 | 4279.9024 | 131.8563 | 0 | 0 | 147.6282 | 0 | 4301.3019 | 132.5156 | 0 | 0 | 0 | 4322.8084 | 133.1781 | 0 | 0 | 0 | 4279.9024 | 0 | 12904.0126 | 131.8563 | 264.3719 | 397.55 | 0 | 0 | 0 | 0 | 0 | 0 | 147.6282 | 295.9946 | 445.1027 | 0 | 0 | 0 | 1311.6207 | 19128.7343 | 1311.6207 | 19858.4575 | 437.2069 | 1318.6146 | 19409.1352 | 1318.6146 | 20118.83 | 439.5382 | 1325.7968 | 19729.1729 | 1325.7968 | 20441.5721 | 441.9323 | 0.85117 | 0.85571 | 0.86037 | 0.038295 | 0.038105 | 0.037915 | 3277.9801 | 100.9888 | 0 | 0 | 113.0685 | 0 | 3295.459 | 101.5273 | 0 | 0 | 113.6715 | 0 | 3313.4088 | 102.0803 | 0 | 0 | 114.2906 | 0 | 65559.6029 | 65909.1799 | 66268.1759 | 2019.7764 | 2030.5463 | 2041.6063 | 0 | 0 | 0 | 0 | 0 | 0 | 2261.3709 | 2273.429 | 2285.812 | 3277.9801 | 0 | 9886.8479 | 100.9888 | 202.5161 | 304.5964 | 0 | 0 | 0 | 0 | 0 | 0 | 113.0685 | 226.74 | 341.0306 | 0 | 0 | 0 | 2054.6236 | 20418.9168 | 10.938 | 2054.6236 | 20627.4028 | 11.0395 | 2054.6236 | 20876.5053 | 11.1607 | 4279.9024 | 131.8563 | 0 | 0 | 147.6282 | 0 | 4301.3019 | 132.5156 | 0 | 0 | 0 | 4322.8084 | 133.1781 | 0 | 0 | 0 | 4279.9024 | 0 | 12904.0126 | 131.8563 | 264.3719 | 397.55 | 0 | 0 | 0 | 0 | 0 | 0 | 147.6282 | 295.9946 | 445.1027 | 0 | 0 | 0 | 1826.6887 | 19980.381 | 1826.6887 | 20742.5928 | 0 | 1835.8221 | 20266.5667 | 1835.8221 | 21007.6136 | 0 | 1845.0013 | 20591.5875 | 1845.0013 | 21335.1276 | 0 | 0.88906 | 0.89351 | 0.89798 | 0.04 | 0.039801 | 0.039603 | 3423.9219 | 105.485 | 0 | 0 | 118.1026 | 0 | 3441.0415 | 106.0125 | 0 | 0 | 118.6931 | 0 | 3458.2467 | 106.5425 | 0 | 0 | 119.2865 | 0 | 68478.4379 | 68820.8301 | 69164.9343 | 2109.7006 | 2120.2491 | 2130.8503 | 0 | 0 | 0 | 0 | 0 | 0 | 2362.0513 | 2373.8616 | 2385.7309 | 3423.9219 | 0 | 10323.2101 | 105.485 | 211.4975 | 318.04 | 0 | 0 | 0 | 0 | 0 | 0 | 118.1026 | 236.7956 | 356.0822 | 0 | 0 | 0
| 890 | Business | Lodging | HVAC | Gas | 02-330 | 02-330.07 | Misc Heating | [02-330]_Business_HVAC_Condensing Make Up Air Unit_ with 2 Speed Motor_ROB_Gas_per unit | Standard MAU | Condensing MAU with VFD | ENGINEER | 3851.1601 | 118.6475 | 0 | 0 | 0.8073 | 0 | 2054.6236 | 20 | 0 | 0.387 | 0.612 | 0 | 0.001 | 1 | 1 | Replace on Burnout | 0.73299 | 0.026675 | 77023.203 | 2503.5949 | 0 | 0 | 2803.0611 | 4570.9945 | 17121.8227 | 0 | 0 | 655.5434 | 125.1797 | 0 | 22473.5404 | 755.9045 | 21717.6359 | 29.7307 | 4569.8059 | 17334.0169 | 0 | 0 | 653.0238 | 125.1797 | 0 | 22682.0264 | 755.9045 | 21926.1219 | 30.0065 | 4584.512 | 17569.033 | 0 | 0 | 652.4042 | 125.1797 | 0 | 22931.1289 | 755.9045 | 22175.2245 | 30.336 | per unit | 0.12938 | 370.943 | 0.005 | 71785.1823 | 2211.5756 | 0 | 0 | 2476.1121 | 0 | 72144.1082 | 2222.6335 | 0 | 0 | 0 | 72504.8287 | 2233.7466 | 0 | 0 | 0 | 71785.1823 | 143929.2904 | 216434.1192 | 2211.5756 | 4434.209 | 6667.9557 | 0 | 0 | 0 | 0 | 0 | 0 | 2476.1121 | 4964.6047 | 7465.5398 | 0 | 0 | 0 | 71785.1823 | 2211.5756 | 0 | 0 | 2476.1121 | 0 | 72144.1082 | 2222.6335 | 0 | 0 | 0 | 72504.8287 | 2233.7466 | 0 | 0 | 0 | 71785.1823 | 0 | 216434.1192 | 2211.5756 | 4434.209 | 6667.9557 | 0 | 0 | 0 | 0 | 0 | 0 | 2476.1121 | 4964.6047 | 7465.5398 | 0 | 0 | 0 | 8581.2928 | 255127.5116 | 8581.2928 | 256502.7292 | 14743.5149 | 8637.8819 | 259192.3582 | 8637.8819 | 260212.4813 | 14840.7407 | 8699.676 | 263913.4937 | 8699.676 | 264868.8667 | 14946.9091 | 11.3524 | 11.4272 | 11.509 | 0.030452 | 0.0303 | 0.03015 | 43719.7205 | 1346.9279 | 0 | 0 | 1508.04 | 0 | 44008.0293 | 1355.8102 | 0 | 0 | 1517.9847 | 0 | 44322.8562 | 1365.5095 | 0 | 0 | 1528.8442 | 0 | 874394.4093 | 880160.5853 | 886457.1232 | 26938.5584 | 27116.2042 | 27310.1895 | 0 | 0 | 0 | 0 | 0 | 0 | 30160.8002 | 30359.695 | 30576.8837 | 43719.7205 | 0 | 132050.6059 | 1346.9279 | 2702.7381 | 4068.2476 | 0 | 0 | 0 | 0 | 0 | 0 | 1508.04 | 3026.0248 | 4554.8689 | 0 | 0 | 0 | 1 | 1 | 1 | 1 | 1 | 1 | 1 | 1540.9677 | 20932.5727 | 14.584 | 1540.9677 | 21141.0587 | 14.7193 | 1540.9677 | 21390.1612 | 14.881 | 71785.1823 | 2211.5756 | 0 | 0 | 2476.1121 | 0 | 72144.1082 | 2222.6335 | 0 | 0 | 0 | 72504.8287 | 2233.7466 | 0 | 0 | 0 | 71785.1823 | 0 | 216434.1192 | 2211.5756 | 4434.209 | 6667.9557 | 0 | 0 | 0 | 0 | 0 | 0 | 2476.1121 | 4964.6047 | 7465.5398 | 0 | 0 | 0 | 21968.5572 | 320390.3996 | 21968.5572 | 322117.4048 | 7322.8524 | 22085.9969 | 325091.2807 | 22085.9969 | 326370.7672 | 7361.999 | 22206.7403 | 330458.3383 | 22206.7403 | 331654.6051 | 7402.2468 | 14.2563 | 14.3326 | 14.4109 | 0.038241 | 0.038051 | 0.037862 | 54903.4427 | 1691.4788 | 0 | 0 | 1893.8042 | 0 | 55196.946 | 1700.5211 | 0 | 0 | 1903.9281 | 0 | 55498.706 | 1709.8178 | 0 | 0 | 1914.3368 | 0 | 1098068.854 | 1103938.9196 | 1109974.1199 | 33829.5759 | 34010.4223 | 34196.3562 | 0 | 0 | 0 | 0 | 0 | 0 | 37876.0831 | 38078.5614 | 38286.7357 | 54903.4427 | 0 | 165599.0947 | 1691.4788 | 3391.9999 | 5101.8177 | 0 | 0 | 0 | 0 | 0 | 0 | 1893.8042 | 3797.7322 | 5712.069 | 0 | 0 | 0 | 2054.6236 | 20418.9168 | 10.938 | 2054.6236 | 20627.4028 | 11.0395 | 2054.6236 | 20876.5053 | 11.1607 | 71785.1823 | 2211.5756 | 0 | 0 | 2476.1121 | 0 | 72144.1082 | 2222.6335 | 0 | 0 | 0 | 72504.8287 | 2233.7466 | 0 | 0 | 0 | 71785.1823 | 0 | 216434.1192 | 2211.5756 | 4434.209 | 6667.9557 | 0 | 0 | 0 | 0 | 0 | 0 | 2476.1121 | 4964.6047 | 7465.5398 | 0 | 0 | 0 | 30638.3581 | 335123.3672 | 30638.3581 | 336929.7876 | 0 | 30791.5499 | 339923.452 | 30791.5499 | 341261.3146 | 0 | 30945.5077 | 345374.9025 | 30945.5077 | 346625.1677 | 0 | 14.9119 | 14.9865 | 15.0614 | 0.04 | 0.039801 | 0.039603 | 57428.1458 | 1769.2605 | 0 | 0 | 1980.8896 | 0 | 57715.2865 | 1778.1068 | 0 | 0 | 1990.7941 | 0 | 58003.863 | 1786.9973 | 0 | 0 | 2000.7481 | 0 | 1148562.9163 | 1154305.7308 | 1160077.2595 | 35385.2094 | 35562.1354 | 35739.9461 | 0 | 0 | 0 | 0 | 0 | 0 | 39617.7929 | 39815.8819 | 40014.9613 | 57428.1458 | 0 | 173147.2953 | 1769.2605 | 3547.3672 | 5334.3645 | 0 | 0 | 0 | 0 | 0 | 0 | 1980.8896 | 3971.6837 | 5972.4318 | 0 | 0 | 0
| 891 | Business | Other Commercial | HVAC | Gas | 02-330 | 02-330.08 | Misc Heating | [02-330]_Business_HVAC_Condensing Make Up Air Unit_ with 2 Speed Motor_ROB_Gas_per unit | Standard MAU | Condensing MAU with VFD | ENGINEER | 3851.1601 | 118.6475 | 0 | 0 | 0.8073 | 0 | 2054.6236 | 20 | 0 | 0.387 | 0.612 | 0 | 0.001 | 1 | 1 | Replace on Burnout | 0.73299 | 0.026675 | 77023.203 | 2503.5949 | 0 | 0 | 2803.0611 | 4570.9945 | 17121.8227 | 0 | 0 | 655.5434 | 125.1797 | 0 | 22473.5404 | 755.9045 | 21717.6359 | 29.7307 | 4569.8059 | 17334.0169 | 0 | 0 | 653.0238 | 125.1797 | 0 | 22682.0264 | 755.9045 | 21926.1219 | 30.0065 | 4584.512 | 17569.033 | 0 | 0 | 652.4042 | 125.1797 | 0 | 22931.1289 | 755.9045 | 22175.2245 | 30.336 | per unit | 0.0019175 | 7.2865 | 0.005 | 1410.0951 | 43.4426 | 0 | 0 | 48.6389 | 0 | 1417.1455 | 43.6598 | 0 | 0 | 0 | 1424.2313 | 43.8781 | 0 | 0 | 0 | 1410.0951 | 2827.2406 | 4251.4719 | 43.4426 | 87.1023 | 130.9804 | 0 | 0 | 0 | 0 | 0 | 0 | 48.6389 | 97.521 | 146.6475 | 0 | 0 | 0 | 1410.0951 | 43.4426 | 0 | 0 | 48.6389 | 0 | 1417.1455 | 43.6598 | 0 | 0 | 0 | 1424.2313 | 43.8781 | 0 | 0 | 0 | 1410.0951 | 0 | 4251.4719 | 43.4426 | 87.1023 | 130.9804 | 0 | 0 | 0 | 0 | 0 | 0 | 48.6389 | 97.521 | 146.6475 | 0 | 0 | 0 | 168.8827 | 5020.995 | 168.8827 | 5095.2387 | 290.1573 | 169.9935 | 5100.9056 | 169.9935 | 5168.8298 | 292.0658 | 171.2069 | 5193.7343 | 171.2069 | 5261.2215 | 294.1505 | 0.22342 | 0.22489 | 0.22649 | 0.030509 | 0.030357 | 0.030206 | 860.4188 | 26.508 | 0 | 0 | 29.6787 | 0 | 866.078 | 26.6823 | 0 | 0 | 29.8739 | 0 | 872.2598 | 26.8728 | 0 | 0 | 30.0872 | 0 | 17208.3754 | 17321.5602 | 17445.1967 | 530.1599 | 533.6469 | 537.4559 | 0 | 0 | 0 | 0 | 0 | 0 | 593.5747 | 597.4788 | 601.7434 | 860.4188 | 0 | 2598.7566 | 26.508 | 53.1903 | 80.0631 | 0 | 0 | 0 | 0 | 0 | 0 | 29.6787 | 59.5527 | 89.6398 | 0 | 0 | 0 | 1 | 1 | 1 | 1 | 1 | 1 | 1 | 1540.9677 | 20932.5727 | 14.584 | 1540.9677 | 21141.0587 | 14.7193 | 1540.9677 | 21390.1612 | 14.881 | 1410.0951 | 43.4426 | 0 | 0 | 48.6389 | 0 | 1417.1455 | 43.6598 | 0 | 0 | 0 | 1424.2313 | 43.8781 | 0 | 0 | 0 | 1410.0951 | 0 | 4251.4719 | 43.4426 | 87.1023 | 130.9804 | 0 | 0 | 0 | 0 | 0 | 0 | 48.6389 | 97.521 | 146.6475 | 0 | 0 | 0 | 431.7112 | 6296.0957 | 431.7112 | 6389.1939 | 143.9037 | 434.0177 | 6388.4532 | 434.0177 | 6473.5225 | 144.6726 | 436.3884 | 6493.8929 | 436.3884 | 6578.2743 | 145.4628 | 0.28016 | 0.28165 | 0.28319 | 0.038257 | 0.038067 | 0.037877 | 1078.9254 | 33.2398 | 0 | 0 | 37.2158 | 0 | 1084.6895 | 33.4174 | 0 | 0 | 37.4146 | 0 | 1090.6145 | 33.5999 | 0 | 0 | 37.619 | 0 | 21578.5075 | 21693.7905 | 21812.29 | 664.796 | 668.3476 | 671.9984 | 0 | 0 | 0 | 0 | 0 | 0 | 744.3152 | 748.2917 | 752.3791 | 1078.9254 | 0 | 3254.2294 | 33.2398 | 66.6572 | 100.2571 | 0 | 0 | 0 | 0 | 0 | 0 | 37.2158 | 74.6303 | 112.2493 | 0 | 0 | 0 | 2054.6236 | 20418.9168 | 10.938 | 2054.6236 | 20627.4028 | 11.0395 | 2054.6236 | 20876.5053 | 11.1607 | 1410.0951 | 43.4426 | 0 | 0 | 48.6389 | 0 | 1417.1455 | 43.6598 | 0 | 0 | 0 | 1424.2313 | 43.8781 | 0 | 0 | 0 | 1410.0951 | 0 | 4251.4719 | 43.4426 | 87.1023 | 130.9804 | 0 | 0 | 0 | 0 | 0 | 0 | 48.6389 | 97.521 | 146.6475 | 0 | 0 | 0 | 601.8373 | 6582.9157 | 601.8373 | 6680.255 | 0 | 604.8464 | 6677.2051 | 604.8464 | 6766.1194 | 0 | 607.8707 | 6784.2893 | 607.8707 | 6872.4441 | 0 | 0.29292 | 0.29438 | 0.29586 | 0.04 | 0.039801 | 0.039603 | 1128.0761 | 34.754 | 0 | 0 | 38.9111 | 0 | 1133.7164 | 34.9278 | 0 | 0 | 39.1057 | 0 | 1139.385 | 35.1025 | 0 | 0 | 39.3012 | 0 | 22561.521 | 22674.3287 | 22787.7003 | 695.0809 | 698.5563 | 702.0491 | 0 | 0 | 0 | 0 | 0 | 0 | 778.2226 | 782.1138 | 786.0243 | 1128.0761 | 0 | 3401.1775 | 34.754 | 69.6819 | 104.7843 | 0 | 0 | 0 | 0 | 0 | 0 | 38.9111 | 78.0168 | 117.318 | 0 | 0 | 0
| 892 | Business | Food Sales | HVAC | Gas | 02-330 | 02-330.09 | Misc Heating | [02-330]_Business_HVAC_Condensing Make Up Air Unit_ with 2 Speed Motor_ROB_Gas_per unit | Standard MAU | Condensing MAU with VFD | ENGINEER | 3851.1601 | 118.6475 | 0 | 0 | 0.8073 | 0 | 2054.6236 | 20 | 0 | 0.387 | 0.612 | 0 | 0.001 | 1 | 1 | Replace on Burnout | 0.73299 | 0.026675 | 77023.203 | 2503.5949 | 0 | 0 | 2803.0611 | 4570.9945 | 17121.8227 | 0 | 0 | 655.5434 | 125.1797 | 0 | 22473.5404 | 755.9045 | 21717.6359 | 29.7307 | 4569.8059 | 17334.0169 | 0 | 0 | 653.0238 | 125.1797 | 0 | 22682.0264 | 755.9045 | 21926.1219 | 30.0065 | 4584.512 | 17569.033 | 0 | 0 | 652.4042 | 125.1797 | 0 | 22931.1289 | 755.9045 | 22175.2245 | 30.336 | per unit | 0.042581 | 76.4748 | 0.005 | 14799.4643 | 455.9455 | 0 | 0 | 510.4832 | 0 | 14873.4617 | 458.2253 | 0 | 0 | 0 | 14947.829 | 460.5164 | 0 | 0 | 0 | 14799.4643 | 29672.926 | 44620.755 | 455.9455 | 914.1708 | 1374.6872 | 0 | 0 | 0 | 0 | 0 | 0 | 510.4832 | 1023.5189 | 1539.1197 | 0 | 0 | 0 | 14799.4643 | 455.9455 | 0 | 0 | 510.4832 | 0 | 14873.4617 | 458.2253 | 0 | 0 | 0 | 14947.829 | 460.5164 | 0 | 0 | 0 | 14799.4643 | 0 | 44620.755 | 455.9455 | 914.1708 | 1374.6872 | 0 | 0 | 0 | 0 | 0 | 0 | 510.4832 | 1023.5189 | 1539.1197 | 0 | 0 | 0 | 1457.3692 | 43328.5497 | 1457.3692 | 43463.2775 | 2503.9053 | 1468.515 | 44064.9536 | 1468.515 | 44138.3 | 2523.0549 | 1481.1085 | 44930.9295 | 1481.1085 | 44992.027 | 2544.6919 | 1.928 | 1.9427 | 1.9594 | 0.025085 | 0.02496 | 0.024836 | 7424.962 | 228.7501 | 0 | 0 | 256.1119 | 0 | 7481.7475 | 230.4995 | 0 | 0 | 258.0706 | 0 | 7545.9087 | 232.4762 | 0 | 0 | 260.2837 | 0 | 148499.2401 | 149634.9492 | 150918.1738 | 4575.0012 | 4609.9904 | 4649.5243 | 0 | 0 | 0 | 0 | 0 | 0 | 5122.2376 | 5161.412 | 5205.6747 | 7424.962 | 0 | 22452.6182 | 228.7501 | 459.2496 | 691.7258 | 0 | 0 | 0 | 0 | 0 | 0 | 256.1119 | 514.1825 | 774.4662 | 0 | 0 | 0 | 1 | 1 | 1 | 1 | 1 | 1 | 1 | 1540.9677 | 20932.5727 | 14.584 | 1540.9677 | 21141.0587 | 14.7193 | 1540.9677 | 21390.1612 | 14.881 | 14799.4643 | 455.9455 | 0 | 0 | 510.4832 | 0 | 14873.4617 | 458.2253 | 0 | 0 | 0 | 14947.829 | 460.5164 | 0 | 0 | 0 | 14799.4643 | 0 | 44620.755 | 455.9455 | 914.1708 | 1374.6872 | 0 | 0 | 0 | 0 | 0 | 0 | 510.4832 | 1023.5189 | 1539.1197 | 0 | 0 | 0 | 4177.0379 | 60918.104 | 4177.0379 | 61107.5256 | 1392.346 | 4199.9244 | 61820.1117 | 4199.9244 | 61923.0116 | 1399.9748 | 4223.635 | 62851.8807 | 4223.635 | 62937.3473 | 1407.8783 | 2.7107 | 2.7255 | 2.7409 | 0.035269 | 0.035093 | 0.034919 | 10439.1818 | 321.6129 | 0 | 0 | 360.0824 | 0 | 10496.3792 | 323.375 | 0 | 0 | 362.0554 | 0 | 10555.6364 | 325.2006 | 0 | 0 | 364.0994 | 0 | 208783.6361 | 209927.5844 | 211112.7271 | 6432.2577 | 6467.5008 | 6504.0129 | 0 | 0 | 0 | 0 | 0 | 0 | 7201.6489 | 7241.1075 | 7281.9871 | 10439.1818 | 0 | 31491.1974 | 321.6129 | 644.9879 | 970.1886 | 0 | 0 | 0 | 0 | 0 | 0 | 360.0824 | 722.1378 | 1086.2372 | 0 | 0 | 0 | 2054.6236 | 20418.9168 | 10.938 | 2054.6236 | 20627.4028 | 11.0395 | 2054.6236 | 20876.5053 | 11.1607 | 14799.4643 | 455.9455 | 0 | 0 | 510.4832 | 0 | 14873.4617 | 458.2253 | 0 | 0 | 0 | 14947.829 | 460.5164 | 0 | 0 | 0 | 14799.4643 | 0 | 44620.755 | 455.9455 | 914.1708 | 1374.6872 | 0 | 0 | 0 | 0 | 0 | 0 | 510.4832 | 1023.5189 | 1539.1197 | 0 | 0 | 0 | 5921.7212 | 64771.9805 | 5921.7212 | 64973.3855 | 0 | 5951.3298 | 65699.7314 | 5951.3298 | 65809.089 | 0 | 5981.0864 | 66753.377 | 5981.0864 | 66844.1488 | 0 | 2.8821 | 2.8966 | 2.911 | 0.0375 | 0.037313 | 0.037128 | 11099.5983 | 341.9592 | 0 | 0 | 382.8624 | 0 | 11155.0962 | 343.669 | 0 | 0 | 384.7767 | 0 | 11210.8717 | 345.3873 | 0 | 0 | 386.7006 | 0 | 221991.9652 | 223101.925 | 224217.4346 | 6839.1832 | 6873.3791 | 6907.746 | 0 | 0 | 0 | 0 | 0 | 0 | 7657.2485 | 7695.5348 | 7734.0125 | 11099.5983 | 0 | 33465.5662 | 341.9592 | 685.6281 | 1031.0154 | 0 | 0 | 0 | 0 | 0 | 0 | 382.8624 | 767.6392 | 1154.3398 | 0 | 0 | 0
| 893 | Business | Manufacturing/Industrial | HVAC | Gas | 02-330 | 02-330.10 | Misc Heating | [02-330]_Business_HVAC_Condensing Make Up Air Unit_ with 2 Speed Motor_ROB_Gas_per unit | Standard MAU | Condensing MAU with VFD | ENGINEER | 3851.1601 | 118.6475 | 0 | 0 | 0.8073 | 0 | 2054.6236 | 20 | 0 | 0.387 | 0.612 | 0 | 0.001 | 1 | 1 | Replace on Burnout | 0.73299 | 0.026675 | 77023.203 | 2503.5949 | 0 | 0 | 2803.0611 | 4570.9945 | 17121.8227 | 0 | 0 | 655.5434 | 125.1797 | 0 | 22473.5404 | 866.0941 | 21607.4463 | 25.9482 | 4569.8059 | 17334.0169 | 0 | 0 | 653.0238 | 125.1797 | 0 | 22682.0264 | 866.0941 | 21815.9323 | 26.1889 | 4584.512 | 17569.033 | 0 | 0 | 652.4042 | 125.1797 | 0 | 22931.1289 | 866.0941 | 22065.0348 | 26.4765 | per unit | 0.0040419 | 16.7457 | 0.005 | 3240.6474 | 99.8387 | 0 | 0 | 111.7808 | 0 | 3256.8506 | 100.3379 | 0 | 0 | 0 | 3273.1349 | 100.8395 | 0 | 0 | 0 | 3240.6474 | 6497.498 | 9770.6329 | 99.8387 | 200.1765 | 301.0161 | 0 | 0 | 0 | 0 | 0 | 0 | 111.7808 | 224.1205 | 337.0219 | 0 | 0 | 0 | 3240.6474 | 99.8387 | 0 | 0 | 111.7808 | 0 | 3256.8506 | 100.3379 | 0 | 0 | 0 | 3273.1349 | 100.8395 | 0 | 0 | 0 | 3240.6474 | 0 | 9770.6329 | 99.8387 | 200.1765 | 301.0161 | 0 | 0 | 0 | 0 | 0 | 0 | 111.7808 | 224.1205 | 337.0219 | 0 | 0 | 0 | 468.4095 | 12154.3595 | 468.4095 | 13225.4442 | 642.7921 | 471.292 | 12342.6042 | 471.292 | 13407.5777 | 646.7477 | 474.3782 | 12559.8664 | 474.3782 | 13633.9396 | 650.9828 | 0.54083 | 0.54416 | 0.54772 | 0.032136 | 0.031976 | 0.031817 | 2082.822 | 64.1681 | 0 | 0 | 71.8435 | 0 | 2095.6393 | 64.563 | 0 | 0 | 72.2856 | 0 | 2109.3622 | 64.9858 | 0 | 0 | 72.759 | 0 | 41656.4406 | 41912.7855 | 42187.2443 | 1283.3619 | 1291.2594 | 1299.715 | 0 | 0 | 0 | 0 | 0 | 0 | 1436.8706 | 1445.7128 | 1455.1798 | 2082.822 | 0 | 6287.8235 | 64.1681 | 128.7311 | 193.7168 | 0 | 0 | 0 | 0 | 0 | 0 | 71.8435 | 144.1292 | 216.8882 | 0 | 0 | 0 | 1 | 1 | 1 | 1 | 1 | 1 | 1 | 1540.9677 | 20932.5727 | 14.584 | 1540.9677 | 21141.0587 | 14.7193 | 1540.9677 | 21390.1612 | 14.881 | 3240.6474 | 99.8387 | 0 | 0 | 111.7808 | 0 | 3256.8506 | 100.3379 | 0 | 0 | 0 | 3273.1349 | 100.8395 | 0 | 0 | 0 | 3240.6474 | 0 | 9770.6329 | 99.8387 | 200.1765 | 301.0161 | 0 | 0 | 0 | 0 | 0 | 0 | 111.7808 | 224.1205 | 337.0219 | 0 | 0 | 0 | 995.0939 | 14512.4929 | 995.0939 | 15791.3845 | 331.698 | 1000.3776 | 14724.8966 | 1000.3776 | 15995.4247 | 333.4592 | 1005.7964 | 14967.2485 | 1005.7964 | 16247.1921 | 335.2655 | 0.64576 | 0.64919 | 0.6527 | 0.038371 | 0.03818 | 0.03799 | 2486.9217 | 76.6177 | 0 | 0 | 85.7823 | 0 | 2500.1265 | 77.0245 | 0 | 0 | 86.2378 | 0 | 2513.6691 | 77.4417 | 0 | 0 | 86.7049 | 0 | 49738.433 | 50002.5297 | 50273.3828 | 1532.3539 | 1540.4903 | 1548.8348 | 0 | 0 | 0 | 0 | 0 | 0 | 1715.6456 | 1724.7552 | 1734.0978 | 2486.9217 | 0 | 7500.7173 | 76.6177 | 153.6422 | 231.0839 | 0 | 0 | 0 | 0 | 0 | 0 | 85.7823 | 172.02 | 258.7249 | 0 | 0 | 0 | 2054.6236 | 20418.9168 | 10.938 | 2054.6236 | 20627.4028 | 11.0395 | 2054.6236 | 20876.5053 | 11.1607 | 3240.6474 | 99.8387 | 0 | 0 | 111.7808 | 0 | 3256.8506 | 100.3379 | 0 | 0 | 0 | 3273.1349 | 100.8395 | 0 | 0 | 0 | 3240.6474 | 0 | 9770.6329 | 99.8387 | 200.1765 | 301.0161 | 0 | 0 | 0 | 0 | 0 | 0 | 111.7808 | 224.1205 | 337.0219 | 0 | 0 | 0 | 1383.1283 | 15128.7025 | 1383.1283 | 16461.8966 | 0 | 1390.0439 | 15345.396 | 1390.0439 | 16669.4635 | 0 | 1396.9941 | 15591.4945 | 1396.9941 | 16924.8213 | 0 | 0.67318 | 0.67654 | 0.67993 | 0.04 | 0.039801 | 0.039603 | 2592.5179 | 79.8709 | 0 | 0 | 89.4247 | 0 | 2605.4805 | 80.2703 | 0 | 0 | 89.8718 | 0 | 2618.5079 | 80.6716 | 0 | 0 | 90.3211 | 0 | 51850.3583 | 52109.6101 | 52370.1581 | 1597.4186 | 1605.4057 | 1613.4327 | 0 | 0 | 0 | 0 | 0 | 0 | 1788.493 | 1797.4355 | 1806.4227 | 2592.5179 | 0 | 7816.5063 | 79.8709 | 160.1412 | 240.8129 | 0 | 0 | 0 | 0 | 0 | 0 | 89.4247 | 179.2964 | 269.6176 | 0 | 0 | 0
| 894 | Business | Office | HVAC | Gas | 02-411 | 02-411.01 | Misc Heating | [02-411]_Business_HVAC_Condensing RTU_Emerging Tech_ROB_Gas_per unit | TE 0.8 | TE 0.9 | DEEMED | 0 | 186.8468 | 0 | 0 | 0 | 0 | 3468.8 | 15 | 0 | 0.387 | 0.612 | 0 | 0.001 | 1 | 1 | Replace on Burnout | 1.1731 | #NUM! | 0 | 2957.0079 | 0 | 0 | 2957.0079 | 0 | 21278.6674 | 0 | 0 | 0 | 197.1339 | 0 | 21475.8012 | 1276.1858 | 20199.6154 | 16.8281 | 0 | 21527.3337 | 0 | 0 | 0 | 197.1339 | 0 | 21724.4676 | 1276.1858 | 20448.2818 | 17.023 | 0 | 21807.363 | 0 | 0 | 0 | 197.1339 | 0 | 22004.4969 | 1276.1858 | 20728.3111 | 17.2424 | per unit | 0.0078726 | 193.4302 | 0.005 | 0 | 2421.5024 | 0 | 0 | 2421.5024 | 0 | 0 | 2433.6099 | 0 | 0 | 0 | 0 | 2445.7779 | 0 | 0 | 0 | 0 | 0 | 0 | 2421.5024 | 4855.1123 | 7300.8902 | 0 | 0 | 0 | 0 | 0 | 0 | 2421.5024 | 4855.1123 | 7300.8902 | 0 | 0 | 0 | 0 | 2421.5024 | 0 | 0 | 2421.5024 | 0 | 0 | 2433.6099 | 0 | 0 | 0 | 0 | 2445.7779 | 0 | 0 | 0 | 0 | 0 | 0 | 2421.5024 | 4855.1123 | 7300.8902 | 0 | 0 | 0 | 0 | 0 | 0 | 2421.5024 | 4855.1123 | 7300.8902 | 0 | 0 | 0 | 3413.8149 | 57448.0699 | 3413.8149 | 44386.989 | 5865.2738 | 3450.2836 | 58734.0607 | 3450.2836 | 45073.5073 | 5927.9306 | 3491.825 | 60207.4184 | 3491.825 | 45885.8472 | 5999.3028 | 2.675 | 2.7036 | 2.7361 | 0.013761 | 0.013692 | 0.013624 | 0 | 499.8179 | 0 | 0 | 499.8179 | 0 | 0 | 505.1573 | 0 | 0 | 505.1573 | 0 | 0 | 511.2394 | 0 | 0 | 511.2394 | 0 | 0 | 0 | 0 | 7497.2682 | 7577.3591 | 7668.5905 | 0 | 0 | 0 | 0 | 0 | 0 | 7497.2682 | 7577.3591 | 7668.5905 | 0 | 0 | 0 | 499.8179 | 1004.9752 | 1516.2145 | 0 | 0 | 0 | 0 | 0 | 0 | 499.8179 | 1004.9752 | 1516.2145 | 0 | 0 | 0 | 1 | 1 | 1 | 1 | 1 | 1 | 1 | 2601.6 | 18874.2012 | 8.2548 | 2601.6 | 19122.8676 | 8.3504 | 2601.6 | 19402.8969 | 8.4581 | 0 | 2421.5024 | 0 | 0 | 2421.5024 | 0 | 0 | 2433.6099 | 0 | 0 | 0 | 0 | 2445.7779 | 0 | 0 | 0 | 0 | 0 | 0 | 2421.5024 | 4855.1123 | 7300.8902 | 0 | 0 | 0 | 0 | 0 | 0 | 2421.5024 | 4855.1123 | 7300.8902 | 0 | 0 | 0 | 18925.6353 | 156228.1602 | 18925.6353 | 120708.9749 | 6308.5451 | 19040.505 | 158996.3229 | 19040.505 | 122016.4558 | 6346.835 | 19160.7293 | 162062.6568 | 19160.7293 | 123512.7248 | 6386.9098 | 7.2746 | 7.3188 | 7.365 | 0.037421 | 0.037235 | 0.03705 | 0 | 1359.2385 | 0 | 0 | 1359.2385 | 0 | 0 | 1367.4884 | 0 | 0 | 1367.4884 | 0 | 0 | 1376.1229 | 0 | 0 | 1376.1229 | 0 | 0 | 0 | 0 | 20388.5775 | 20512.3266 | 20641.8441 | 0 | 0 | 0 | 0 | 0 | 0 | 20388.5775 | 20512.3266 | 20641.8441 | 0 | 0 | 0 | 1359.2385 | 2726.7269 | 4102.8499 | 0 | 0 | 0 | 0 | 0 | 0 | 1359.2385 | 2726.7269 | 4102.8499 | 0 | 0 | 0 | 3468.8 | 18007.0012 | 6.1911 | 3468.8 | 18255.6676 | 6.2628 | 3468.8 | 18535.6969 | 6.3435 | 0 | 2421.5024 | 0 | 0 | 2421.5024 | 0 | 0 | 2433.6099 | 0 | 0 | 0 | 0 | 2445.7779 | 0 | 0 | 0 | 0 | 0 | 0 | 2421.5024 | 4855.1123 | 7300.8902 | 0 | 0 | 0 | 0 | 0 | 0 | 2421.5024 | 4855.1123 | 7300.8902 | 0 | 0 | 0 | 31468.5316 | 194825.8563 | 31468.5316 | 150531.3085 | 0 | 31625.8743 | 198067.1357 | 31625.8743 | 152000.0554 | 0 | 31784.0036 | 201623.3304 | 31784.0036 | 153663.0795 | 0 | 9.0719 | 9.1172 | 9.1628 | 0.046667 | 0.046434 | 0.046203 | 0 | 1695.0517 | 0 | 0 | 1695.0517 | 0 | 0 | 1703.5269 | 0 | 0 | 1703.5269 | 0 | 0 | 1712.0446 | 0 | 0 | 1712.0446 | 0 | 0 | 0 | 0 | 25425.7751 | 25552.904 | 25680.6685 | 0 | 0 | 0 | 0 | 0 | 0 | 25425.7751 | 25552.904 | 25680.6685 | 0 | 0 | 0 | 1695.0517 | 3398.5786 | 5110.6232 | 0 | 0 | 0 | 0 | 0 | 0 | 1695.0517 | 3398.5786 | 5110.6232 | 0 | 0 | 0
| 895 | Business | Retail | HVAC | Gas | 02-411 | 02-411.02 | Misc Heating | [02-411]_Business_HVAC_Condensing RTU_Emerging Tech_ROB_Gas_per unit | TE 0.8 | TE 0.9 | DEEMED | 0 | 186.8468 | 0 | 0 | 0 | 0 | 3468.8 | 15 | 0 | 0.387 | 0.612 | 0 | 0.001 | 1 | 1 | Replace on Burnout | 1.1731 | #NUM! | 0 | 2957.0079 | 0 | 0 | 2957.0079 | 0 | 21278.6674 | 0 | 0 | 0 | 197.1339 | 0 | 21475.8012 | 1276.1858 | 20199.6154 | 16.8281 | 0 | 21527.3337 | 0 | 0 | 0 | 197.1339 | 0 | 21724.4676 | 1276.1858 | 20448.2818 | 17.023 | 0 | 21807.363 | 0 | 0 | 0 | 197.1339 | 0 | 22004.4969 | 1276.1858 | 20728.3111 | 17.2424 | per unit | 0.010183 | 87.2612 | 0.005 | 0 | 1092.3996 | 0 | 0 | 1092.3996 | 0 | 0 | 1097.8616 | 0 | 0 | 0 | 0 | 1103.3509 | 0 | 0 | 0 | 0 | 0 | 0 | 1092.3996 | 2190.2611 | 3293.612 | 0 | 0 | 0 | 0 | 0 | 0 | 1092.3996 | 2190.2611 | 3293.612 | 0 | 0 | 0 | 0 | 1092.3996 | 0 | 0 | 1092.3996 | 0 | 0 | 1097.8616 | 0 | 0 | 0 | 0 | 1103.3509 | 0 | 0 | 0 | 0 | 0 | 0 | 1092.3996 | 2190.2611 | 3293.612 | 0 | 0 | 0 | 0 | 0 | 0 | 1092.3996 | 2190.2611 | 3293.612 | 0 | 0 | 0 | 706.3565 | 11886.6476 | 706.3565 | 9210.0858 | 1213.5907 | 715.4703 | 12179.4267 | 715.4703 | 9373.0777 | 1229.2492 | 726.0661 | 12519.1161 | 726.0661 | 9568.1166 | 1247.4537 | 0.55349 | 0.56063 | 0.56893 | 0.0063114 | 0.00628 | 0.0062487 | 0 | 103.4179 | 0 | 0 | 103.4179 | 0 | 0 | 104.7523 | 0 | 0 | 104.7523 | 0 | 0 | 106.3036 | 0 | 0 | 106.3036 | 0 | 0 | 0 | 0 | 1551.2686 | 1571.284 | 1594.5539 | 0 | 0 | 0 | 0 | 0 | 0 | 1551.2686 | 1571.284 | 1594.5539 | 0 | 0 | 0 | 103.4179 | 208.1702 | 314.4738 | 0 | 0 | 0 | 0 | 0 | 0 | 103.4179 | 208.1702 | 314.4738 | 0 | 0 | 0 | 1 | 1 | 1 | 1 | 1 | 1 | 1 | 2601.6 | 18874.2012 | 8.2548 | 2601.6 | 19122.8676 | 8.3504 | 2601.6 | 19402.8969 | 8.4581 | 0 | 1092.3996 | 0 | 0 | 1092.3996 | 0 | 0 | 1097.8616 | 0 | 0 | 0 | 0 | 1103.3509 | 0 | 0 | 0 | 0 | 0 | 0 | 1092.3996 | 2190.2611 | 3293.612 | 0 | 0 | 0 | 0 | 0 | 0 | 1092.3996 | 2190.2611 | 3293.612 | 0 | 0 | 0 | 7426.3134 | 61303.0562 | 7426.3134 | 47499.2129 | 2475.4378 | 7475.0523 | 62419.8691 | 7475.0523 | 48037.2595 | 2491.6841 | 7526.899 | 63662.9867 | 7526.899 | 48656.3808 | 2508.9663 | 2.8545 | 2.8733 | 2.8932 | 0.03255 | 0.032388 | 0.032227 | 0 | 533.3576 | 0 | 0 | 533.3576 | 0 | 0 | 536.858 | 0 | 0 | 536.858 | 0 | 0 | 540.5816 | 0 | 0 | 540.5816 | 0 | 0 | 0 | 0 | 8000.3637 | 8052.8701 | 8108.7246 | 0 | 0 | 0 | 0 | 0 | 0 | 8000.3637 | 8052.8701 | 8108.7246 | 0 | 0 | 0 | 533.3576 | 1070.2156 | 1610.7972 | 0 | 0 | 0 | 0 | 0 | 0 | 533.3576 | 1070.2156 | 1610.7972 | 0 | 0 | 0 | 3468.8 | 18007.0012 | 6.1911 | 3468.8 | 18255.6676 | 6.2628 | 3468.8 | 18535.6969 | 6.3435 | 0 | 1092.3996 | 0 | 0 | 1092.3996 | 0 | 0 | 1097.8616 | 0 | 0 | 0 | 0 | 1103.3509 | 0 | 0 | 0 | 0 | 0 | 0 | 1092.3996 | 2190.2611 | 3293.612 | 0 | 0 | 0 | 0 | 0 | 0 | 1092.3996 | 2190.2611 | 3293.612 | 0 | 0 | 0 | 13182.2156 | 81612.8468 | 13182.2156 | 63235.7705 | 0 | 13248.1267 | 82970.6237 | 13248.1267 | 63852.7673 | 0 | 13314.3674 | 84460.319 | 13314.3674 | 64551.3769 | 0 | 3.8002 | 3.8192 | 3.8383 | 0.043333 | 0.043118 | 0.042903 | 0 | 710.0597 | 0 | 0 | 710.0597 | 0 | 0 | 713.61 | 0 | 0 | 713.61 | 0 | 0 | 717.1781 | 0 | 0 | 717.1781 | 0 | 0 | 0 | 0 | 10650.8958 | 10704.1502 | 10757.671 | 0 | 0 | 0 | 0 | 0 | 0 | 10650.8958 | 10704.1502 | 10757.671 | 0 | 0 | 0 | 710.0597 | 1423.6697 | 2140.8478 | 0 | 0 | 0 | 0 | 0 | 0 | 710.0597 | 1423.6697 | 2140.8478 | 0 | 0 | 0
| 896 | Business | Food Service | HVAC | Gas | 02-411 | 02-411.03 | Misc Heating | [02-411]_Business_HVAC_Condensing RTU_Emerging Tech_ROB_Gas_per unit | TE 0.8 | TE 0.9 | DEEMED | 0 | 186.8468 | 0 | 0 | 0 | 0 | 3468.8 | 15 | 0 | 0.387 | 0.612 | 0 | 0.001 | 1 | 1 | Replace on Burnout | 1.1731 | #NUM! | 0 | 2957.0079 | 0 | 0 | 2957.0079 | 0 | 21278.6674 | 0 | 0 | 0 | 197.1339 | 0 | 25770.9615 | 1276.1858 | 24494.7757 | 20.1937 | 0 | 21527.3337 | 0 | 0 | 0 | 197.1339 | 0 | 26069.3611 | 1276.1858 | 24793.1753 | 20.4276 | 0 | 21807.363 | 0 | 0 | 0 | 197.1339 | 0 | 26405.3962 | 1276.1858 | 25129.2104 | 20.6909 | per unit | 0.00093633 | 1.5009 | 0.005 | 0 | 18.7898 | 0 | 0 | 18.7898 | 0 | 0 | 18.8838 | 0 | 0 | 0 | 0 | 18.9782 | 0 | 0 | 0 | 0 | 0 | 0 | 18.7898 | 37.6736 | 56.6518 | 0 | 0 | 0 | 0 | 0 | 0 | 18.7898 | 37.6736 | 56.6518 | 0 | 0 | 0 | 0 | 18.7898 | 0 | 0 | 18.7898 | 0 | 0 | 18.8838 | 0 | 0 | 0 | 0 | 18.9782 | 0 | 0 | 0 | 0 | 0 | 0 | 18.7898 | 37.6736 | 56.6518 | 0 | 0 | 0 | 0 | 0 | 0 | 18.7898 | 37.6736 | 56.6518 | 0 | 0 | 0 | 15.4401 | 311.7942 | 15.4401 | 233.9647 | 26.5277 | 15.6277 | 319.2362 | 15.6277 | 237.928 | 26.85 | 15.8492 | 327.9342 | 15.8492 | 242.7267 | 27.2305 | 0.012099 | 0.012246 | 0.012419 | 0.0080206 | 0.0079807 | 0.007941 | 0 | 2.2606 | 0 | 0 | 2.2606 | 0 | 0 | 2.2881 | 0 | 0 | 2.2881 | 0 | 0 | 2.3205 | 0 | 0 | 2.3205 | 0 | 0 | 0 | 0 | 33.909 | 34.3209 | 34.8074 | 0 | 0 | 0 | 0 | 0 | 0 | 33.909 | 34.3209 | 34.8074 | 0 | 0 | 0 | 2.2606 | 4.5487 | 6.8691 | 0 | 0 | 0 | 0 | 0 | 0 | 2.2606 | 4.5487 | 6.8691 | 0 | 0 | 0 | 1 | 1 | 1 | 1 | 1 | 1 | 1 | 2601.6 | 23169.3615 | 9.9058 | 2601.6 | 23467.7611 | 10.0205 | 2601.6 | 23803.7962 | 10.1497 | 0 | 18.7898 | 0 | 0 | 18.7898 | 0 | 0 | 18.8838 | 0 | 0 | 0 | 0 | 18.9782 | 0 | 0 | 0 | 0 | 0 | 0 | 18.7898 | 37.6736 | 56.6518 | 0 | 0 | 0 | 0 | 0 | 0 | 18.7898 | 37.6736 | 56.6518 | 0 | 0 | 0 | 133.6665 | 1324.0755 | 133.6665 | 993.5624 | 44.5555 | 134.5104 | 1347.8632 | 134.5104 | 1004.5679 | 44.8368 | 135.4005 | 1374.2711 | 135.4005 | 1017.1929 | 45.1335 | 0.051379 | 0.051703 | 0.052045 | 0.034061 | 0.033891 | 0.033723 | 0 | 9.5999 | 0 | 0 | 9.5999 | 0 | 0 | 9.6605 | 0 | 0 | 9.6605 | 0 | 0 | 9.7245 | 0 | 0 | 9.7245 | 0 | 0 | 0 | 0 | 143.9989 | 144.908 | 145.8669 | 0 | 0 | 0 | 0 | 0 | 0 | 143.9989 | 144.908 | 145.8669 | 0 | 0 | 0 | 9.5999 | 19.2605 | 28.9849 | 0 | 0 | 0 | 0 | 0 | 0 | 9.5999 | 19.2605 | 28.9849 | 0 | 0 | 0 | 3468.8 | 22302.1615 | 7.4294 | 3468.8 | 22600.5611 | 7.5154 | 3468.8 | 22936.5962 | 7.6123 | 0 | 18.7898 | 0 | 0 | 18.7898 | 0 | 0 | 18.8838 | 0 | 0 | 0 | 0 | 18.9782 | 0 | 0 | 0 | 0 | 0 | 0 | 18.7898 | 37.6736 | 56.6518 | 0 | 0 | 0 | 0 | 0 | 0 | 18.7898 | 37.6736 | 56.6518 | 0 | 0 | 0 | 226.7408 | 1684.5391 | 226.7408 | 1264.0478 | 0 | 227.8745 | 1712.5644 | 227.8745 | 1276.3812 | 0 | 229.0139 | 1743.3126 | 229.0139 | 1290.346 | 0 | 0.065366 | 0.065693 | 0.066021 | 0.043333 | 0.043118 | 0.042903 | 0 | 12.2134 | 0 | 0 | 12.2134 | 0 | 0 | 12.2745 | 0 | 0 | 12.2745 | 0 | 0 | 12.3358 | 0 | 0 | 12.3358 | 0 | 0 | 0 | 0 | 183.2008 | 184.1168 | 185.0374 | 0 | 0 | 0 | 0 | 0 | 0 | 183.2008 | 184.1168 | 185.0374 | 0 | 0 | 0 | 12.2134 | 24.4878 | 36.8237 | 0 | 0 | 0 | 0 | 0 | 0 | 12.2134 | 24.4878 | 36.8237 | 0 | 0 | 0
| 897 | Business | Healthcare/Hospitals | HVAC | Gas | 02-411 | 02-411.04 | Misc Heating | [02-411]_Business_HVAC_Condensing RTU_Emerging Tech_ROB_Gas_per unit | TE 0.8 | TE 0.9 | DEEMED | 0 | 186.8468 | 0 | 0 | 0 | 0 | 3468.8 | 15 | 0 | 0.387 | 0.612 | 0 | 0.001 | 1 | 1 | Replace on Burnout | 1.1731 | #NUM! | 0 | 2957.0079 | 0 | 0 | 2957.0079 | 0 | 21278.6674 | 0 | 0 | 0 | 197.1339 | 0 | 21475.8012 | 1462.2179 | 20013.5834 | 14.6871 | 0 | 21527.3337 | 0 | 0 | 0 | 197.1339 | 0 | 21724.4676 | 1462.2179 | 20262.2497 | 14.8572 | 0 | 21807.363 | 0 | 0 | 0 | 197.1339 | 0 | 22004.4969 | 1462.2179 | 20542.279 | 15.0487 | per unit | 0.025676 | 69.7368 | 0.005 | 0 | 873.0169 | 0 | 0 | 873.0169 | 0 | 0 | 877.382 | 0 | 0 | 0 | 0 | 881.7689 | 0 | 0 | 0 | 0 | 0 | 0 | 873.0169 | 1750.399 | 2632.1679 | 0 | 0 | 0 | 0 | 0 | 0 | 873.0169 | 1750.399 | 2632.1679 | 0 | 0 | 0 | 0 | 873.0169 | 0 | 0 | 873.0169 | 0 | 0 | 877.382 | 0 | 0 | 0 | 0 | 881.7689 | 0 | 0 | 0 | 0 | 0 | 0 | 873.0169 | 1750.399 | 2632.1679 | 0 | 0 | 0 | 0 | 0 | 0 | 873.0169 | 1750.399 | 2632.1679 | 0 | 0 | 0 | 1035.5371 | 15209.0806 | 1035.5371 | 12814.2149 | 1421.0538 | 1047.6056 | 15564.4896 | 1047.6056 | 13024.9183 | 1437.6153 | 1061.5278 | 15974.6274 | 1061.5278 | 13276.0318 | 1456.7205 | 0.7082 | 0.71645 | 0.72597 | 0.010105 | 0.010054 | 0.010004 | 0 | 132.3242 | 0 | 0 | 132.3242 | 0 | 0 | 133.8664 | 0 | 0 | 133.8664 | 0 | 0 | 135.6454 | 0 | 0 | 135.6454 | 0 | 0 | 0 | 0 | 1984.8631 | 2007.9955 | 2034.6808 | 0 | 0 | 0 | 0 | 0 | 0 | 1984.8631 | 2007.9955 | 2034.6808 | 0 | 0 | 0 | 132.3242 | 266.1906 | 401.836 | 0 | 0 | 0 | 0 | 0 | 0 | 132.3242 | 266.1906 | 401.836 | 0 | 0 | 0 | 1 | 1 | 1 | 1 | 1 | 1 | 1 | 2601.6 | 18874.2012 | 8.2548 | 2601.6 | 19122.8676 | 8.3504 | 2601.6 | 19402.8969 | 8.4581 | 0 | 873.0169 | 0 | 0 | 873.0169 | 0 | 0 | 877.382 | 0 | 0 | 0 | 0 | 881.7689 | 0 | 0 | 0 | 0 | 0 | 0 | 873.0169 | 1750.399 | 2632.1679 | 0 | 0 | 0 | 0 | 0 | 0 | 873.0169 | 1750.399 | 2632.1679 | 0 | 0 | 0 | 6092.9938 | 50296.7115 | 6092.9938 | 42376.8462 | 2030.9979 | 6132.0957 | 51205.6101 | 6132.0957 | 42850.6751 | 2044.0319 | 6173.5204 | 52216.025 | 6173.5204 | 43395.166 | 2057.8401 | 2.342 | 2.357 | 2.373 | 0.033417 | 0.03325 | 0.033085 | 0 | 437.5986 | 0 | 0 | 437.5986 | 0 | 0 | 440.4069 | 0 | 0 | 440.4069 | 0 | 0 | 443.382 | 0 | 0 | 443.382 | 0 | 0 | 0 | 0 | 6563.9792 | 6606.1037 | 6650.7305 | 0 | 0 | 0 | 0 | 0 | 0 | 6563.9792 | 6606.1037 | 6650.7305 | 0 | 0 | 0 | 437.5986 | 878.0055 | 1321.3876 | 0 | 0 | 0 | 0 | 0 | 0 | 437.5986 | 878.0055 | 1321.3876 | 0 | 0 | 0 | 3468.8 | 18007.0012 | 6.1911 | 3468.8 | 18255.6676 | 6.2628 | 3468.8 | 18535.6969 | 6.3435 | 0 | 873.0169 | 0 | 0 | 873.0169 | 0 | 0 | 877.382 | 0 | 0 | 0 | 0 | 881.7689 | 0 | 0 | 0 | 0 | 0 | 0 | 873.0169 | 1750.399 | 2632.1679 | 0 | 0 | 0 | 0 | 0 | 0 | 873.0169 | 1750.399 | 2632.1679 | 0 | 0 | 0 | 10534.8794 | 65222.8365 | 10534.8794 | 54952.6605 | 0 | 10587.5538 | 66307.936 | 10587.5538 | 55488.8383 | 0 | 10640.4915 | 67498.4612 | 10640.4915 | 56095.9386 | 0 | 3.037 | 3.0522 | 3.0675 | 0.043333 | 0.043118 | 0.042903 | 0 | 567.461 | 0 | 0 | 567.461 | 0 | 0 | 570.2983 | 0 | 0 | 570.2983 | 0 | 0 | 573.1498 | 0 | 0 | 573.1498 | 0 | 0 | 0 | 0 | 8511.9152 | 8554.4748 | 8597.2472 | 0 | 0 | 0 | 0 | 0 | 0 | 8511.9152 | 8554.4748 | 8597.2472 | 0 | 0 | 0 | 567.461 | 1137.7593 | 1710.9091 | 0 | 0 | 0 | 0 | 0 | 0 | 567.461 | 1137.7593 | 1710.9091 | 0 | 0 | 0
| 898 | Business | Campus/Education | HVAC | Gas | 02-411 | 02-411.05 | Misc Heating | [02-411]_Business_HVAC_Condensing RTU_Emerging Tech_ROB_Gas_per unit | TE 0.8 | TE 0.9 | DEEMED | 0 | 186.8468 | 0 | 0 | 0 | 0 | 3468.8 | 15 | 0 | 0.387 | 0.612 | 0 | 0.001 | 1 | 1 | Replace on Burnout | 1.1731 | #NUM! | 0 | 2957.0079 | 0 | 0 | 2957.0079 | 0 | 21278.6674 | 0 | 0 | 0 | 197.1339 | 0 | 21475.8012 | 1462.2179 | 20013.5834 | 14.6871 | 0 | 21527.3337 | 0 | 0 | 0 | 197.1339 | 0 | 21724.4676 | 1462.2179 | 20262.2497 | 14.8572 | 0 | 21807.363 | 0 | 0 | 0 | 197.1339 | 0 | 22004.4969 | 1462.2179 | 20542.279 | 15.0487 | per unit | 0.067266 | 152.7601 | 0.005 | 0 | 1912.3639 | 0 | 0 | 1912.3639 | 0 | 0 | 1921.9257 | 0 | 0 | 0 | 0 | 1931.5354 | 0 | 0 | 0 | 0 | 0 | 0 | 1912.3639 | 3834.2896 | 5765.825 | 0 | 0 | 0 | 0 | 0 | 0 | 1912.3639 | 3834.2896 | 5765.825 | 0 | 0 | 0 | 0 | 1912.3639 | 0 | 0 | 1912.3639 | 0 | 0 | 1921.9257 | 0 | 0 | 0 | 0 | 1931.5354 | 0 | 0 | 0 | 0 | 0 | 0 | 1912.3639 | 3834.2896 | 5765.825 | 0 | 0 | 0 | 0 | 0 | 0 | 1912.3639 | 3834.2896 | 5765.825 | 0 | 0 | 0 | 2133.0904 | 31329.0013 | 2133.0904 | 25268.3797 | 2927.2116 | 2158.2982 | 32066.2739 | 2158.2982 | 25688.0078 | 2961.8039 | 2187.2492 | 32915.2849 | 2187.2492 | 26186.4706 | 3001.533 | 1.4588 | 1.476 | 1.4958 | 0.0095021 | 0.0094549 | 0.0094078 | 0 | 272.573 | 0 | 0 | 272.573 | 0 | 0 | 275.7942 | 0 | 0 | 275.7942 | 0 | 0 | 279.4936 | 0 | 0 | 279.4936 | 0 | 0 | 0 | 0 | 4088.5956 | 4136.9125 | 4192.4043 | 0 | 0 | 0 | 0 | 0 | 0 | 4088.5956 | 4136.9125 | 4192.4043 | 0 | 0 | 0 | 272.573 | 548.3672 | 827.8608 | 0 | 0 | 0 | 0 | 0 | 0 | 272.573 | 548.3672 | 827.8608 | 0 | 0 | 0 | 1 | 1 | 1 | 1 | 1 | 1 | 1 | 2601.6 | 18874.2012 | 8.2548 | 2601.6 | 19122.8676 | 8.3504 | 2601.6 | 19402.8969 | 8.4581 | 0 | 1912.3639 | 0 | 0 | 1912.3639 | 0 | 0 | 1921.9257 | 0 | 0 | 0 | 0 | 1931.5354 | 0 | 0 | 0 | 0 | 0 | 0 | 1912.3639 | 3834.2896 | 5765.825 | 0 | 0 | 0 | 0 | 0 | 0 | 1912.3639 | 3834.2896 | 5765.825 | 0 | 0 | 0 | 13169.586 | 108712.8732 | 13169.586 | 87682.2768 | 4389.862 | 13254.9228 | 110684.2487 | 13254.9228 | 88668.1706 | 4418.3076 | 13345.7498 | 112879.1931 | 13345.7498 | 89803.4965 | 4448.5833 | 5.0621 | 5.0949 | 5.1298 | 0.032973 | 0.032809 | 0.032646 | 0 | 945.8392 | 0 | 0 | 945.8392 | 0 | 0 | 951.9681 | 0 | 0 | 951.9681 | 0 | 0 | 958.4913 | 0 | 0 | 958.4913 | 0 | 0 | 0 | 0 | 14187.5884 | 14279.5218 | 14377.3696 | 0 | 0 | 0 | 0 | 0 | 0 | 14187.5884 | 14279.5218 | 14377.3696 | 0 | 0 | 0 | 945.8392 | 1897.8073 | 2856.2987 | 0 | 0 | 0 | 0 | 0 | 0 | 945.8392 | 1897.8073 | 2856.2987 | 0 | 0 | 0 | 3468.8 | 18007.0012 | 6.1911 | 3468.8 | 18255.6676 | 6.2628 | 3468.8 | 18535.6969 | 6.3435 | 0 | 1912.3639 | 0 | 0 | 1912.3639 | 0 | 0 | 1921.9257 | 0 | 0 | 0 | 0 | 1931.5354 | 0 | 0 | 0 | 0 | 0 | 0 | 1912.3639 | 3834.2896 | 5765.825 | 0 | 0 | 0 | 0 | 0 | 0 | 1912.3639 | 3834.2896 | 5765.825 | 0 | 0 | 0 | 23076.8982 | 142872.1397 | 23076.8982 | 115233.4046 | 0 | 23192.2826 | 145249.0753 | 23192.2826 | 116357.7468 | 0 | 23308.2441 | 147856.9486 | 23308.2441 | 117630.8104 | 0 | 6.6527 | 6.686 | 6.7194 | 0.043333 | 0.043118 | 0.042903 | 0 | 1243.0365 | 0 | 0 | 1243.0365 | 0 | 0 | 1249.2517 | 0 | 0 | 1249.2517 | 0 | 0 | 1255.498 | 0 | 0 | 1255.498 | 0 | 0 | 0 | 0 | 18645.5482 | 18738.7759 | 18832.4698 | 0 | 0 | 0 | 0 | 0 | 0 | 18645.5482 | 18738.7759 | 18832.4698 | 0 | 0 | 0 | 1243.0365 | 2492.2883 | 3747.7863 | 0 | 0 | 0 | 0 | 0 | 0 | 1243.0365 | 2492.2883 | 3747.7863 | 0 | 0 | 0
| 899 | Business | Warehouse | HVAC | Gas | 02-411 | 02-411.06 | Misc Heating | [02-411]_Business_HVAC_Condensing RTU_Emerging Tech_ROB_Gas_per unit | TE 0.8 | TE 0.9 | DEEMED | 0 | 186.8468 | 0 | 0 | 0 | 0 | 3468.8 | 15 | 0 | 0.387 | 0.612 | 0 | 0.001 | 1 | 1 | Replace on Burnout | 1.1731 | #NUM! | 0 | 2957.0079 | 0 | 0 | 2957.0079 | 0 | 21278.6674 | 0 | 0 | 0 | 197.1339 | 0 | 21475.8012 | 1462.2179 | 20013.5834 | 14.6871 | 0 | 21527.3337 | 0 | 0 | 0 | 197.1339 | 0 | 21724.4676 | 1462.2179 | 20262.2497 | 14.8572 | 0 | 21807.363 | 0 | 0 | 0 | 197.1339 | 0 | 22004.4969 | 1462.2179 | 20542.279 | 15.0487 | per unit | 0.022135 | 45.9524 | 0.005 | 0 | 575.2665 | 0 | 0 | 575.2665 | 0 | 0 | 578.1429 | 0 | 0 | 0 | 0 | 581.0336 | 0 | 0 | 0 | 0 | 0 | 0 | 575.2665 | 1153.4094 | 1734.4429 | 0 | 0 | 0 | 0 | 0 | 0 | 575.2665 | 1153.4094 | 1734.4429 | 0 | 0 | 0 | 0 | 575.2665 | 0 | 0 | 575.2665 | 0 | 0 | 578.1429 | 0 | 0 | 0 | 0 | 581.0336 | 0 | 0 | 0 | 0 | 0 | 0 | 575.2665 | 1153.4094 | 1734.4429 | 0 | 0 | 0 | 0 | 0 | 0 | 575.2665 | 1153.4094 | 1734.4429 | 0 | 0 | 0 | 1238.7971 | 18194.3885 | 1238.7971 | 14715.225 | 1699.9848 | 1250.5206 | 18579.2384 | 1250.5206 | 14924.797 | 1716.0728 | 1263.6492 | 19016.2939 | 1263.6492 | 15170.6373 | 1734.089 | 0.8472 | 0.85522 | 0.8642 | 0.018345 | 0.018254 | 0.018163 | 0 | 158.2974 | 0 | 0 | 158.2974 | 0 | 0 | 159.7955 | 0 | 0 | 159.7955 | 0 | 0 | 161.4731 | 0 | 0 | 161.4731 | 0 | 0 | 0 | 0 | 2374.4612 | 2396.9322 | 2422.0964 | 0 | 0 | 0 | 0 | 0 | 0 | 2374.4612 | 2396.9322 | 2422.0964 | 0 | 0 | 0 | 158.2974 | 318.0929 | 479.566 | 0 | 0 | 0 | 0 | 0 | 0 | 158.2974 | 318.0929 | 479.566 | 0 | 0 | 0 | 1 | 1 | 1 | 1 | 1 | 1 | 1 | 2601.6 | 18874.2012 | 8.2548 | 2601.6 | 19122.8676 | 8.3504 | 2601.6 | 19402.8969 | 8.4581 | 0 | 575.2665 | 0 | 0 | 575.2665 | 0 | 0 | 578.1429 | 0 | 0 | 0 | 0 | 581.0336 | 0 | 0 | 0 | 0 | 0 | 0 | 575.2665 | 1153.4094 | 1734.4429 | 0 | 0 | 0 | 0 | 0 | 0 | 575.2665 | 1153.4094 | 1734.4429 | 0 | 0 | 0 | 4541.4447 | 37488.9159 | 4541.4447 | 30320.2182 | 1513.8149 | 4568.776 | 38151.2247 | 4568.776 | 30647.0733 | 1522.9253 | 4597.3856 | 38884.9774 | 4597.3856 | 31021.286 | 1532.4619 | 1.7456 | 1.7561 | 1.7671 | 0.037799 | 0.037611 | 0.037424 | 0 | 326.1664 | 0 | 0 | 326.1664 | 0 | 0 | 328.1293 | 0 | 0 | 328.1293 | 0 | 0 | 330.1841 | 0 | 0 | 330.1841 | 0 | 0 | 0 | 0 | 4892.4961 | 4921.9401 | 4952.7612 | 0 | 0 | 0 | 0 | 0 | 0 | 4892.4961 | 4921.9401 | 4952.7612 | 0 | 0 | 0 | 326.1664 | 654.2957 | 984.4798 | 0 | 0 | 0 | 0 | 0 | 0 | 326.1664 | 654.2957 | 984.4798 | 0 | 0 | 0 | 3468.8 | 18007.0012 | 6.1911 | 3468.8 | 18255.6676 | 6.2628 | 3468.8 | 18535.6969 | 6.3435 | 0 | 575.2665 | 0 | 0 | 575.2665 | 0 | 0 | 578.1429 | 0 | 0 | 0 | 0 | 581.0336 | 0 | 0 | 0 | 0 | 0 | 0 | 575.2665 | 1153.4094 | 1734.4429 | 0 | 0 | 0 | 0 | 0 | 0 | 575.2665 | 1153.4094 | 1734.4429 | 0 | 0 | 0 | 7475.8517 | 46283.9901 | 7475.8517 | 37433.4826 | 0 | 7513.2309 | 47054.0077 | 7513.2309 | 37798.7243 | 0 | 7550.7971 | 47898.8385 | 7550.7971 | 38212.278 | 0 | 2.1552 | 2.1659 | 2.1768 | 0.046667 | 0.046434 | 0.046203 | 0 | 402.6866 | 0 | 0 | 402.6866 | 0 | 0 | 404.7 | 0 | 0 | 404.7 | 0 | 0 | 406.7235 | 0 | 0 | 406.7235 | 0 | 0 | 0 | 0 | 6040.2985 | 6070.5 | 6100.8525 | 0 | 0 | 0 | 0 | 0 | 0 | 6040.2985 | 6070.5 | 6100.8525 | 0 | 0 | 0 | 402.6866 | 807.3866 | 1214.1101 | 0 | 0 | 0 | 0 | 0 | 0 | 402.6866 | 807.3866 | 1214.1101 | 0 | 0 | 0
| 900 | Business | Lodging | HVAC | Gas | 02-411 | 02-411.07 | Misc Heating | [02-411]_Business_HVAC_Condensing RTU_Emerging Tech_ROB_Gas_per unit | TE 0.8 | TE 0.9 | DEEMED | 0 | 186.8468 | 0 | 0 | 0 | 0 | 3468.8 | 15 | 0 | 0.387 | 0.612 | 0 | 0.001 | 1 | 1 | Replace on Burnout | 1.1731 | #NUM! | 0 | 2957.0079 | 0 | 0 | 2957.0079 | 0 | 21278.6674 | 0 | 0 | 0 | 197.1339 | 0 | 21475.8012 | 1276.1858 | 20199.6154 | 16.8281 | 0 | 21527.3337 | 0 | 0 | 0 | 197.1339 | 0 | 21724.4676 | 1276.1858 | 20448.2818 | 17.023 | 0 | 21807.363 | 0 | 0 | 0 | 197.1339 | 0 | 22004.4969 | 1276.1858 | 20728.3111 | 17.2424 | per unit | 0.027499 | 78.8388 | 0.005 | 0 | 986.9617 | 0 | 0 | 986.9617 | 0 | 0 | 991.8965 | 0 | 0 | 0 | 0 | 996.856 | 0 | 0 | 0 | 0 | 0 | 0 | 986.9617 | 1978.8581 | 2975.7141 | 0 | 0 | 0 | 0 | 0 | 0 | 986.9617 | 1978.8581 | 2975.7141 | 0 | 0 | 0 | 0 | 986.9617 | 0 | 0 | 986.9617 | 0 | 0 | 991.8965 | 0 | 0 | 0 | 0 | 996.856 | 0 | 0 | 0 | 0 | 0 | 0 | 986.9617 | 1978.8581 | 2975.7141 | 0 | 0 | 0 | 0 | 0 | 0 | 986.9617 | 1978.8581 | 2975.7141 | 0 | 0 | 0 | 1385.0562 | 23307.8846 | 1385.0562 | 17940.8867 | 2379.6644 | 1399.9071 | 23830.5709 | 1399.9071 | 18219.0854 | 2405.1797 | 1416.8304 | 24429.5458 | 1416.8304 | 18548.3355 | 2434.2556 | 1.0853 | 1.0969 | 1.1102 | 0.013698 | 0.01363 | 0.013562 | 0 | 202.7866 | 0 | 0 | 202.7866 | 0 | 0 | 204.9609 | 0 | 0 | 204.9609 | 0 | 0 | 207.4386 | 0 | 0 | 207.4386 | 0 | 0 | 0 | 0 | 3041.7987 | 3074.4136 | 3111.5797 | 0 | 0 | 0 | 0 | 0 | 0 | 3041.7987 | 3074.4136 | 3111.5797 | 0 | 0 | 0 | 202.7866 | 407.7475 | 615.1861 | 0 | 0 | 0 | 0 | 0 | 0 | 202.7866 | 407.7475 | 615.1861 | 0 | 0 | 0 | 1 | 1 | 1 | 1 | 1 | 1 | 1 | 2601.6 | 18874.2012 | 8.2548 | 2601.6 | 19122.8676 | 8.3504 | 2601.6 | 19402.8969 | 8.4581 | 0 | 986.9617 | 0 | 0 | 986.9617 | 0 | 0 | 991.8965 | 0 | 0 | 0 | 0 | 996.856 | 0 | 0 | 0 | 0 | 0 | 0 | 986.9617 | 1978.8581 | 2975.7141 | 0 | 0 | 0 | 0 | 0 | 0 | 986.9617 | 1978.8581 | 2975.7141 | 0 | 0 | 0 | 7707.2103 | 63621.8161 | 7707.2103 | 48971.9173 | 2569.0701 | 7753.9614 | 64748.8785 | 7753.9614 | 49502.186 | 2584.6538 | 7803.0896 | 65999.0238 | 7803.0896 | 50110.3069 | 2601.0299 | 2.9625 | 2.9805 | 2.9993 | 0.03739 | 0.037204 | 0.037018 | 0 | 553.5316 | 0 | 0 | 553.5316 | 0 | 0 | 556.8892 | 0 | 0 | 556.8892 | 0 | 0 | 560.4176 | 0 | 0 | 560.4176 | 0 | 0 | 0 | 0 | 8302.9738 | 8353.3387 | 8406.2645 | 0 | 0 | 0 | 0 | 0 | 0 | 8302.9738 | 8353.3387 | 8406.2645 | 0 | 0 | 0 | 553.5316 | 1110.4208 | 1670.8385 | 0 | 0 | 0 | 0 | 0 | 0 | 553.5316 | 1110.4208 | 1670.8385 | 0 | 0 | 0 | 3468.8 | 18007.0012 | 6.1911 | 3468.8 | 18255.6676 | 6.2628 | 3468.8 | 18535.6969 | 6.3435 | 0 | 986.9617 | 0 | 0 | 986.9617 | 0 | 0 | 991.8965 | 0 | 0 | 0 | 0 | 996.856 | 0 | 0 | 0 | 0 | 0 | 0 | 986.9617 | 1978.8581 | 2975.7141 | 0 | 0 | 0 | 0 | 0 | 0 | 986.9617 | 1978.8581 | 2975.7141 | 0 | 0 | 0 | 12826.0184 | 79407.5827 | 12826.0184 | 61122.769 | 0 | 12890.1485 | 80728.671 | 12890.1485 | 61719.1491 | 0 | 12954.5993 | 82178.1132 | 12954.5993 | 62394.4148 | 0 | 3.6975 | 3.716 | 3.7346 | 0.046667 | 0.046434 | 0.046203 | 0 | 690.8732 | 0 | 0 | 690.8732 | 0 | 0 | 694.3275 | 0 | 0 | 694.3275 | 0 | 0 | 697.7992 | 0 | 0 | 697.7992 | 0 | 0 | 0 | 0 | 10363.0975 | 10414.9129 | 10466.9875 | 0 | 0 | 0 | 0 | 0 | 0 | 10363.0975 | 10414.9129 | 10466.9875 | 0 | 0 | 0 | 690.8732 | 1385.2007 | 2082.9999 | 0 | 0 | 0 | 0 | 0 | 0 | 690.8732 | 1385.2007 | 2082.9999 | 0 | 0 | 0
| 901 | Business | Other Commercial | HVAC | Gas | 02-411 | 02-411.08 | Misc Heating | [02-411]_Business_HVAC_Condensing RTU_Emerging Tech_ROB_Gas_per unit | TE 0.8 | TE 0.9 | DEEMED | 0 | 186.8468 | 0 | 0 | 0 | 0 | 3468.8 | 15 | 0 | 0.387 | 0.612 | 0 | 0.001 | 1 | 1 | Replace on Burnout | 1.1731 | #NUM! | 0 | 2957.0079 | 0 | 0 | 2957.0079 | 0 | 21278.6674 | 0 | 0 | 0 | 197.1339 | 0 | 21475.8012 | 1276.1858 | 20199.6154 | 16.8281 | 0 | 21527.3337 | 0 | 0 | 0 | 197.1339 | 0 | 21724.4676 | 1276.1858 | 20448.2818 | 17.023 | 0 | 21807.363 | 0 | 0 | 0 | 197.1339 | 0 | 22004.4969 | 1276.1858 | 20728.3111 | 17.2424 | per unit | 0.0040273 | 15.3037 | 0.005 | 0 | 191.5834 | 0 | 0 | 191.5834 | 0 | 0 | 192.5413 | 0 | 0 | 0 | 0 | 193.504 | 0 | 0 | 0 | 0 | 0 | 0 | 191.5834 | 384.1246 | 577.6286 | 0 | 0 | 0 | 0 | 0 | 0 | 191.5834 | 384.1246 | 577.6286 | 0 | 0 | 0 | 0 | 191.5834 | 0 | 0 | 191.5834 | 0 | 0 | 192.5413 | 0 | 0 | 0 | 0 | 193.504 | 0 | 0 | 0 | 0 | 0 | 0 | 191.5834 | 384.1246 | 577.6286 | 0 | 0 | 0 | 0 | 0 | 0 | 191.5834 | 384.1246 | 577.6286 | 0 | 0 | 0 | 271.747 | 4572.9895 | 271.747 | 3551.8449 | 466.8884 | 274.6357 | 4675.1137 | 274.6357 | 3606.5923 | 471.8514 | 277.9669 | 4792.8149 | 277.9669 | 3671.9178 | 477.5748 | 0.21294 | 0.2152 | 0.21781 | 0.013845 | 0.013776 | 0.013707 | 0 | 39.7866 | 0 | 0 | 39.7866 | 0 | 0 | 40.2095 | 0 | 0 | 40.2095 | 0 | 0 | 40.6972 | 0 | 0 | 40.6972 | 0 | 0 | 0 | 0 | 596.7986 | 603.1426 | 610.4586 | 0 | 0 | 0 | 0 | 0 | 0 | 596.7986 | 603.1426 | 610.4586 | 0 | 0 | 0 | 39.7866 | 79.9961 | 120.6933 | 0 | 0 | 0 | 0 | 0 | 0 | 39.7866 | 79.9961 | 120.6933 | 0 | 0 | 0 | 1 | 1 | 1 | 1 | 1 | 1 | 1 | 2601.6 | 18874.2012 | 8.2548 | 2601.6 | 19122.8676 | 8.3504 | 2601.6 | 19402.8969 | 8.4581 | 0 | 191.5834 | 0 | 0 | 191.5834 | 0 | 0 | 192.5413 | 0 | 0 | 0 | 0 | 193.504 | 0 | 0 | 0 | 0 | 0 | 0 | 191.5834 | 384.1246 | 577.6286 | 0 | 0 | 0 | 0 | 0 | 0 | 191.5834 | 384.1246 | 577.6286 | 0 | 0 | 0 | 1499.1179 | 12374.9835 | 1499.1179 | 9611.6605 | 499.706 | 1508.1999 | 12594.1112 | 1508.1999 | 9715.662 | 502.7333 | 1517.7194 | 12836.966 | 1517.7194 | 9834.7809 | 505.9065 | 0.57623 | 0.57972 | 0.58338 | 0.037466 | 0.037279 | 0.037094 | 0 | 107.6666 | 0 | 0 | 107.6666 | 0 | 0 | 108.3189 | 0 | 0 | 108.3189 | 0 | 0 | 109.0026 | 0 | 0 | 109.0026 | 0 | 0 | 0 | 0 | 1614.9989 | 1624.783 | 1635.0383 | 0 | 0 | 0 | 0 | 0 | 0 | 1614.9989 | 1624.783 | 1635.0383 | 0 | 0 | 0 | 107.6666 | 215.9855 | 324.988 | 0 | 0 | 0 | 0 | 0 | 0 | 107.6666 | 215.9855 | 324.988 | 0 | 0 | 0 | 3468.8 | 18007.0012 | 6.1911 | 3468.8 | 18255.6676 | 6.2628 | 3468.8 | 18535.6969 | 6.3435 | 0 | 191.5834 | 0 | 0 | 191.5834 | 0 | 0 | 192.5413 | 0 | 0 | 0 | 0 | 193.504 | 0 | 0 | 0 | 0 | 0 | 0 | 191.5834 | 384.1246 | 577.6286 | 0 | 0 | 0 | 0 | 0 | 0 | 191.5834 | 384.1246 | 577.6286 | 0 | 0 | 0 | 2489.7134 | 15414.1463 | 2489.7134 | 11972.1808 | 0 | 2502.162 | 15670.5884 | 2502.162 | 12088.9944 | 0 | 2514.6728 | 15951.9458 | 2514.6728 | 12221.2594 | 0 | 0.71774 | 0.72133 | 0.72494 | 0.046667 | 0.046434 | 0.046203 | 0 | 134.1084 | 0 | 0 | 134.1084 | 0 | 0 | 134.7789 | 0 | 0 | 134.7789 | 0 | 0 | 135.4528 | 0 | 0 | 135.4528 | 0 | 0 | 0 | 0 | 2011.6253 | 2021.6834 | 2031.7918 | 0 | 0 | 0 | 0 | 0 | 0 | 2011.6253 | 2021.6834 | 2031.7918 | 0 | 0 | 0 | 134.1084 | 268.8872 | 404.34 | 0 | 0 | 0 | 0 | 0 | 0 | 134.1084 | 268.8872 | 404.34 | 0 | 0 | 0
| 902 | Business | Food Sales | HVAC | Gas | 02-411 | 02-411.09 | Misc Heating | [02-411]_Business_HVAC_Condensing RTU_Emerging Tech_ROB_Gas_per unit | TE 0.8 | TE 0.9 | DEEMED | 0 | 186.8468 | 0 | 0 | 0 | 0 | 3468.8 | 15 | 0 | 0.387 | 0.612 | 0 | 0.001 | 1 | 1 | Replace on Burnout | 1.1731 | #NUM! | 0 | 2957.0079 | 0 | 0 | 2957.0079 | 0 | 21278.6674 | 0 | 0 | 0 | 197.1339 | 0 | 21475.8012 | 1276.1858 | 20199.6154 | 16.8281 | 0 | 21527.3337 | 0 | 0 | 0 | 197.1339 | 0 | 21724.4676 | 1276.1858 | 20448.2818 | 17.023 | 0 | 21807.363 | 0 | 0 | 0 | 197.1339 | 0 | 22004.4969 | 1276.1858 | 20728.3111 | 17.2424 | per unit | 0.0074795 | 13.4333 | 0.005 | 0 | 168.1673 | 0 | 0 | 168.1673 | 0 | 0 | 169.0082 | 0 | 0 | 0 | 0 | 169.8532 | 0 | 0 | 0 | 0 | 0 | 0 | 168.1673 | 337.1755 | 507.0287 | 0 | 0 | 0 | 0 | 0 | 0 | 168.1673 | 337.1755 | 507.0287 | 0 | 0 | 0 | 0 | 168.1673 | 0 | 0 | 168.1673 | 0 | 0 | 169.0082 | 0 | 0 | 0 | 0 | 169.8532 | 0 | 0 | 0 | 0 | 0 | 0 | 168.1673 | 337.1755 | 507.0287 | 0 | 0 | 0 | 0 | 0 | 0 | 168.1673 | 337.1755 | 507.0287 | 0 | 0 | 0 | 106.8173 | 1797.5343 | 106.8173 | 1377.8584 | 183.5228 | 108.1853 | 1841.6353 | 108.1853 | 1402.1101 | 185.8732 | 109.8048 | 1893.2976 | 109.8048 | 1431.5113 | 188.6556 | 0.0837 | 0.084772 | 0.086041 | 0.0061998 | 0.006169 | 0.0061383 | 0 | 15.6392 | 0 | 0 | 15.6392 | 0 | 0 | 15.8395 | 0 | 0 | 15.8395 | 0 | 0 | 16.0766 | 0 | 0 | 16.0766 | 0 | 0 | 0 | 0 | 234.5875 | 237.5918 | 241.1484 | 0 | 0 | 0 | 0 | 0 | 0 | 234.5875 | 237.5918 | 241.1484 | 0 | 0 | 0 | 15.6392 | 31.4786 | 47.5552 | 0 | 0 | 0 | 0 | 0 | 0 | 15.6392 | 31.4786 | 47.5552 | 0 | 0 | 0 | 1 | 1 | 1 | 1 | 1 | 1 | 1 | 2601.6 | 18874.2012 | 8.2548 | 2601.6 | 19122.8676 | 8.3504 | 2601.6 | 19402.8969 | 8.4581 | 0 | 168.1673 | 0 | 0 | 168.1673 | 0 | 0 | 169.0082 | 0 | 0 | 0 | 0 | 169.8532 | 0 | 0 | 0 | 0 | 0 | 0 | 168.1673 | 337.1755 | 507.0287 | 0 | 0 | 0 | 0 | 0 | 0 | 168.1673 | 337.1755 | 507.0287 | 0 | 0 | 0 | 1139.1668 | 9403.6435 | 1139.1668 | 7208.1458 | 379.7223 | 1146.6651 | 9575.1414 | 1146.6651 | 7289.9354 | 382.2217 | 1154.6309 | 9765.9406 | 1154.6309 | 7383.9711 | 384.877 | 0.43787 | 0.44075 | 0.44382 | 0.032434 | 0.032273 | 0.032112 | 0 | 81.8149 | 0 | 0 | 81.8149 | 0 | 0 | 82.3534 | 0 | 0 | 82.3534 | 0 | 0 | 82.9255 | 0 | 0 | 82.9255 | 0 | 0 | 0 | 0 | 1227.2238 | 1235.3017 | 1243.8832 | 0 | 0 | 0 | 0 | 0 | 0 | 1227.2238 | 1235.3017 | 1243.8832 | 0 | 0 | 0 | 81.8149 | 164.1684 | 247.0939 | 0 | 0 | 0 | 0 | 0 | 0 | 81.8149 | 164.1684 | 247.0939 | 0 | 0 | 0 | 3468.8 | 18007.0012 | 6.1911 | 3468.8 | 18255.6676 | 6.2628 | 3468.8 | 18535.6969 | 6.3435 | 0 | 168.1673 | 0 | 0 | 168.1673 | 0 | 0 | 169.0082 | 0 | 0 | 0 | 0 | 169.8532 | 0 | 0 | 0 | 0 | 0 | 0 | 168.1673 | 337.1755 | 507.0287 | 0 | 0 | 0 | 0 | 0 | 0 | 168.1673 | 337.1755 | 507.0287 | 0 | 0 | 0 | 2029.3107 | 12563.7318 | 2029.3107 | 9630.4385 | 0 | 2039.4572 | 12772.7521 | 2039.4572 | 9724.4035 | 0 | 2049.6545 | 13002.0804 | 2049.6545 | 9830.7977 | 0 | 0.58502 | 0.58794 | 0.59088 | 0.043333 | 0.043118 | 0.042903 | 0 | 109.3088 | 0 | 0 | 109.3088 | 0 | 0 | 109.8553 | 0 | 0 | 109.8553 | 0 | 0 | 110.4046 | 0 | 0 | 110.4046 | 0 | 0 | 0 | 0 | 1639.6315 | 1647.8297 | 1656.0688 | 0 | 0 | 0 | 0 | 0 | 0 | 1639.6315 | 1647.8297 | 1656.0688 | 0 | 0 | 0 | 109.3088 | 219.1641 | 329.5687 | 0 | 0 | 0 | 0 | 0 | 0 | 109.3088 | 219.1641 | 329.5687 | 0 | 0 | 0
| 903 | Business | Manufacturing/Industrial | HVAC | Gas | 02-411 | 02-411.10 | Misc Heating | [02-411]_Business_HVAC_Condensing RTU_Emerging Tech_ROB_Gas_per unit | TE 0.8 | TE 0.9 | DEEMED | 0 | 186.8468 | 0 | 0 | 0 | 0 | 3468.8 | 15 | 0 | 0.387 | 0.612 | 0 | 0.001 | 1 | 1 | Replace on Burnout | 1.1731 | #NUM! | 0 | 2957.0079 | 0 | 0 | 2957.0079 | 0 | 21278.6674 | 0 | 0 | 0 | 197.1339 | 0 | 21475.8012 | 1462.2179 | 20013.5834 | 14.6871 | 0 | 21527.3337 | 0 | 0 | 0 | 197.1339 | 0 | 21724.4676 | 1462.2179 | 20262.2497 | 14.8572 | 0 | 21807.363 | 0 | 0 | 0 | 197.1339 | 0 | 22004.4969 | 1462.2179 | 20542.279 | 15.0487 | per unit | 0.029064 | 120.4123 | 0.005 | 0 | 1507.4094 | 0 | 0 | 1507.4094 | 0 | 0 | 1514.9465 | 0 | 0 | 0 | 0 | 1522.5212 | 0 | 0 | 0 | 0 | 0 | 0 | 1507.4094 | 3022.3559 | 4544.8771 | 0 | 0 | 0 | 0 | 0 | 0 | 1507.4094 | 3022.3559 | 4544.8771 | 0 | 0 | 0 | 0 | 1507.4094 | 0 | 0 | 1507.4094 | 0 | 0 | 1514.9465 | 0 | 0 | 0 | 0 | 1522.5212 | 0 | 0 | 0 | 0 | 0 | 0 | 1507.4094 | 3022.3559 | 4544.8771 | 0 | 0 | 0 | 0 | 0 | 0 | 1507.4094 | 3022.3559 | 4544.8771 | 0 | 0 | 0 | 3507.0097 | 51507.9496 | 3507.0097 | 45383.9031 | 4812.6229 | 3539.0717 | 52580.7062 | 3539.0717 | 46015.5988 | 4856.621 | 3574.8278 | 53796.557 | 3574.8278 | 46755.2699 | 4905.6887 | 2.3984 | 2.4203 | 2.4448 | 0.019819 | 0.019721 | 0.019623 | 0 | 448.1368 | 0 | 0 | 448.1368 | 0 | 0 | 452.2338 | 0 | 0 | 452.2338 | 0 | 0 | 456.8028 | 0 | 0 | 456.8028 | 0 | 0 | 0 | 0 | 6722.052 | 6783.5067 | 6852.0421 | 0 | 0 | 0 | 0 | 0 | 0 | 6722.052 | 6783.5067 | 6852.0421 | 0 | 0 | 0 | 448.1368 | 900.3706 | 1357.1734 | 0 | 0 | 0 | 0 | 0 | 0 | 448.1368 | 900.3706 | 1357.1734 | 0 | 0 | 0 | 1 | 1 | 1 | 1 | 1 | 1 | 1 | 2601.6 | 18874.2012 | 8.2548 | 2601.6 | 19122.8676 | 8.3504 | 2601.6 | 19402.8969 | 8.4581 | 0 | 1507.4094 | 0 | 0 | 1507.4094 | 0 | 0 | 1514.9465 | 0 | 0 | 0 | 0 | 1522.5212 | 0 | 0 | 0 | 0 | 0 | 0 | 1507.4094 | 3022.3559 | 4544.8771 | 0 | 0 | 0 | 0 | 0 | 0 | 1507.4094 | 3022.3559 | 4544.8771 | 0 | 0 | 0 | 12111.4863 | 99978.426 | 12111.4863 | 88091.4739 | 4037.1621 | 12183.2925 | 101735.6788 | 12183.2925 | 89033.1933 | 4061.0975 | 12258.3399 | 103681.8119 | 12258.3399 | 90111.1774 | 4086.1133 | 4.6554 | 4.683 | 4.7118 | 0.03847 | 0.038278 | 0.038088 | 0 | 869.8465 | 0 | 0 | 869.8465 | 0 | 0 | 875.0037 | 0 | 0 | 875.0037 | 0 | 0 | 880.3936 | 0 | 0 | 880.3936 | 0 | 0 | 0 | 0 | 13047.6982 | 13125.0549 | 13205.9035 | 0 | 0 | 0 | 0 | 0 | 0 | 13047.6982 | 13125.0549 | 13205.9035 | 0 | 0 | 0 | 869.8465 | 1744.8502 | 2625.2438 | 0 | 0 | 0 | 0 | 0 | 0 | 869.8465 | 1744.8502 | 2625.2438 | 0 | 0 | 0 | 3468.8 | 18007.0012 | 6.1911 | 3468.8 | 18255.6676 | 6.2628 | 3468.8 | 18535.6969 | 6.3435 | 0 | 1507.4094 | 0 | 0 | 1507.4094 | 0 | 0 | 1514.9465 | 0 | 0 | 0 | 0 | 1522.5212 | 0 | 0 | 0 | 0 | 0 | 0 | 1507.4094 | 3022.3559 | 4544.8771 | 0 | 0 | 0 | 0 | 0 | 0 | 1507.4094 | 3022.3559 | 4544.8771 | 0 | 0 | 0 | 19589.4754 | 121281.0423 | 19589.4754 | 106861.3119 | 0 | 19687.4227 | 123298.7711 | 19687.4227 | 107903.9669 | 0 | 19785.8599 | 125512.5378 | 19785.8599 | 109084.5382 | 0 | 5.6473 | 5.6756 | 5.7039 | 0.046667 | 0.046434 | 0.046203 | 0 | 1055.1866 | 0 | 0 | 1055.1866 | 0 | 0 | 1060.4625 | 0 | 0 | 1060.4625 | 0 | 0 | 1065.7648 | 0 | 0 | 1065.7648 | 0 | 0 | 0 | 0 | 15827.799 | 15906.938 | 15986.4727 | 0 | 0 | 0 | 0 | 0 | 0 | 15827.799 | 15906.938 | 15986.4727 | 0 | 0 | 0 | 1055.1866 | 2115.6491 | 3181.414 | 0 | 0 | 0 | 0 | 0 | 0 | 1055.1866 | 2115.6491 | 3181.414 | 0 | 0 | 0
| 904 | Business | Office | HVAC | Electric | 02-181 | 02-181.01 | HVAC Control | [02-181]_Business_HVAC_Demand Control Ventilation (DCV)_ADD_Electric_per ksf | no DCV | DCV | ENGINEER | 140.896 | 0 | 0 | 0 | 0.016084 | 0 | 166.2944 | 10 | 0.476 | 0.25758 | 0.40817 | 0.12932 | 0.20492 | 0.86 | 1 | Additions on Existing | 35.2984 | 0.13724 | 1211.7054 | 0 | 0 | 0 | 4.7111 | 79.4608 | 0 | 0 | 0 | 25.7771 | 0 | 0 | 105.2378 | 69.5667 | 35.6711 | 1.5128 | 78.6795 | 0 | 0 | 0 | 26.3268 | 0 | 0 | 105.0063 | 69.5667 | 35.4396 | 1.5094 | 78.1833 | 0 | 0 | 0 | 27.0335 | 0 | 0 | 105.2167 | 69.5667 | 35.65 | 1.5125 | per ksf | 0.36776 | 9035.8216 | 0.005 | 237040.2811 | 0 | 0 | 0 | 873.5201 | 12.8803 | 229322.9248 | 0 | 0 | 0 | 12.4609 | 211068.9073 | 0 | 0 | 0 | 11.469 | 237040.2811 | 466363.2059 | 677432.1132 | 0 | 0 | 0 | 0 | 0 | 0 | 0 | 0 | 0 | 873.5201 | 1718.6009 | 2496.4135 | 12.8803 | 25.3412 | 36.8102 | 237040.2811 | 0 | 0 | 0 | 873.5201 | 12.8803 | 229322.9248 | 0 | 0 | 0 | 12.4609 | 211068.9073 | 0 | 0 | 0 | 11.469 | 237040.2811 | 25.3412 | 677432.1132 | 0 | 0 | 0 | 0 | 0 | 0 | 0 | 0 | 0 | 873.5201 | 1718.6009 | 2496.4135 | 12.8803 | 25.3412 | 36.8102 | 21042.9048 | 31832.8887 | 21042.9048 | 52175.5381 | 29258.7021 | 20311.0626 | 30658.189 | 20311.0626 | 50274.0497 | 28241.1263 | 18823.3125 | 28469.462 | 18823.3125 | 46821.4013 | 26172.5127 | 302.4852 | 291.9652 | 270.5792 | 0.03331 | 0.033144 | 0.032979 | 36652.2922 | 0 | 0 | 0 | 135.0678 | 1.9916 | 35377.5778 | 0 | 0 | 0 | 130.3704 | 1.9223 | 32786.2316 | 0 | 0 | 0 | 120.821 | 1.7815 | 366522.9223 | 353775.7783 | 327862.3157 | 0 | 0 | 0 | 0 | 0 | 0 | 0 | 0 | 0 | 1350.6782 | 1303.7035 | 1208.2095 | 36652.2922 | 3.914 | 104816.1016 | 0 | 0 | 0 | 0 | 0 | 0 | 0 | 0 | 0 | 135.0678 | 265.4382 | 386.2591 | 1.9916 | 3.914 | 5.6955 | 1 | 1 | 1 | 1 | 1 | 1 | 1 | 124.7208 | -19.483 | 0.84379 | 124.7208 | -19.7145 | 0.84193 | 124.7208 | -19.5041 | 0.84362 | 237040.2811 | 0 | 0 | 0 | 873.5201 | 12.8803 | 229322.9248 | 0 | 0 | 0 | 12.4609 | 211068.9073 | 0 | 0 | 0 | 11.469 | 237040.2811 | 25.3412 | 677432.1132 | 0 | 0 | 0 | 0 | 0 | 0 | 0 | 0 | 0 | 873.5201 | 1718.6009 | 2496.4135 | 12.8803 | 25.3412 | 36.8102 | 128189.8523 | 108164.9552 | 128189.8523 | 177287.2328 | 42729.9508 | 123938.7217 | 104347.8324 | 123938.7217 | 171112.1331 | 41312.9072 | 114276.9481 | 96406.0768 | 114276.9481 | 158551.2082 | 38092.316 | 1027.8142 | 993.7291 | 916.2619 | 0.11318 | 0.11262 | 0.11206 | 124540.8039 | 0 | 0 | 0 | 458.9469 | 6.7673 | 120410.6858 | 0 | 0 | 0 | 443.7269 | 6.5429 | 111023.944 | 0 | 0 | 0 | 409.1357 | 6.0328 | 1245408.0393 | 1204106.8581 | 1110239.4395 | 0 | 0 | 0 | 0 | 0 | 0 | 0 | 0 | 0 | 4589.4687 | 4437.2692 | 4091.3572 | 124540.8039 | 13.3101 | 355975.4337 | 0 | 0 | 0 | 0 | 0 | 0 | 0 | 0 | 0 | 458.9469 | 902.6738 | 1311.8095 | 6.7673 | 13.3101 | 19.343 | 166.2944 | -61.0566 | 0.63284 | 166.2944 | -61.2881 | 0.63145 | 166.2944 | -61.0777 | 0.63271 | 237040.2811 | 0 | 0 | 0 | 873.5201 | 12.8803 | 229322.9248 | 0 | 0 | 0 | 12.4609 | 211068.9073 | 0 | 0 | 0 | 11.469 | 237040.2811 | 25.3412 | 677432.1132 | 0 | 0 | 0 | 0 | 0 | 0 | 0 | 0 | 0 | 873.5201 | 1718.6009 | 2496.4135 | 12.8803 | 25.3412 | 36.8102 | 260251.2713 | 164697.5165 | 260251.2713 | 269946.6468 | 0 | 251778.2312 | 158984.8937 | 251778.2312 | 260707.3255 | 0 | 231736.7798 | 146622.9683 | 231736.7798 | 241138.8324 | 0 | 1565.0028 | 1514.0507 | 1393.5329 | 0.17234 | 0.17148 | 0.17063 | 189632.2249 | 0 | 0 | 0 | 698.8161 | 10.3042 | 183458.3398 | 0 | 0 | 0 | 676.0646 | 9.9687 | 168855.1258 | 0 | 0 | 0 | 622.2501 | 9.1752 | 1896322.2492 | 1834583.3982 | 1688551.258 | 0 | 0 | 0 | 0 | 0 | 0 | 0 | 0 | 0 | 6988.1608 | 6760.6462 | 6222.5013 | 189632.2249 | 20.273 | 541945.6905 | 0 | 0 | 0 | 0 | 0 | 0 | 0 | 0 | 0 | 698.8161 | 1374.8807 | 1997.1308 | 10.3042 | 20.273 | 29.4482
| 905 | Business | Retail | HVAC | Electric | 02-181 | 02-181.02 | HVAC Control | [02-181]_Business_HVAC_Demand Control Ventilation (DCV)_ADD_Electric_per ksf | no DCV | DCV | ENGINEER | 26.2089 | 0 | 0 | 0 | 0.0029919 | 0 | 159.4716 | 10 | 0.476 | 0.25758 | 0.40817 | 0.12932 | 0.20492 | 0.86 | 1 | Additions on Existing | 181.9743 | 0.70752 | 225.3965 | 0 | 0 | 0 | 0.87634 | 14.781 | 0 | 0 | 0 | 4.7949 | 0 | 0 | 19.5759 | 66.7125 | -47.1366 | 0.29344 | 14.6356 | 0 | 0 | 0 | 4.8972 | 0 | 0 | 19.5328 | 66.7125 | -47.1796 | 0.29279 | 14.5433 | 0 | 0 | 0 | 5.0287 | 0 | 0 | 19.572 | 66.7125 | -47.1405 | 0.29338 | per ksf | 0.245 | 2099.3735 | 0.005 | 10244.584 | 0 | 0 | 0 | 37.7524 | 0.55667 | 9911.0496 | 0 | 0 | 0 | 0.53855 | 9122.1338 | 0 | 0 | 0 | 0.49568 | 10244.584 | 20155.6336 | 29277.7674 | 0 | 0 | 0 | 0 | 0 | 0 | 0 | 0 | 0 | 37.7524 | 74.2758 | 107.8919 | 0.55667 | 1.0952 | 1.5909 | 10244.584 | 0 | 0 | 0 | 37.7524 | 0.55667 | 9911.0496 | 0 | 0 | 0 | 0.53855 | 9122.1338 | 0 | 0 | 0 | 0.49568 | 10244.584 | 1.0952 | 29277.7674 | 0 | 0 | 0 | 0 | 0 | 0 | 0 | 0 | 0 | 37.7524 | 74.2758 | 107.8919 | 0.55667 | 1.0952 | 1.5909 | 36.5804 | 10.734 | 36.5804 | 17.7594 | 50.8625 | 35.3894 | 10.3617 | 35.3894 | 17.1551 | 49.2066 | 32.8146 | 9.6271 | 32.8146 | 15.9888 | 45.6264 | 0.54833 | 0.53048 | 0.49188 | 0.00025989 | 0.00025859 | 0.00025731 | 12.3591 | 0 | 0 | 0 | 0.045545 | 0.00067157 | 11.9568 | 0 | 0 | 0 | 0.044062 | 0.00064971 | 11.0868 | 0 | 0 | 0 | 0.040856 | 0.00060243 | 123.5914 | 119.5676 | 110.8682 | 0 | 0 | 0 | 0 | 0 | 0 | 0 | 0 | 0 | 0.45545 | 0.44062 | 0.40856 | 12.3591 | 0.0013213 | 35.4027 | 0 | 0 | 0 | 0 | 0 | 0 | 0 | 0 | 0 | 0.045545 | 0.089607 | 0.13046 | 0.00067157 | 0.0013213 | 0.0019237 | 1 | 1 | 1 | 1 | 1 | 1 | 1 | 119.6037 | -100.0278 | 0.16367 | 119.6037 | -100.0708 | 0.16331 | 119.6037 | -100.0317 | 0.16364 | 10244.584 | 0 | 0 | 0 | 37.7524 | 0.55667 | 9911.0496 | 0 | 0 | 0 | 0.53855 | 9122.1338 | 0 | 0 | 0 | 0.49568 | 10244.584 | 1.0952 | 29277.7674 | 0 | 0 | 0 | 0 | 0 | 0 | 0 | 0 | 0 | 37.7524 | 74.2758 | 107.8919 | 0.55667 | 1.0952 | 1.5909 | 3087.8018 | 505.3903 | 3087.8018 | 836.1631 | 1029.2673 | 2980.2288 | 486.7103 | 2980.2288 | 805.8104 | 993.4096 | 2768.9567 | 453.1129 | 2768.9567 | 752.538 | 922.9856 | 25.8169 | 24.9175 | 23.1511 | 0.012236 | 0.012175 | 0.012115 | 581.9048 | 0 | 0 | 0 | 2.1444 | 0.031619 | 561.6324 | 0 | 0 | 0 | 2.0697 | 0.030518 | 521.8176 | 0 | 0 | 0 | 1.923 | 0.028354 | 5819.0482 | 5616.3238 | 5218.1757 | 0 | 0 | 0 | 0 | 0 | 0 | 0 | 0 | 0 | 21.4438 | 20.6968 | 19.2296 | 581.9048 | 0.062137 | 1665.3548 | 0 | 0 | 0 | 0 | 0 | 0 | 0 | 0 | 0 | 2.1444 | 4.2141 | 6.137 | 0.031619 | 0.062137 | 0.090492 | 159.4716 | -139.8957 | 0.12275 | 159.4716 | -139.9387 | 0.12248 | 159.4716 | -139.8996 | 0.12273 | 10244.584 | 0 | 0 | 0 | 37.7524 | 0.55667 | 9911.0496 | 0 | 0 | 0 | 0.53855 | 9122.1338 | 0 | 0 | 0 | 0.49568 | 10244.584 | 1.0952 | 29277.7674 | 0 | 0 | 0 | 0 | 0 | 0 | 0 | 0 | 0 | 37.7524 | 74.2758 | 107.8919 | 0.55667 | 1.0952 | 1.5909 | 54361.5451 | 6673.1441 | 54361.5451 | 11040.6498 | 0 | 52591.6881 | 6441.6825 | 52591.6881 | 10665.0189 | 0 | 48405.4097 | 5940.8072 | 48405.4097 | 9866.5979 | 0 | 340.8854 | 329.7872 | 303.5363 | 0.16157 | 0.16076 | 0.15996 | 7683.438 | 0 | 0 | 0 | 28.3143 | 0.4175 | 7433.2872 | 0 | 0 | 0 | 27.3925 | 0.40391 | 6841.6003 | 0 | 0 | 0 | 25.2121 | 0.37176 | 76834.3802 | 74332.8716 | 68416.0034 | 0 | 0 | 0 | 0 | 0 | 0 | 0 | 0 | 0 | 283.1433 | 273.925 | 252.1207 | 7683.438 | 0.82141 | 21958.3255 | 0 | 0 | 0 | 0 | 0 | 0 | 0 | 0 | 0 | 28.3143 | 55.7068 | 80.9189 | 0.4175 | 0.82141 | 1.1932
| 906 | Business | Food Service | HVAC | Electric | 02-181 | 02-181.03 | HVAC Control | [02-181]_Business_HVAC_Demand Control Ventilation (DCV)_ADD_Electric_per ksf | no DCV | DCV | ENGINEER | 126.9482 | 0 | 0 | 0 | 0.014492 | 0 | 351.8897 | 10 | 0.476 | 0.25758 | 0.40817 | 0.12932 | 0.20492 | 0.86 | 1 | Additions on Existing | 82.9001 | 0.32232 | 1091.7545 | 0 | 0 | 0 | 4.2447 | 71.5947 | 0 | 0 | 0 | 23.2253 | 0 | 0 | 113.784 | 147.2077 | -33.4237 | 0.77295 | 70.8908 | 0 | 0 | 0 | 23.7206 | 0 | 0 | 113.5337 | 147.2077 | -33.674 | 0.77125 | 70.4436 | 0 | 0 | 0 | 24.3573 | 0 | 0 | 113.7612 | 147.2077 | -33.4465 | 0.77279 | per ksf | 0.0061495 | 9.8576 | 0.005 | 232.9995 | 0 | 0 | 0 | 0.85863 | 0.012661 | 225.4137 | 0 | 0 | 0 | 0.012249 | 207.4708 | 0 | 0 | 0 | 0.011274 | 232.9995 | 458.4131 | 665.8839 | 0 | 0 | 0 | 0 | 0 | 0 | 0 | 0 | 0 | 0.85863 | 1.6893 | 2.4539 | 0.012661 | 0.024909 | 0.036183 | 232.9995 | 0 | 0 | 0 | 0.85863 | 0.012661 | 225.4137 | 0 | 0 | 0 | 0.012249 | 207.4708 | 0 | 0 | 0 | 0.011274 | 232.9995 | 0.024909 | 665.8839 | 0 | 0 | 0 | 0 | 0 | 0 | 0 | 0 | 0 | 0.85863 | 1.6893 | 2.4539 | 0.012661 | 0.024909 | 0.036183 | 4.2215 | 3.263 | 4.2215 | 5.3995 | 5.8697 | 4.0633 | 3.1339 | 4.0633 | 5.1887 | 5.6498 | 3.7877 | 2.9271 | 3.7877 | 4.8609 | 5.2665 | 0.028677 | 0.027603 | 0.02573 | 0.0028947 | 0.0028803 | 0.0028659 | 3.1308 | 0 | 0 | 0 | 0.011538 | 0.00017012 | 3.0136 | 0 | 0 | 0 | 0.011105 | 0.00016375 | 2.8091 | 0 | 0 | 0 | 0.010352 | 0.00015264 | 31.3085 | 30.1355 | 28.091 | 0 | 0 | 0 | 0 | 0 | 0 | 0 | 0 | 0 | 0.11538 | 0.11105 | 0.10352 | 3.1308 | 0.00033387 | 8.9535 | 0 | 0 | 0 | 0 | 0 | 0 | 0 | 0 | 0 | 0.011538 | 0.022643 | 0.032995 | 0.00017012 | 0.00033387 | 0.00048651 | 1 | 1 | 1 | 1 | 1 | 1 | 1 | 263.9173 | -150.1333 | 0.43114 | 263.9173 | -150.3836 | 0.43019 | 263.9173 | -150.1561 | 0.43105 | 232.9995 | 0 | 0 | 0 | 0.85863 | 0.012661 | 225.4137 | 0 | 0 | 0 | 0.012249 | 207.4708 | 0 | 0 | 0 | 0.011274 | 232.9995 | 0.024909 | 665.8839 | 0 | 0 | 0 | 0 | 0 | 0 | 0 | 0 | 0 | 0.85863 | 1.6893 | 2.4539 | 0.012661 | 0.024909 | 0.036183 | 134.2516 | 57.8806 | 134.2516 | 95.7784 | 44.7505 | 129.6911 | 55.7913 | 129.6911 | 92.3729 | 43.2304 | 119.949 | 51.7038 | 119.949 | 85.8628 | 39.983 | 0.50869 | 0.49141 | 0.45449 | 0.051347 | 0.051091 | 0.050837 | 55.5363 | 0 | 0 | 0 | 0.20466 | 0.0030177 | 53.6497 | 0 | 0 | 0 | 0.19771 | 0.0029152 | 49.6196 | 0 | 0 | 0 | 0.18285 | 0.0026962 | 555.3626 | 536.4969 | 496.1964 | 0 | 0 | 0 | 0 | 0 | 0 | 0 | 0 | 0 | 2.0466 | 1.9771 | 1.8285 | 55.5363 | 0.0059329 | 158.8056 | 0 | 0 | 0 | 0 | 0 | 0 | 0 | 0 | 0 | 0.20466 | 0.40236 | 0.58522 | 0.0030177 | 0.0059329 | 0.0086292 | 351.8897 | -238.1057 | 0.32335 | 351.8897 | -238.356 | 0.32264 | 351.8897 | -238.1285 | 0.32329 | 232.9995 | 0 | 0 | 0 | 0.85863 | 0.012661 | 225.4137 | 0 | 0 | 0 | 0.012249 | 207.4708 | 0 | 0 | 0 | 0.011274 | 232.9995 | 0.024909 | 665.8839 | 0 | 0 | 0 | 0 | 0 | 0 | 0 | 0 | 0 | 0.85863 | 1.6893 | 2.4539 | 0.012661 | 0.024909 | 0.036183 | 563.2455 | 182.1262 | 563.2455 | 301.3748 | 0 | 544.9078 | 175.809 | 544.9078 | 291.0843 | 0 | 501.5334 | 162.1389 | 501.5334 | 269.2585 | 0 | 1.6006 | 1.5485 | 1.4253 | 0.16157 | 0.16076 | 0.15996 | 174.7496 | 0 | 0 | 0 | 0.64397 | 0.0094955 | 169.0602 | 0 | 0 | 0 | 0.62301 | 0.0091864 | 155.6031 | 0 | 0 | 0 | 0.57341 | 0.0084551 | 1747.4959 | 1690.6024 | 1556.0311 | 0 | 0 | 0 | 0 | 0 | 0 | 0 | 0 | 0 | 6.4397 | 6.2301 | 5.7341 | 174.7496 | 0.018682 | 499.413 | 0 | 0 | 0 | 0 | 0 | 0 | 0 | 0 | 0 | 0.64397 | 1.267 | 1.8404 | 0.0094955 | 0.018682 | 0.027137
| 907 | Business | Healthcare/Hospitals | HVAC | Electric | 02-181 | 02-181.04 | HVAC Control | [02-181]_Business_HVAC_Demand Control Ventilation (DCV)_ADD_Electric_per ksf | no DCV | DCV | ENGINEER | 388.2117 | 0 | 0 | 0 | 0.044316 | 0 | 88.9383 | 10 | 0.476 | 0.25758 | 0.40817 | 0.12932 | 0.20492 | 0.86 | 1 | Additions on Existing | 6.8517 | 0.026639 | 3338.6207 | 0 | 0 | 0 | 12.9806 | 218.9389 | 0 | 0 | 0 | 71.0237 | 0 | 0 | 289.9626 | 30.5812 | 259.3814 | 9.4817 | 216.7862 | 0 | 0 | 0 | 72.5385 | 0 | 0 | 289.3247 | 30.5812 | 258.7435 | 9.4609 | 215.4189 | 0 | 0 | 0 | 74.4855 | 0 | 0 | 289.9044 | 30.5812 | 259.3232 | 9.4798 | per ksf | 1.0648 | 2892.097 | 0.005 | 209043.8587 | 0 | 0 | 0 | 770.3501 | 11.359 | 202237.9861 | 0 | 0 | 0 | 10.9892 | 186139.9194 | 0 | 0 | 0 | 10.1145 | 209043.8587 | 411281.8447 | 597421.7641 | 0 | 0 | 0 | 0 | 0 | 0 | 0 | 0 | 0 | 770.3501 | 1515.6199 | 2201.5664 | 11.359 | 22.3482 | 32.4626 | 209043.8587 | 0 | 0 | 0 | 770.3501 | 11.359 | 202237.9861 | 0 | 0 | 0 | 10.9892 | 186139.9194 | 0 | 0 | 0 | 10.1145 | 209043.8587 | 22.3482 | 597421.7641 | 0 | 0 | 0 | 0 | 0 | 0 | 0 | 0 | 0 | 770.3501 | 1515.6199 | 2201.5664 | 11.359 | 22.3482 | 32.4626 | 6252.9911 | 59289.1482 | 6252.9911 | 97481.9604 | 11932.3738 | 6042.1057 | 57163.5525 | 6042.1057 | 94053.7136 | 11529.9482 | 5582.8357 | 52924.2974 | 5582.8357 | 87353.6418 | 10653.5388 | 204.4717 | 197.5758 | 182.5577 | 0.070348 | 0.069998 | 0.06965 | 68265.3468 | 0 | 0 | 0 | 251.5655 | 3.7094 | 65963.0622 | 0 | 0 | 0 | 243.0813 | 3.5843 | 60949.1063 | 0 | 0 | 0 | 224.6043 | 3.3118 | 682653.4682 | 659630.6222 | 609491.0633 | 0 | 0 | 0 | 0 | 0 | 0 | 0 | 0 | 0 | 2515.6548 | 2430.813 | 2246.0431 | 68265.3468 | 7.2937 | 195177.5154 | 0 | 0 | 0 | 0 | 0 | 0 | 0 | 0 | 0 | 251.5655 | 494.6468 | 719.2511 | 3.7094 | 7.2937 | 10.6055 | 1 | 1 | 1 | 1 | 1 | 1 | 1 | 66.7037 | 223.2589 | 4.347 | 66.7037 | 222.621 | 4.3375 | 66.7037 | 223.2007 | 4.3462 | 209043.8587 | 0 | 0 | 0 | 770.3501 | 11.359 | 202237.9861 | 0 | 0 | 0 | 10.9892 | 186139.9194 | 0 | 0 | 0 | 10.1145 | 209043.8587 | 22.3482 | 597421.7641 | 0 | 0 | 0 | 0 | 0 | 0 | 0 | 0 | 0 | 770.3501 | 1515.6199 | 2201.5664 | 11.359 | 22.3482 | 32.4626 | 27639.1741 | 120148.1229 | 27639.1741 | 197544.9965 | 9213.058 | 26734.3639 | 115959.2175 | 26734.3639 | 190792.8139 | 8911.4546 | 24621.9507 | 107010.7074 | 24621.9507 | 176625.3965 | 8207.3169 | 414.3573 | 400.7927 | 369.1241 | 0.14256 | 0.14185 | 0.14114 | 138338.1873 | 0 | 0 | 0 | 509.7918 | 7.517 | 133809.4774 | 0 | 0 | 0 | 493.103 | 7.2709 | 123236.5343 | 0 | 0 | 0 | 454.1405 | 6.6964 | 1383381.8726 | 1338094.7736 | 1232365.3428 | 0 | 0 | 0 | 0 | 0 | 0 | 0 | 0 | 0 | 5097.9178 | 4931.0298 | 4541.4049 | 138338.1873 | 14.7879 | 395384.1989 | 0 | 0 | 0 | 0 | 0 | 0 | 0 | 0 | 0 | 509.7918 | 1002.8948 | 1457.0353 | 7.517 | 14.7879 | 21.4843 | 88.9383 | 201.0243 | 3.2603 | 88.9383 | 200.3864 | 3.2531 | 88.9383 | 200.9661 | 3.2596 | 209043.8587 | 0 | 0 | 0 | 770.3501 | 11.359 | 202237.9861 | 0 | 0 | 0 | 10.9892 | 186139.9194 | 0 | 0 | 0 | 10.1145 | 209043.8587 | 22.3482 | 597421.7641 | 0 | 0 | 0 | 0 | 0 | 0 | 0 | 0 | 0 | 770.3501 | 1515.6199 | 2201.5664 | 11.359 | 22.3482 | 32.4626 | 41765.7606 | 136167.5384 | 41765.7606 | 223883.7797 | 0 | 40405.9864 | 131444.4934 | 40405.9864 | 216271.4212 | 0 | 37189.6853 | 121223.9814 | 37189.6853 | 200084.9661 | 0 | 469.6038 | 454.3148 | 418.1515 | 0.16157 | 0.16076 | 0.15996 | 156782.894 | 0 | 0 | 0 | 577.7626 | 8.5193 | 151678.4895 | 0 | 0 | 0 | 558.9523 | 8.2419 | 139604.9395 | 0 | 0 | 0 | 514.4599 | 7.5858 | 1567828.94 | 1516784.8955 | 1396049.3952 | 0 | 0 | 0 | 0 | 0 | 0 | 0 | 0 | 0 | 5777.626 | 5589.523 | 5144.5991 | 156782.894 | 16.7611 | 448066.3231 | 0 | 0 | 0 | 0 | 0 | 0 | 0 | 0 | 0 | 577.7626 | 1136.7149 | 1651.1748 | 8.5193 | 16.7611 | 24.347
| 908 | Business | Campus/Education | HVAC | Electric | 02-181 | 02-181.05 | HVAC Control | [02-181]_Business_HVAC_Demand Control Ventilation (DCV)_ADD_Electric_per ksf | no DCV | DCV | ENGINEER | 141.4383 | 0 | 0 | 0 | 0.016146 | 0 | 51.9319 | 10 | 0.476 | 0.25758 | 0.40817 | 0.12932 | 0.20492 | 0.86 | 1 | Additions on Existing | 10.981 | 0.042694 | 1216.3692 | 0 | 0 | 0 | 4.7292 | 79.7666 | 0 | 0 | 0 | 25.8763 | 0 | 0 | 105.6429 | 17.8566 | 87.7863 | 5.9162 | 78.9823 | 0 | 0 | 0 | 26.4281 | 0 | 0 | 105.4105 | 17.8566 | 87.5538 | 5.9032 | 78.4842 | 0 | 0 | 0 | 27.1375 | 0 | 0 | 105.6217 | 17.8566 | 87.7651 | 5.915 | per ksf | 1.8255 | 4145.7854 | 0.005 | 109176.6399 | 0 | 0 | 0 | 402.3282 | 5.9324 | 105622.1594 | 0 | 0 | 0 | 5.7393 | 97214.6758 | 0 | 0 | 0 | 5.2824 | 109176.6399 | 214798.7993 | 312013.4751 | 0 | 0 | 0 | 0 | 0 | 0 | 0 | 0 | 0 | 402.3282 | 791.5577 | 1149.8048 | 5.9324 | 11.6717 | 16.9542 | 109176.6399 | 0 | 0 | 0 | 402.3282 | 5.9324 | 105622.1594 | 0 | 0 | 0 | 5.7393 | 97214.6758 | 0 | 0 | 0 | 5.2824 | 109176.6399 | 11.6717 | 312013.4751 | 0 | 0 | 0 | 0 | 0 | 0 | 0 | 0 | 0 | 402.3282 | 791.5577 | 1149.8048 | 5.9324 | 11.6717 | 16.9542 | 3345.5264 | 19792.6932 | 3345.5264 | 32463.61 | 6384.1562 | 3230.7624 | 19071.6794 | 3230.7624 | 31299.5093 | 6165.1558 | 2990.3832 | 17688.0568 | 2990.3832 | 29117.0101 | 5706.4483 | 187.3547 | 180.9277 | 167.4661 | 0.044967 | 0.044743 | 0.04452 | 22789.2474 | 0 | 0 | 0 | 83.9809 | 1.2383 | 22007.4912 | 0 | 0 | 0 | 81.1001 | 1.1958 | 20370.0627 | 0 | 0 | 0 | 75.066 | 1.1069 | 227892.4736 | 220074.9117 | 203700.6269 | 0 | 0 | 0 | 0 | 0 | 0 | 0 | 0 | 0 | 839.8094 | 811.0008 | 750.6597 | 22789.2474 | 2.4342 | 65166.8012 | 0 | 0 | 0 | 0 | 0 | 0 | 0 | 0 | 0 | 83.9809 | 165.081 | 240.147 | 1.2383 | 2.4342 | 3.541 | 1 | 1 | 1 | 1 | 1 | 1 | 1 | 38.9489 | 66.694 | 2.7123 | 38.9489 | 66.4616 | 2.7064 | 38.9489 | 66.6728 | 2.7118 | 109176.6399 | 0 | 0 | 0 | 402.3282 | 5.9324 | 105622.1594 | 0 | 0 | 0 | 5.7393 | 97214.6758 | 0 | 0 | 0 | 5.2824 | 109176.6399 | 11.6717 | 312013.4751 | 0 | 0 | 0 | 0 | 0 | 0 | 0 | 0 | 0 | 402.3282 | 791.5577 | 1149.8048 | 5.9324 | 11.6717 | 16.9542 | 21469.6225 | 58233.0269 | 21469.6225 | 95512.7358 | 7156.5408 | 20764.2066 | 56195.7912 | 20764.2066 | 92225.7895 | 6921.4022 | 19130.1969 | 51877.2857 | 19130.1969 | 85397.2523 | 6376.7323 | 551.2251 | 533.1138 | 491.1612 | 0.1323 | 0.13164 | 0.13099 | 67049.3319 | 0 | 0 | 0 | 247.0843 | 3.6433 | 64846.328 | 0 | 0 | 0 | 238.966 | 3.5236 | 59743.3383 | 0 | 0 | 0 | 220.1609 | 3.2463 | 670493.3195 | 648463.2801 | 597433.3833 | 0 | 0 | 0 | 0 | 0 | 0 | 0 | 0 | 0 | 2470.8433 | 2389.6601 | 2201.6092 | 67049.3319 | 7.1669 | 191638.9983 | 0 | 0 | 0 | 0 | 0 | 0 | 0 | 0 | 0 | 247.0843 | 486.0503 | 706.2113 | 3.6433 | 7.1669 | 10.4133 | 51.9319 | 53.711 | 2.0343 | 51.9319 | 53.4786 | 2.0298 | 51.9319 | 53.6898 | 2.0339 | 109176.6399 | 0 | 0 | 0 | 402.3282 | 5.9324 | 105622.1594 | 0 | 0 | 0 | 5.7393 | 97214.6758 | 0 | 0 | 0 | 5.2824 | 109176.6399 | 11.6717 | 312013.4751 | 0 | 0 | 0 | 0 | 0 | 0 | 0 | 0 | 0 | 402.3282 | 791.5577 | 1149.8048 | 5.9324 | 11.6717 | 16.9542 | 34959.0544 | 71115.7668 | 34959.0544 | 116642.768 | 0 | 33820.8872 | 68649.0778 | 33820.8872 | 112663.5155 | 0 | 31128.7574 | 63311.245 | 31128.7574 | 104219.1451 | 0 | 673.1712 | 651.2547 | 599.4151 | 0.16157 | 0.16076 | 0.15996 | 81882.4799 | 0 | 0 | 0 | 301.7461 | 4.4493 | 79216.6196 | 0 | 0 | 0 | 291.9222 | 4.3045 | 72911.0068 | 0 | 0 | 0 | 268.6853 | 3.9618 | 818824.799 | 792166.1959 | 729110.0682 | 0 | 0 | 0 | 0 | 0 | 0 | 0 | 0 | 0 | 3017.4615 | 2919.2215 | 2686.8526 | 81882.4799 | 8.7538 | 234010.1063 | 0 | 0 | 0 | 0 | 0 | 0 | 0 | 0 | 0 | 301.7461 | 593.6683 | 862.3536 | 4.4493 | 8.7538 | 12.7156
| 909 | Business | Warehouse | HVAC | Electric | 02-181 | 02-181.06 | HVAC Control | [02-181]_Business_HVAC_Demand Control Ventilation (DCV)_ADD_Electric_per ksf | no DCV | DCV | ENGINEER | 44.5233 | 0 | 0 | 0 | 0.0050826 | 0 | 103.0857 | 10 | 0.476 | 0.25758 | 0.40817 | 0.12932 | 0.20492 | 0.86 | 1 | Additions on Existing | 69.2447 | 0.26922 | 382.9001 | 0 | 0 | 0 | 1.4887 | 25.1097 | 0 | 0 | 0 | 8.1456 | 0 | 0 | 33.2553 | 43.1243 | -9.869 | 0.77115 | 24.8628 | 0 | 0 | 0 | 8.3193 | 0 | 0 | 33.1821 | 43.1243 | -9.9422 | 0.76945 | 24.706 | 0 | 0 | 0 | 8.5426 | 0 | 0 | 33.2486 | 43.1243 | -9.8757 | 0.77099 | per ksf | 0.48115 | 998.8692 | 0.005 | 8280.4058 | 0 | 0 | 0 | 30.5142 | 0.44994 | 8010.8193 | 0 | 0 | 0 | 0.43529 | 7373.1612 | 0 | 0 | 0 | 0.40064 | 8280.4058 | 16291.2251 | 23664.3863 | 0 | 0 | 0 | 0 | 0 | 0 | 0 | 0 | 0 | 30.5142 | 60.035 | 87.2059 | 0.44994 | 0.88523 | 1.2859 | 8280.4058 | 0 | 0 | 0 | 30.5142 | 0.44994 | 8010.8193 | 0 | 0 | 0 | 0.43529 | 7373.1612 | 0 | 0 | 0 | 0.40064 | 8280.4058 | 0.88523 | 23664.3863 | 0 | 0 | 0 | 0 | 0 | 0 | 0 | 0 | 0 | 30.5142 | 60.035 | 87.2059 | 0.44994 | 0.88523 | 1.2859 | 474.7993 | 366.141 | 474.7993 | 605.3658 | 660.1755 | 458.3596 | 352.6859 | 458.3596 | 583.4798 | 637.3173 | 425.4914 | 328.0514 | 425.4914 | 544.3889 | 591.6163 | 11.01 | 10.6288 | 9.8666 | 0.010968 | 0.010913 | 0.010859 | 421.5736 | 0 | 0 | 0 | 1.5535 | 0.022907 | 406.9768 | 0 | 0 | 0 | 1.4998 | 0.022114 | 377.7932 | 0 | 0 | 0 | 1.3922 | 0.020528 | 4215.736 | 4069.7684 | 3777.9318 | 0 | 0 | 0 | 0 | 0 | 0 | 0 | 0 | 0 | 15.5355 | 14.9976 | 13.9221 | 421.5736 | 0.045022 | 1206.3436 | 0 | 0 | 0 | 0 | 0 | 0 | 0 | 0 | 0 | 1.5535 | 3.0533 | 4.4455 | 0.022907 | 0.045022 | 0.06555 | 1 | 1 | 1 | 1 | 1 | 1 | 1 | 77.3143 | -44.059 | 0.43013 | 77.3143 | -44.1322 | 0.42918 | 77.3143 | -44.0657 | 0.43004 | 8280.4058 | 0 | 0 | 0 | 30.5142 | 0.44994 | 8010.8193 | 0 | 0 | 0 | 0.43529 | 7373.1612 | 0 | 0 | 0 | 0.40064 | 8280.4058 | 0.88523 | 23664.3863 | 0 | 0 | 0 | 0 | 0 | 0 | 0 | 0 | 0 | 30.5142 | 60.035 | 87.2059 | 0.44994 | 0.88523 | 1.2859 | 6362.781 | 2736.8299 | 6362.781 | 4524.9871 | 2120.927 | 6150.2812 | 2639.6072 | 6150.2812 | 4366.9383 | 2050.0937 | 5678.7239 | 2442.1056 | 5678.7239 | 4052.582 | 1892.908 | 82.2976 | 79.5491 | 73.4499 | 0.081981 | 0.081573 | 0.081167 | 3151.1777 | 0 | 0 | 0 | 11.6124 | 0.17123 | 3045.9369 | 0 | 0 | 0 | 11.2246 | 0.16551 | 2812.3973 | 0 | 0 | 0 | 10.364 | 0.15282 | 31511.7772 | 30459.3688 | 28123.9731 | 0 | 0 | 0 | 0 | 0 | 0 | 0 | 0 | 0 | 116.1244 | 112.2462 | 103.64 | 3151.1777 | 0.33674 | 9009.5119 | 0 | 0 | 0 | 0 | 0 | 0 | 0 | 0 | 0 | 11.6124 | 22.8371 | 33.2011 | 0.17123 | 0.33674 | 0.48956 | 103.0857 | -69.8304 | 0.3226 | 103.0857 | -69.9036 | 0.32189 | 103.0857 | -69.8371 | 0.32253 | 8280.4058 | 0 | 0 | 0 | 30.5142 | 0.44994 | 8010.8193 | 0 | 0 | 0 | 0.43529 | 7373.1612 | 0 | 0 | 0 | 0.40064 | 8280.4058 | 0.88523 | 23664.3863 | 0 | 0 | 0 | 0 | 0 | 0 | 0 | 0 | 0 | 30.5142 | 60.035 | 87.2059 | 0.44994 | 0.88523 | 1.2859 | 17834.2323 | 5753.2933 | 17834.2323 | 9512.3113 | 0 | 17253.6005 | 5553.7372 | 17253.6005 | 9188.0442 | 0 | 15880.2205 | 5121.9045 | 15880.2205 | 8499.607 | 0 | 173.004 | 167.3715 | 154.0488 | 0.17234 | 0.17148 | 0.17063 | 6624.3246 | 0 | 0 | 0 | 24.4114 | 0.35995 | 6408.6555 | 0 | 0 | 0 | 23.6166 | 0.34823 | 5898.5289 | 0 | 0 | 0 | 21.7367 | 0.32051 | 66243.2461 | 64086.5547 | 58985.2893 | 0 | 0 | 0 | 0 | 0 | 0 | 0 | 0 | 0 | 244.1138 | 236.1662 | 217.3674 | 6624.3246 | 0.70818 | 18931.509 | 0 | 0 | 0 | 0 | 0 | 0 | 0 | 0 | 0 | 24.4114 | 48.028 | 69.7647 | 0.35995 | 0.70818 | 1.0287
| 910 | Business | Lodging | HVAC | Electric | 02-181 | 02-181.07 | HVAC Control | [02-181]_Business_HVAC_Demand Control Ventilation (DCV)_ADD_Electric_per ksf | no DCV | DCV | ENGINEER | 93.6213 | 0 | 0 | 0 | 0.010687 | 0 | 92.9192 | 10 | 0.476 | 0.25758 | 0.40817 | 0.12932 | 0.20492 | 0.86 | 1 | Additions on Existing | 29.6829 | 0.11541 | 805.1435 | 0 | 0 | 0 | 3.1304 | 52.7994 | 0 | 0 | 0 | 17.1281 | 0 | 0 | 69.9275 | 31.95 | 37.9775 | 2.1887 | 52.2803 | 0 | 0 | 0 | 17.4934 | 0 | 0 | 69.7737 | 31.95 | 37.8237 | 2.1838 | 51.9505 | 0 | 0 | 0 | 17.963 | 0 | 0 | 69.9135 | 31.95 | 37.9635 | 2.1882 | per ksf | 1.2164 | 3487.4752 | 0.005 | 60791.3661 | 0 | 0 | 0 | 224.023 | 3.3033 | 58812.1724 | 0 | 0 | 0 | 3.1957 | 54130.7458 | 0 | 0 | 0 | 2.9414 | 60791.3661 | 119603.5385 | 173734.2843 | 0 | 0 | 0 | 0 | 0 | 0 | 0 | 0 | 0 | 224.023 | 440.7525 | 640.2304 | 3.3033 | 6.499 | 9.4404 | 60791.3661 | 0 | 0 | 0 | 224.023 | 3.3033 | 58812.1724 | 0 | 0 | 0 | 3.1957 | 54130.7458 | 0 | 0 | 0 | 2.9414 | 60791.3661 | 6.499 | 173734.2843 | 0 | 0 | 0 | 0 | 0 | 0 | 0 | 0 | 0 | 224.023 | 440.7525 | 640.2304 | 3.3033 | 6.499 | 9.4404 | 3035.0108 | 6642.585 | 3035.0108 | 10878.5252 | 5791.6096 | 2929.1639 | 6396.8188 | 2929.1639 | 10481.2719 | 5589.6256 | 2715.4262 | 5941.9327 | 2715.4262 | 9764.6348 | 5181.757 | 94.9924 | 91.6795 | 84.9898 | 0.027103 | 0.026968 | 0.026834 | 7648.2524 | 0 | 0 | 0 | 28.1847 | 0.41559 | 7381.5174 | 0 | 0 | 0 | 27.2017 | 0.4011 | 6842.8965 | 0 | 0 | 0 | 25.2168 | 0.37183 | 76482.5237 | 73815.174 | 68428.9651 | 0 | 0 | 0 | 0 | 0 | 0 | 0 | 0 | 0 | 281.8467 | 272.0172 | 252.1684 | 7648.2524 | 0.81669 | 21872.6663 | 0 | 0 | 0 | 0 | 0 | 0 | 0 | 0 | 0 | 28.1847 | 55.3864 | 80.6032 | 0.41559 | 0.81669 | 1.1885 | 1 | 1 | 1 | 1 | 1 | 1 | 1 | 69.6894 | 0.23812 | 1.0034 | 69.6894 | 0.084279 | 1.0012 | 69.6894 | 0.22409 | 1.0032 | 60791.3661 | 0 | 0 | 0 | 224.023 | 3.3033 | 58812.1724 | 0 | 0 | 0 | 3.1957 | 54130.7458 | 0 | 0 | 0 | 2.9414 | 60791.3661 | 6.499 | 173734.2843 | 0 | 0 | 0 | 0 | 0 | 0 | 0 | 0 | 0 | 224.023 | 440.7525 | 640.2304 | 3.3033 | 6.499 | 9.4404 | 29346.2789 | 29446.5517 | 29346.2789 | 48224.4573 | 9782.093 | 28374.1023 | 28408.4166 | 28374.1023 | 46547.5647 | 9458.0341 | 26158.2435 | 26242.3565 | 26158.2435 | 43125.1986 | 8719.4145 | 421.101 | 407.1508 | 375.3546 | 0.12015 | 0.11955 | 0.11895 | 33904.6711 | 0 | 0 | 0 | 124.9425 | 1.8423 | 32781.4852 | 0 | 0 | 0 | 120.8035 | 1.7813 | 30221.4344 | 0 | 0 | 0 | 111.3694 | 1.6422 | 339046.7108 | 327814.8524 | 302214.3437 | 0 | 0 | 0 | 0 | 0 | 0 | 0 | 0 | 0 | 1249.4253 | 1208.0346 | 1113.6939 | 33904.6711 | 3.6236 | 96907.5907 | 0 | 0 | 0 | 0 | 0 | 0 | 0 | 0 | 0 | 124.9425 | 245.746 | 357.1154 | 1.8423 | 3.6236 | 5.2658 | 92.9192 | -22.9917 | 0.75256 | 92.9192 | -23.1455 | 0.75091 | 92.9192 | -23.0057 | 0.75241 | 60791.3661 | 0 | 0 | 0 | 224.023 | 3.3033 | 58812.1724 | 0 | 0 | 0 | 3.1957 | 54130.7458 | 0 | 0 | 0 | 2.9414 | 60791.3661 | 6.499 | 173734.2843 | 0 | 0 | 0 | 0 | 0 | 0 | 0 | 0 | 0 | 224.023 | 440.7525 | 640.2304 | 3.3033 | 6.499 | 9.4404 | 56126.0051 | 42238.3359 | 56126.0051 | 69173.4926 | 0 | 54298.7022 | 40773.2763 | 54298.7022 | 66807.5501 | 0 | 49976.5462 | 37602.9361 | 49976.5462 | 61794.53 | 0 | 604.0301 | 584.3646 | 537.8494 | 0.17234 | 0.17148 | 0.17063 | 48633.0929 | 0 | 0 | 0 | 179.2184 | 2.6426 | 47049.7379 | 0 | 0 | 0 | 173.3836 | 2.5566 | 43304.5967 | 0 | 0 | 0 | 159.5823 | 2.3531 | 486330.9288 | 470497.379 | 433045.9668 | 0 | 0 | 0 | 0 | 0 | 0 | 0 | 0 | 0 | 1792.1842 | 1733.8358 | 1595.8231 | 48633.0929 | 5.1992 | 138987.4275 | 0 | 0 | 0 | 0 | 0 | 0 | 0 | 0 | 0 | 179.2184 | 352.602 | 512.1843 | 2.6426 | 5.1992 | 7.5523
| 911 | Business | Other Commercial | HVAC | Electric | 02-181 | 02-181.08 | HVAC Control | [02-181]_Business_HVAC_Demand Control Ventilation (DCV)_ADD_Electric_per ksf | no DCV | DCV | ENGINEER | 172.9112 | 0 | 0 | 0 | 0.019739 | 0 | 250.5013 | 10 | 0.476 | 0.25758 | 0.40817 | 0.12932 | 0.20492 | 0.86 | 1 | Additions on Existing | 43.3274 | 0.16846 | 1487.0361 | 0 | 0 | 0 | 5.7816 | 97.5163 | 0 | 0 | 0 | 31.6343 | 0 | 0 | 129.1506 | 104.7934 | 24.3572 | 1.2324 | 96.5575 | 0 | 0 | 0 | 32.3089 | 0 | 0 | 128.8665 | 104.7934 | 24.0731 | 1.2297 | 95.9485 | 0 | 0 | 0 | 33.1762 | 0 | 0 | 129.1247 | 104.7934 | 24.3313 | 1.2322 | per ksf | 0.13883 | 527.5631 | 0.005 | 16984.5228 | 0 | 0 | 0 | 62.5899 | 0.9229 | 16431.5551 | 0 | 0 | 0 | 0.89286 | 15123.6096 | 0 | 0 | 0 | 0.82179 | 16984.5228 | 33416.0779 | 48539.6874 | 0 | 0 | 0 | 0 | 0 | 0 | 0 | 0 | 0 | 62.5899 | 123.142 | 178.8742 | 0.9229 | 1.8158 | 2.6375 | 16984.5228 | 0 | 0 | 0 | 62.5899 | 0.9229 | 16431.5551 | 0 | 0 | 0 | 0.89286 | 15123.6096 | 0 | 0 | 0 | 0.82179 | 16984.5228 | 1.8158 | 48539.6874 | 0 | 0 | 0 | 0 | 0 | 0 | 0 | 0 | 0 | 62.5899 | 123.142 | 178.8742 | 0.9229 | 1.8158 | 2.6375 | 1394.4756 | 1718.5948 | 1394.4756 | 2845.7521 | 1938.9218 | 1344.8094 | 1653.7384 | 1344.8094 | 2739.9561 | 1869.8644 | 1248.2325 | 1538.0517 | 1248.2325 | 2556.0085 | 1735.5809 | 13.3069 | 12.833 | 11.9114 | 0.025098 | 0.024973 | 0.024849 | 1978.7849 | 0 | 0 | 0 | 7.292 | 0.10752 | 1908.3078 | 0 | 0 | 0 | 7.0323 | 0.10369 | 1771.2635 | 0 | 0 | 0 | 6.5273 | 0.096247 | 19787.849 | 19083.0778 | 17712.6346 | 0 | 0 | 0 | 0 | 0 | 0 | 0 | 0 | 0 | 72.9204 | 70.3233 | 65.2731 | 1978.7849 | 0.21122 | 5658.3561 | 0 | 0 | 0 | 0 | 0 | 0 | 0 | 0 | 0 | 7.292 | 14.3244 | 20.8517 | 0.10752 | 0.21122 | 0.30746 | 1 | 1 | 1 | 1 | 1 | 1 | 1 | 187.876 | -58.7254 | 0.68742 | 187.876 | -59.0095 | 0.68591 | 187.876 | -58.7513 | 0.68729 | 16984.5228 | 0 | 0 | 0 | 62.5899 | 0.9229 | 16431.5551 | 0 | 0 | 0 | 0.89286 | 15123.6096 | 0 | 0 | 0 | 0.82179 | 16984.5228 | 1.8158 | 48539.6874 | 0 | 0 | 0 | 0 | 0 | 0 | 0 | 0 | 0 | 62.5899 | 123.142 | 178.8742 | 0.9229 | 1.8158 | 2.6375 | 10428.59 | 7168.8706 | 10428.59 | 11870.6447 | 3476.1967 | 10081.4014 | 6914.958 | 10081.4014 | 11456.8789 | 3360.4671 | 9298.8672 | 6390.9886 | 9298.8672 | 10620.8534 | 3099.6224 | 55.5078 | 53.6599 | 49.4947 | 0.10469 | 0.10417 | 0.10365 | 8254.2161 | 0 | 0 | 0 | 30.4177 | 0.44852 | 7979.4167 | 0 | 0 | 0 | 29.405 | 0.43358 | 7360.0418 | 0 | 0 | 0 | 27.1226 | 0.39993 | 82542.1605 | 79794.1671 | 73600.4183 | 0 | 0 | 0 | 0 | 0 | 0 | 0 | 0 | 0 | 304.1771 | 294.0505 | 271.2258 | 8254.2161 | 0.8821 | 23593.6746 | 0 | 0 | 0 | 0 | 0 | 0 | 0 | 0 | 0 | 30.4177 | 59.8228 | 86.9453 | 0.44852 | 0.8821 | 1.282 | 250.5013 | -121.3507 | 0.51557 | 250.5013 | -121.6348 | 0.51443 | 250.5013 | -121.3766 | 0.51547 | 16984.5228 | 0 | 0 | 0 | 62.5899 | 0.9229 | 16431.5551 | 0 | 0 | 0 | 0.89286 | 15123.6096 | 0 | 0 | 0 | 0.82179 | 16984.5228 | 1.8158 | 48539.6874 | 0 | 0 | 0 | 0 | 0 | 0 | 0 | 0 | 0 | 62.5899 | 123.142 | 178.8742 | 0.9229 | 1.8158 | 2.6375 | 22889.2643 | 11800.9847 | 22889.2643 | 19540.7762 | 0 | 22144.055 | 11391.6611 | 22144.055 | 18873.9949 | 0 | 20381.3967 | 10505.8985 | 20381.3967 | 17459.2094 | 0 | 91.3738 | 88.399 | 81.3624 | 0.17234 | 0.17148 | 0.17063 | 13587.6182 | 0 | 0 | 0 | 50.0719 | 0.73832 | 13145.2441 | 0 | 0 | 0 | 48.4417 | 0.71428 | 12098.8877 | 0 | 0 | 0 | 44.5858 | 0.65743 | 135876.1822 | 131452.4407 | 120988.8765 | 0 | 0 | 0 | 0 | 0 | 0 | 0 | 0 | 0 | 500.719 | 484.417 | 445.8576 | 13587.6182 | 1.4526 | 38831.7499 | 0 | 0 | 0 | 0 | 0 | 0 | 0 | 0 | 0 | 50.0719 | 98.5136 | 143.0994 | 0.73832 | 1.4526 | 2.11
| 912 | Business | Food Sales | HVAC | Electric | 02-181 | 02-181.09 | HVAC Control | [02-181]_Business_HVAC_Demand Control Ventilation (DCV)_ADD_Electric_per ksf | no DCV | DCV | ENGINEER | 79.7527 | 0 | 0 | 0 | 0.0091042 | 0 | 218.9968 | 10 | 0.476 | 0.25758 | 0.40817 | 0.12932 | 0.20492 | 0.86 | 1 | Additions on Existing | 82.1235 | 0.3193 | 685.8734 | 0 | 0 | 0 | 2.6667 | 44.978 | 0 | 0 | 0 | 14.5908 | 0 | 0 | 59.5688 | 75.3015 | -15.7327 | 0.79107 | 44.5357 | 0 | 0 | 0 | 14.902 | 0 | 0 | 59.4377 | 75.3015 | -15.8637 | 0.78933 | 44.2548 | 0 | 0 | 0 | 15.302 | 0 | 0 | 59.5568 | 75.3015 | -15.7446 | 0.79091 | per ksf | 0.13456 | 241.6647 | 0.005 | 3588.514 | 0 | 0 | 0 | 13.2241 | 0.19499 | 3471.6822 | 0 | 0 | 0 | 0.18864 | 3195.3377 | 0 | 0 | 0 | 0.17363 | 3588.514 | 7060.1963 | 10255.5339 | 0 | 0 | 0 | 0 | 0 | 0 | 0 | 0 | 0 | 13.2241 | 26.0176 | 37.7928 | 0.19499 | 0.38364 | 0.55726 | 3588.514 | 0 | 0 | 0 | 13.2241 | 0.19499 | 3471.6822 | 0 | 0 | 0 | 0.18864 | 3195.3377 | 0 | 0 | 0 | 0.17363 | 3588.514 | 0.38364 | 10255.5339 | 0 | 0 | 0 | 0 | 0 | 0 | 0 | 0 | 0 | 13.2241 | 26.0176 | 37.7928 | 0.19499 | 0.38364 | 0.55726 | 15.7927 | 12.4932 | 15.7927 | 20.4793 | 30.1368 | 15.1664 | 11.9713 | 15.1664 | 19.6344 | 28.9415 | 14.1661 | 11.2042 | 14.1661 | 18.4311 | 27.0327 | 0.20973 | 0.20141 | 0.18813 | 0.00086352 | 0.00085923 | 0.00085495 | 14.3846 | 0 | 0 | 0 | 0.053009 | 0.00078163 | 13.8141 | 0 | 0 | 0 | 0.050906 | 0.00075063 | 12.903 | 0 | 0 | 0 | 0.047549 | 0.00070112 | 143.8461 | 138.1408 | 129.0302 | 0 | 0 | 0 | 0 | 0 | 0 | 0 | 0 | 0 | 0.53009 | 0.50906 | 0.47549 | 14.3846 | 0.0015323 | 41.1017 | 0 | 0 | 0 | 0 | 0 | 0 | 0 | 0 | 0 | 0.053009 | 0.10392 | 0.15146 | 0.00078163 | 0.0015323 | 0.0022334 | 1 | 1 | 1 | 1 | 1 | 1 | 1 | 164.2476 | -104.6788 | 0.36268 | 164.2476 | -104.8098 | 0.36188 | 164.2476 | -104.6907 | 0.3626 | 3588.514 | 0 | 0 | 0 | 13.2241 | 0.19499 | 3471.6822 | 0 | 0 | 0 | 0.18864 | 3195.3377 | 0 | 0 | 0 | 0.17363 | 3588.514 | 0.38364 | 10255.5339 | 0 | 0 | 0 | 0 | 0 | 0 | 0 | 0 | 0 | 13.2241 | 26.0176 | 37.7928 | 0.19499 | 0.38364 | 0.55726 | 1670.8079 | 605.9634 | 1670.8079 | 993.3208 | 556.936 | 1613.1487 | 583.7646 | 1613.1487 | 957.4464 | 537.7162 | 1492.744 | 541.2752 | 1492.744 | 890.4094 | 497.5813 | 10.1725 | 9.8214 | 9.0884 | 0.041884 | 0.041676 | 0.041468 | 697.7045 | 0 | 0 | 0 | 2.5711 | 0.037912 | 673.6268 | 0 | 0 | 0 | 2.4824 | 0.036603 | 623.3477 | 0 | 0 | 0 | 2.2971 | 0.033871 | 6977.0449 | 6736.2683 | 6233.4766 | 0 | 0 | 0 | 0 | 0 | 0 | 0 | 0 | 0 | 25.7112 | 24.8239 | 22.9711 | 697.7045 | 0.074515 | 1994.679 | 0 | 0 | 0 | 0 | 0 | 0 | 0 | 0 | 0 | 2.5711 | 5.0535 | 7.3506 | 0.037912 | 0.074515 | 0.10839 | 218.9968 | -159.428 | 0.27201 | 218.9968 | -159.559 | 0.27141 | 218.9968 | -159.4399 | 0.27195 | 3588.514 | 0 | 0 | 0 | 13.2241 | 0.19499 | 3471.6822 | 0 | 0 | 0 | 0.18864 | 3195.3377 | 0 | 0 | 0 | 0.17363 | 3588.514 | 0.38364 | 10255.5339 | 0 | 0 | 0 | 0 | 0 | 0 | 0 | 0 | 0 | 13.2241 | 26.0176 | 37.7928 | 0.19499 | 0.38364 | 0.55726 | 8593.4917 | 2337.4957 | 8593.4917 | 3831.7215 | 0 | 8313.7121 | 2256.4184 | 8313.7121 | 3700.8061 | 0 | 7651.9438 | 2080.9698 | 7651.9438 | 3423.2405 | 0 | 39.2403 | 37.9627 | 34.9409 | 0.16157 | 0.16076 | 0.15996 | 2691.3855 | 0 | 0 | 0 | 9.9181 | 0.14624 | 2603.7617 | 0 | 0 | 0 | 9.5952 | 0.14148 | 2396.5032 | 0 | 0 | 0 | 8.8314 | 0.13022 | 26913.8552 | 26037.6168 | 23965.0324 | 0 | 0 | 0 | 0 | 0 | 0 | 0 | 0 | 0 | 99.1806 | 95.9515 | 88.3138 | 2691.3855 | 0.28773 | 7691.6504 | 0 | 0 | 0 | 0 | 0 | 0 | 0 | 0 | 0 | 9.9181 | 19.5132 | 28.3446 | 0.14624 | 0.28773 | 0.41795
| 913 | Business | Manufacturing/Industrial | HVAC | Electric | 02-181 | 02-181.10 | HVAC Control | [02-181]_Business_HVAC_Demand Control Ventilation (DCV)_ADD_Electric_per ksf | no DCV | DCV | ENGINEER | 208.6456 | 0 | 0 | 0 | 0.023818 | 0 | 57.4942 | 10 | 0.476 | 0.25758 | 0.40817 | 0.12932 | 0.20492 | 0.86 | 1 | Additions on Existing | 8.2412 | 0.032042 | 1794.3523 | 0 | 0 | 0 | 6.9764 | 117.6694 | 0 | 0 | 0 | 38.1719 | 0 | 0 | 155.8413 | 19.7692 | 136.0721 | 7.883 | 116.5124 | 0 | 0 | 0 | 38.986 | 0 | 0 | 155.4985 | 19.7692 | 135.7292 | 7.8657 | 115.7776 | 0 | 0 | 0 | 40.0325 | 0 | 0 | 155.8101 | 19.7692 | 136.0408 | 7.8814 | per ksf | 1.535 | 6359.3737 | 0.005 | 247046.9812 | 0 | 0 | 0 | 910.3959 | 13.424 | 239003.8352 | 0 | 0 | 0 | 12.987 | 219979.2209 | 0 | 0 | 0 | 11.9532 | 247046.9812 | 486050.8164 | 706030.0372 | 0 | 0 | 0 | 0 | 0 | 0 | 0 | 0 | 0 | 910.3959 | 1791.1519 | 2601.8001 | 13.424 | 26.411 | 38.3642 | 247046.9812 | 0 | 0 | 0 | 910.3959 | 13.424 | 239003.8352 | 0 | 0 | 0 | 12.987 | 219979.2209 | 0 | 0 | 0 | 11.9532 | 247046.9812 | 26.411 | 706030.0372 | 0 | 0 | 0 | 0 | 0 | 0 | 0 | 0 | 0 | 910.3959 | 1791.1519 | 2601.8001 | 13.424 | 26.411 | 38.3642 | 11712.0627 | 92326.4914 | 11712.0627 | 150899.1346 | 22349.7376 | 11320.9665 | 89047.1328 | 11320.9665 | 145624.5624 | 21603.4218 | 10447.5929 | 82342.1176 | 10447.5929 | 135067.9742 | 19936.7921 | 592.4391 | 572.656 | 528.4776 | 0.092696 | 0.092235 | 0.091776 | 106304.4444 | 0 | 0 | 0 | 391.7438 | 5.7764 | 102754.6628 | 0 | 0 | 0 | 378.6625 | 5.5835 | 94827.4939 | 0 | 0 | 0 | 349.45 | 5.1527 | 1063044.4444 | 1027546.6281 | 948274.9388 | 0 | 0 | 0 | 0 | 0 | 0 | 0 | 0 | 0 | 3917.4384 | 3786.6249 | 3494.4998 | 106304.4444 | 11.3598 | 303886.6011 | 0 | 0 | 0 | 0 | 0 | 0 | 0 | 0 | 0 | 391.7438 | 770.4063 | 1119.8563 | 5.7764 | 11.3598 | 16.5126 | 1 | 1 | 1 | 1 | 1 | 1 | 1 | 43.1206 | 112.7207 | 3.6141 | 43.1206 | 112.3778 | 3.6061 | 43.1206 | 112.6894 | 3.6134 | 247046.9812 | 0 | 0 | 0 | 910.3959 | 13.424 | 239003.8352 | 0 | 0 | 0 | 12.987 | 219979.2209 | 0 | 0 | 0 | 11.9532 | 247046.9812 | 26.411 | 706030.0372 | 0 | 0 | 0 | 0 | 0 | 0 | 0 | 0 | 0 | 910.3959 | 1791.1519 | 2601.8001 | 13.424 | 26.411 | 38.3642 | 42579.3579 | 153885.1024 | 42579.3579 | 251511.0064 | 14193.1193 | 41185.9827 | 148521.8652 | 41185.9827 | 242887.4569 | 13728.6609 | 37927.6231 | 137045.8679 | 37927.6231 | 224799.9964 | 12642.541 | 987.4473 | 955.1339 | 879.5701 | 0.1545 | 0.15373 | 0.15297 | 177182.8439 | 0 | 0 | 0 | 652.9387 | 9.6277 | 171384.678 | 0 | 0 | 0 | 631.5718 | 9.3127 | 157825.8681 | 0 | 0 | 0 | 581.6061 | 8.5759 | 1771828.4389 | 1713846.78 | 1578258.6812 | 0 | 0 | 0 | 0 | 0 | 0 | 0 | 0 | 0 | 6529.3871 | 6315.7182 | 5816.0608 | 177182.8439 | 18.9404 | 506393.39 | 0 | 0 | 0 | 0 | 0 | 0 | 0 | 0 | 0 | 652.9387 | 1284.5105 | 1866.1166 | 9.6277 | 18.9404 | 27.5164 | 57.4942 | 98.3471 | 2.7106 | 57.4942 | 98.0043 | 2.7046 | 57.4942 | 98.3159 | 2.71 | 247046.9812 | 0 | 0 | 0 | 910.3959 | 13.424 | 239003.8352 | 0 | 0 | 0 | 12.987 | 219979.2209 | 0 | 0 | 0 | 11.9532 | 247046.9812 | 26.411 | 706030.0372 | 0 | 0 | 0 | 0 | 0 | 0 | 0 | 0 | 0 | 910.3959 | 1791.1519 | 2601.8001 | 13.424 | 26.411 | 38.3642 | 63326.5334 | 171650.2531 | 63326.5334 | 280546.5067 | 0 | 61264.8018 | 165696.4709 | 61264.8018 | 270974.2056 | 0 | 56388.1469 | 152812.6845 | 56388.1469 | 250662.7267 | 0 | 1101.4425 | 1065.5826 | 980.7627 | 0.17234 | 0.17148 | 0.17063 | 197637.585 | 0 | 0 | 0 | 728.3167 | 10.7392 | 191203.0681 | 0 | 0 | 0 | 704.6048 | 10.3896 | 175983.3767 | 0 | 0 | 0 | 648.5185 | 9.5626 | 1976375.8496 | 1912030.6814 | 1759833.767 | 0 | 0 | 0 | 0 | 0 | 0 | 0 | 0 | 0 | 7283.1673 | 7046.0482 | 6485.1854 | 197637.585 | 21.1288 | 564824.0298 | 0 | 0 | 0 | 0 | 0 | 0 | 0 | 0 | 0 | 728.3167 | 1432.9215 | 2081.4401 | 10.7392 | 21.1288 | 30.6914
| 914 | Business | Office | HVAC | Gas | 02-308 | 02-308.01 | HVAC Control | [02-308]_Business_HVAC_Demand Control Ventilation (DCV)_ADD_Gas_per ksf | no DCV | DCV | ENGINEER | 70.2551 | 0.35981 | 0 | 0 | 0.00802 | 0 | 166.2944 | 10 | 0.476 | 0.25758 | 0.40817 | 0.12932 | 0.20492 | 0.86 | 1 | Additions on Existing | 27.0606 | 0.27523 | 604.1936 | 3.7961 | 0 | 0 | 6.1453 | 39.6216 | 28.6763 | 0 | 0 | 12.8532 | 0.37961 | 0 | 81.5307 | 61.1804 | 20.3503 | 1.3326 | 39.232 | 29.0559 | 0 | 0 | 13.1274 | 0.37961 | 0 | 81.7949 | 61.1804 | 20.6145 | 1.3369 | 38.9846 | 29.4897 | 0 | 0 | 13.4797 | 0.37961 | 0 | 82.3336 | 61.1804 | 21.1532 | 1.3458 | per ksf | 0.35585 | 8743.1282 | 0.005 | 114366.9281 | 681.07 | 0 | 0 | 1102.525 | 6.2145 | 110643.4667 | 658.8963 | 0 | 0 | 6.0121 | 101836.2889 | 606.4484 | 0 | 0 | 5.5336 | 114366.9281 | 225010.3948 | 326846.6837 | 681.07 | 1339.9664 | 1946.4148 | 0 | 0 | 0 | 0 | 0 | 0 | 1102.525 | 2169.155 | 3150.8816 | 6.2145 | 12.2266 | 17.7602 | 114366.9281 | 681.07 | 0 | 0 | 1102.525 | 6.2145 | 110643.4667 | 658.8963 | 0 | 0 | 6.0121 | 101836.2889 | 606.4484 | 0 | 0 | 5.5336 | 114366.9281 | 12.2266 | 326846.6837 | 681.07 | 1339.9664 | 1946.4148 | 0 | 0 | 0 | 0 | 0 | 0 | 1102.525 | 2169.155 | 3150.8816 | 6.2145 | 12.2266 | 17.7602 | 5799.0552 | 7727.9809 | 5799.0552 | 10304.8981 | 9963.354 | 5610.2545 | 7500.604 | 5610.2545 | 9971.2209 | 9638.9755 | 5222.7072 | 7028.4617 | 5222.7072 | 9335.8664 | 8973.1306 | 94.7861 | 91.7002 | 85.3657 | 0.010787 | 0.010734 | 0.01068 | 5726.9182 | 34.1045 | 0 | 0 | 55.2089 | 0.31119 | 5540.466 | 32.9942 | 0 | 0 | 53.4114 | 0.30106 | 5157.7396 | 30.715 | 0 | 0 | 49.7219 | 0.28026 | 57269.1819 | 55404.6605 | 51577.3958 | 341.0455 | 329.942 | 307.1502 | 0 | 0 | 0 | 0 | 0 | 0 | 552.0889 | 534.1144 | 497.2187 | 5726.9182 | 0.61225 | 16425.1238 | 34.1045 | 67.0987 | 97.8138 | 0 | 0 | 0 | 0 | 0 | 0 | 55.2089 | 108.6203 | 158.3422 | 0.31119 | 0.61225 | 0.89251 | 1 | 1 | 1 | 1 | 1 | 1 | 1 | 124.7208 | -43.1901 | 0.65371 | 124.7208 | -42.926 | 0.65582 | 124.7208 | -42.3873 | 0.66014 | 114366.9281 | 681.07 | 0 | 0 | 1102.525 | 6.2145 | 110643.4667 | 658.8963 | 0 | 0 | 6.0121 | 101836.2889 | 606.4484 | 0 | 0 | 5.5336 | 114366.9281 | 12.2266 | 326846.6837 | 681.07 | 1339.9664 | 1946.4148 | 0 | 0 | 0 | 0 | 0 | 0 | 1102.525 | 2169.155 | 3150.8816 | 6.2145 | 12.2266 | 17.7602 | 100954.3484 | 65994.4185 | 100954.3484 | 88000.445 | 33651.4495 | 97687.3407 | 64065.6661 | 97687.3407 | 85168.195 | 32562.4469 | 90183.5052 | 59534.0056 | 90183.5052 | 79078.6861 | 30061.1684 | 809.4425 | 783.248 | 723.0829 | 0.09212 | 0.091662 | 0.091205 | 48906.0005 | 291.2416 | 0 | 0 | 471.4658 | 2.6574 | 47323.3418 | 281.8167 | 0 | 0 | 456.2085 | 2.5715 | 43688.2078 | 260.169 | 0 | 0 | 421.165 | 2.3739 | 489060.0049 | 473233.4176 | 436882.0779 | 2912.4164 | 2818.167 | 2601.69 | 0 | 0 | 0 | 0 | 0 | 0 | 4714.6575 | 4562.0854 | 4211.6496 | 48906.0005 | 5.2289 | 139917.55 | 291.2416 | 573.0583 | 833.2273 | 0 | 0 | 0 | 0 | 0 | 0 | 471.4658 | 927.6743 | 1348.8393 | 2.6574 | 5.2289 | 7.6028 | 166.2944 | -84.7637 | 0.49028 | 166.2944 | -84.4996 | 0.49187 | 166.2944 | -83.9609 | 0.49511 | 114366.9281 | 681.07 | 0 | 0 | 1102.525 | 6.2145 | 110643.4667 | 658.8963 | 0 | 0 | 6.0121 | 101836.2889 | 606.4484 | 0 | 0 | 5.5336 | 114366.9281 | 12.2266 | 326846.6837 | 681.07 | 1339.9664 | 1946.4148 | 0 | 0 | 0 | 0 | 0 | 0 | 1102.525 | 2169.155 | 3150.8816 | 6.2145 | 12.2266 | 17.7602 | 251821.0683 | 123462.6237 | 251821.0683 | 164631.5866 | 0 | 243622.4916 | 119830.0395 | 243622.4916 | 159300.7425 | 0 | 224230.234 | 111018.0068 | 224230.234 | 147464.5966 | 0 | 1514.3083 | 1465.0068 | 1348.3928 | 0.17234 | 0.17148 | 0.17063 | 91493.5425 | 544.856 | 0 | 0 | 882.02 | 4.9716 | 88514.7734 | 527.1171 | 0 | 0 | 853.304 | 4.8097 | 81469.0311 | 485.1588 | 0 | 0 | 785.3813 | 4.4269 | 914935.4249 | 885147.7336 | 814690.3109 | 5448.5603 | 5271.1707 | 4851.5875 | 0 | 0 | 0 | 0 | 0 | 0 | 8820.2003 | 8533.0397 | 7853.813 | 91493.5425 | 9.7813 | 261477.3469 | 544.856 | 1071.9731 | 1557.1319 | 0 | 0 | 0 | 0 | 0 | 0 | 882.02 | 1735.324 | 2520.7053 | 4.9716 | 9.7813 | 14.2081
| 915 | Business | Retail | HVAC | Gas | 02-308 | 02-308.02 | HVAC Control | [02-308]_Business_HVAC_Demand Control Ventilation (DCV)_ADD_Gas_per ksf | no DCV | DCV | ENGINEER | 20.8268 | 0.10666 | 0 | 0 | 0.0023775 | 0 | 159.4716 | 10 | 0.476 | 0.25758 | 0.40817 | 0.12932 | 0.20492 | 0.86 | 1 | Additions on Existing | 87.5383 | 0.89035 | 179.1108 | 1.1254 | 0 | 0 | 1.8217 | 11.7457 | 8.501 | 0 | 0 | 3.8103 | 0.11254 | 0 | 24.1694 | 58.6703 | -34.5008 | 0.41195 | 11.6302 | 8.6135 | 0 | 0 | 3.8916 | 0.11254 | 0 | 24.2478 | 58.6703 | -34.4225 | 0.41329 | 11.5568 | 8.7421 | 0 | 0 | 3.996 | 0.11254 | 0 | 24.4075 | 58.6703 | -34.2628 | 0.41601 | per ksf | 0.38397 | 3290.269 | 0.005 | 12758.822 | 75.9805 | 0 | 0 | 122.9982 | 0.69329 | 12343.4311 | 73.5067 | 0 | 0 | 0.67072 | 11360.8987 | 67.6556 | 0 | 0 | 0.61733 | 12758.822 | 25102.2531 | 36463.1517 | 75.9805 | 149.4872 | 217.1428 | 0 | 0 | 0 | 0 | 0 | 0 | 122.9982 | 241.9918 | 351.5137 | 0.69329 | 1.364 | 1.9813 | 12758.822 | 75.9805 | 0 | 0 | 122.9982 | 0.69329 | 12343.4311 | 73.5067 | 0 | 0 | 0.67072 | 11360.8987 | 67.6556 | 0 | 0 | 0.61733 | 12758.822 | 1.364 | 36463.1517 | 75.9805 | 149.4872 | 217.1428 | 0 | 0 | 0 | 0 | 0 | 0 | 122.9982 | 241.9918 | 351.5137 | 0.69329 | 1.364 | 1.9813 | 29.2743 | 12.0597 | 29.2743 | 16.2103 | 50.2961 | 28.3212 | 11.7048 | 28.3212 | 15.6879 | 48.6586 | 26.4921 | 11.021 | 26.4921 | 14.7616 | 45.516 | 0.49896 | 0.48272 | 0.45154 | 0.00015089 | 0.00015014 | 0.0001494 | 8.937 | 0.053221 | 0 | 0 | 0.086154 | 0.00048562 | 8.646 | 0.051488 | 0 | 0 | 0.08335 | 0.00046981 | 8.0876 | 0.048163 | 0 | 0 | 0.077966 | 0.00043946 | 89.3696 | 86.46 | 80.876 | 0.53221 | 0.51488 | 0.48163 | 0 | 0 | 0 | 0 | 0 | 0 | 0.86154 | 0.8335 | 0.77966 | 8.937 | 0.00095542 | 25.6706 | 0.053221 | 0.10471 | 0.15287 | 0 | 0 | 0 | 0 | 0 | 0 | 0.086154 | 0.1695 | 0.24747 | 0.00048562 | 0.00095542 | 0.0013949 | 1 | 1 | 1 | 1 | 1 | 1 | 1 | 119.6037 | -95.4342 | 0.20208 | 119.6037 | -95.3559 | 0.20273 | 119.6037 | -95.1962 | 0.20407 | 12758.822 | 75.9805 | 0 | 0 | 122.9982 | 0.69329 | 12343.4311 | 73.5067 | 0 | 0 | 0.67072 | 11360.8987 | 67.6556 | 0 | 0 | 0.61733 | 12758.822 | 1.364 | 36463.1517 | 75.9805 | 149.4872 | 217.1428 | 0 | 0 | 0 | 0 | 0 | 0 | 122.9982 | 241.9918 | 351.5137 | 0.69329 | 1.364 | 1.9813 | 4873.6657 | 984.8677 | 4873.6657 | 1323.8391 | 1624.5552 | 4714.993 | 955.8904 | 4714.993 | 1281.1738 | 1571.6643 | 4390.6617 | 895.9999 | 4390.6617 | 1200.1094 | 1463.5539 | 40.7485 | 39.4218 | 36.7101 | 0.012323 | 0.012262 | 0.012201 | 729.8487 | 4.3463 | 0 | 0 | 7.0359 | 0.039658 | 706.0869 | 4.2048 | 0 | 0 | 6.8068 | 0.038367 | 657.5171 | 3.9156 | 0 | 0 | 6.3386 | 0.035728 | 7298.4869 | 7060.869 | 6575.1714 | 43.4634 | 42.0484 | 39.156 | 0 | 0 | 0 | 0 | 0 | 0 | 70.3592 | 68.0685 | 63.3863 | 729.8487 | 0.078026 | 2093.4527 | 4.3463 | 8.5512 | 12.4668 | 0 | 0 | 0 | 0 | 0 | 0 | 7.0359 | 13.8428 | 20.1814 | 0.039658 | 0.078026 | 0.11375 | 159.4716 | -135.3021 | 0.15156 | 159.4716 | -135.2238 | 0.15205 | 159.4716 | -135.0641 | 0.15305 | 12758.822 | 75.9805 | 0 | 0 | 122.9982 | 0.69329 | 12343.4311 | 73.5067 | 0 | 0 | 0.67072 | 11360.8987 | 67.6556 | 0 | 0 | 0.61733 | 12758.822 | 1.364 | 36463.1517 | 75.9805 | 149.4872 | 217.1428 | 0 | 0 | 0 | 0 | 0 | 0 | 122.9982 | 241.9918 | 351.5137 | 0.69329 | 1.364 | 1.9813 | 85198.7998 | 12912.6952 | 85198.7998 | 17356.982 | 0 | 82424.9695 | 12532.7709 | 82424.9695 | 16797.5934 | 0 | 75863.9733 | 11611.139 | 75863.9733 | 15552.053 | 0 | 534.2569 | 516.863 | 475.7209 | 0.16157 | 0.16076 | 0.15996 | 9569.1165 | 56.9853 | 0 | 0 | 92.2486 | 0.51997 | 9257.5733 | 55.1301 | 0 | 0 | 89.2453 | 0.50304 | 8520.674 | 50.7417 | 0 | 0 | 82.1414 | 0.463 | 95691.1649 | 92575.7331 | 85206.74 | 569.8534 | 551.3006 | 507.4173 | 0 | 0 | 0 | 0 | 0 | 0 | 922.4861 | 892.4526 | 821.4137 | 9569.1165 | 1.023 | 27347.3638 | 56.9853 | 112.1154 | 162.8571 | 0 | 0 | 0 | 0 | 0 | 0 | 92.2486 | 181.4939 | 263.6352 | 0.51997 | 1.023 | 1.486
| 916 | Business | Food Service | HVAC | Gas | 02-308 | 02-308.03 | HVAC Control | [02-308]_Business_HVAC_Demand Control Ventilation (DCV)_ADD_Gas_per ksf | no DCV | DCV | ENGINEER | 420.1697 | 2.1519 | 0 | 0 | 0.047965 | 0 | 351.8897 | 10 | 0.476 | 0.25758 | 0.40817 | 0.12932 | 0.20492 | 0.86 | 1 | Additions on Existing | 9.5746 | 0.097383 | 3613.4594 | 22.7034 | 0 | 0 | 36.7525 | 236.9621 | 171.5021 | 0 | 0 | 76.8705 | 2.2703 | 0 | 585.1261 | 129.4617 | 455.6645 | 4.5197 | 234.6323 | 173.7725 | 0 | 0 | 78.5099 | 2.2703 | 0 | 587.022 | 129.4617 | 457.5603 | 4.5343 | 233.1524 | 176.3668 | 0 | 0 | 80.6172 | 2.2703 | 0 | 590.8882 | 129.4617 | 461.4265 | 4.5642 | per ksf | 0.038601 | 61.8768 | 0.005 | 4840.7053 | 28.827 | 0 | 0 | 46.6656 | 0.26303 | 4683.1057 | 27.8885 | 0 | 0 | 0.25447 | 4310.3323 | 25.6686 | 0 | 0 | 0.23421 | 4840.7053 | 9523.811 | 13834.1433 | 28.827 | 56.7155 | 82.3841 | 0 | 0 | 0 | 0 | 0 | 0 | 46.6656 | 91.8119 | 133.3645 | 0.26303 | 0.5175 | 0.75172 | 4840.7053 | 28.827 | 0 | 0 | 46.6656 | 0.26303 | 4683.1057 | 27.8885 | 0 | 0 | 0.25447 | 4310.3323 | 25.6686 | 0 | 0 | 0.23421 | 4840.7053 | 0.5175 | 13834.1433 | 28.827 | 56.7155 | 82.3841 | 0 | 0 | 0 | 0 | 0 | 0 | 46.6656 | 91.8119 | 133.3645 | 0.26303 | 0.5175 | 0.75172 | 245.0695 | 1107.6371 | 245.0695 | 1479.2942 | 421.0537 | 237.1874 | 1075.4862 | 237.1874 | 1431.9912 | 407.5116 | 220.0867 | 1004.5183 | 220.0867 | 1336.4539 | 378.1308 | 1.893 | 1.8321 | 1.7 | 0.030441 | 0.030289 | 0.030139 | 684.0238 | 4.0735 | 0 | 0 | 6.5942 | 0.037168 | 662.0239 | 3.9424 | 0 | 0 | 6.3821 | 0.035973 | 614.2932 | 3.6582 | 0 | 0 | 5.9219 | 0.033379 | 6840.2376 | 6620.2387 | 6142.9322 | 40.7345 | 39.4244 | 36.582 | 0 | 0 | 0 | 0 | 0 | 0 | 65.9416 | 63.8207 | 59.2194 | 684.0238 | 0.073141 | 1960.3408 | 4.0735 | 8.0159 | 11.6741 | 0 | 0 | 0 | 0 | 0 | 0 | 6.5942 | 12.9762 | 18.8982 | 0.037168 | 0.073141 | 0.10652 | 1 | 1 | 1 | 1 | 1 | 1 | 1 | 263.9173 | 321.2088 | 2.2171 | 263.9173 | 323.1047 | 2.2243 | 263.9173 | 326.9709 | 2.2389 | 4840.7053 | 28.827 | 0 | 0 | 46.6656 | 0.26303 | 4683.1057 | 27.8885 | 0 | 0 | 0.25447 | 4310.3323 | 25.6686 | 0 | 0 | 0.23421 | 4840.7053 | 0.5175 | 13834.1433 | 28.827 | 56.7155 | 82.3841 | 0 | 0 | 0 | 0 | 0 | 0 | 46.6656 | 91.8119 | 133.3645 | 0.26303 | 0.5175 | 0.75172 | 1969.1875 | 4365.8492 | 1969.1875 | 5830.7682 | 656.3958 | 1905.2005 | 4237.6709 | 1905.2005 | 5642.3852 | 635.0668 | 1756.446 | 3932.5321 | 1756.446 | 5232.0083 | 585.482 | 7.4614 | 7.2189 | 6.6553 | 0.11998 | 0.11939 | 0.11879 | 2696.1399 | 16.0559 | 0 | 0 | 25.9914 | 0.1465 | 2608.5312 | 15.5341 | 0 | 0 | 25.1469 | 0.14174 | 2404.862 | 14.3213 | 0 | 0 | 23.1835 | 0.13068 | 26961.399 | 26085.312 | 24048.6199 | 160.5587 | 155.3415 | 143.2127 | 0 | 0 | 0 | 0 | 0 | 0 | 259.9145 | 251.4688 | 231.8346 | 2696.1399 | 0.28824 | 7709.5331 | 16.0559 | 31.59 | 45.9113 | 0 | 0 | 0 | 0 | 0 | 0 | 25.9914 | 51.1383 | 74.3218 | 0.1465 | 0.28824 | 0.41892 | 351.8897 | 233.2364 | 1.6628 | 351.8897 | 235.1323 | 1.6682 | 351.8897 | 238.9985 | 1.6792 | 4840.7053 | 28.827 | 0 | 0 | 46.6656 | 0.26303 | 4683.1057 | 27.8885 | 0 | 0 | 0.25447 | 4310.3323 | 25.6686 | 0 | 0 | 0.23421 | 4840.7053 | 0.5175 | 13834.1433 | 28.827 | 56.7155 | 82.3841 | 0 | 0 | 0 | 0 | 0 | 0 | 46.6656 | 91.8119 | 133.3645 | 0.26303 | 0.5175 | 0.75172 | 3535.5199 | 5878.9019 | 3535.5199 | 7851.5113 | 0 | 3420.4134 | 5705.9296 | 3420.4134 | 7597.3463 | 0 | 3148.1498 | 5286.3283 | 3148.1498 | 7033.1566 | 0 | 10.0472 | 9.7201 | 8.9464 | 0.16157 | 0.16076 | 0.15996 | 3630.529 | 21.6203 | 0 | 0 | 34.9992 | 0.19728 | 3512.3293 | 20.9164 | 0 | 0 | 33.8597 | 0.19085 | 3232.7492 | 19.2514 | 0 | 0 | 31.1645 | 0.17566 | 36305.2896 | 35123.2928 | 32327.4921 | 216.2028 | 209.1638 | 192.5145 | 0 | 0 | 0 | 0 | 0 | 0 | 349.9918 | 338.5971 | 311.6449 | 3630.529 | 0.38813 | 10375.6075 | 21.6203 | 42.5367 | 61.7881 | 0 | 0 | 0 | 0 | 0 | 0 | 34.9992 | 68.8589 | 100.0234 | 0.19728 | 0.38813 | 0.56379
| 917 | Business | Healthcare/Hospitals | HVAC | Gas | 02-308 | 02-308.04 | HVAC Control | [02-308]_Business_HVAC_Demand Control Ventilation (DCV)_ADD_Gas_per ksf | no DCV | DCV | ENGINEER | 268.479 | 1.375 | 0 | 0 | 0.030648 | 0 | 88.9383 | 10 | 0.476 | 0.25758 | 0.40817 | 0.12932 | 0.20492 | 0.86 | 1 | Additions on Existing | 3.7872 | 0.038519 | 2308.9193 | 14.5069 | 0 | 0 | 23.484 | 151.4135 | 109.586 | 0 | 0 | 49.1185 | 1.4507 | 0 | 311.5687 | 37.4905 | 274.0782 | 8.3106 | 149.9248 | 111.0367 | 0 | 0 | 50.1661 | 1.4507 | 0 | 312.5782 | 37.4905 | 275.0877 | 8.3375 | 148.9792 | 112.6944 | 0 | 0 | 51.5126 | 1.4507 | 0 | 314.6369 | 37.4905 | 277.1464 | 8.3924 | per ksf | 1.4448 | 3923.9442 | 0.005 | 196150.3385 | 1168.101 | 0 | 0 | 1890.937 | 10.6584 | 189764.2422 | 1130.0709 | 0 | 0 | 10.3114 | 174659.0807 | 1040.1177 | 0 | 0 | 9.4906 | 196150.3385 | 385914.5807 | 560573.6614 | 1168.101 | 2298.1719 | 3338.2896 | 0 | 0 | 0 | 0 | 0 | 0 | 1890.937 | 3720.3105 | 5404.0666 | 10.6584 | 20.9698 | 30.4604 | 196150.3385 | 1168.101 | 0 | 0 | 1890.937 | 10.6584 | 189764.2422 | 1130.0709 | 0 | 0 | 10.3114 | 174659.0807 | 1040.1177 | 0 | 0 | 9.4906 | 196150.3385 | 20.9698 | 560573.6614 | 1168.101 | 2298.1719 | 3338.2896 | 0 | 0 | 0 | 0 | 0 | 0 | 1890.937 | 3720.3105 | 5404.0666 | 10.6584 | 20.9698 | 30.4604 | 12040.1971 | 100061.22 | 12040.1971 | 136278.5982 | 16522.6027 | 11651.6985 | 97146.3115 | 11651.6985 | 131946.2748 | 15989.4711 | 10764.2709 | 90338.4492 | 10764.2709 | 122627.5959 | 14771.666 | 321.153 | 310.7904 | 287.1197 | 0.081437 | 0.081032 | 0.080629 | 74151.6356 | 441.5827 | 0 | 0 | 714.8398 | 4.0292 | 71758.9995 | 427.3342 | 0 | 0 | 691.7742 | 3.8992 | 66293.6233 | 394.7872 | 0 | 0 | 639.0867 | 3.6023 | 741516.3565 | 717589.9954 | 662936.233 | 4415.8271 | 4273.3424 | 3947.8721 | 0 | 0 | 0 | 0 | 0 | 0 | 7148.3983 | 6917.7423 | 6390.8667 | 74151.6356 | 7.9285 | 212204.2585 | 441.5827 | 868.917 | 1263.7042 | 0 | 0 | 0 | 0 | 0 | 0 | 714.8398 | 1406.6141 | 2045.7007 | 4.0292 | 7.9285 | 11.5307 | 1 | 1 | 1 | 1 | 1 | 1 | 1 | 66.7037 | 244.865 | 4.6709 | 66.7037 | 245.8745 | 4.6861 | 66.7037 | 247.9332 | 4.7169 | 196150.3385 | 1168.101 | 0 | 0 | 1890.937 | 10.6584 | 189764.2422 | 1130.0709 | 0 | 0 | 10.3114 | 174659.0807 | 1040.1177 | 0 | 0 | 9.4906 | 196150.3385 | 20.9698 | 560573.6614 | 1168.101 | 2298.1719 | 3338.2896 | 0 | 0 | 0 | 0 | 0 | 0 | 1890.937 | 3720.3105 | 5404.0666 | 10.6584 | 20.9698 | 30.4604 | 36931.0129 | 172502.3332 | 36931.0129 | 234939.9313 | 12310.3376 | 35730.9846 | 167437.8427 | 35730.9846 | 227417.7912 | 11910.3282 | 32914.1716 | 155253.8934 | 32914.1716 | 210745.3899 | 10971.3905 | 553.6575 | 535.667 | 493.4383 | 0.1404 | 0.1397 | 0.139 | 127835.041 | 761.2744 | 0 | 0 | 1232.3609 | 6.9463 | 123681.1968 | 736.5377 | 0 | 0 | 1192.3169 | 6.7206 | 113930.9255 | 678.4736 | 0 | 0 | 1098.3219 | 6.1908 | 1278350.4097 | 1236811.968 | 1139309.2551 | 7612.7442 | 7365.3773 | 6784.7359 | 0 | 0 | 0 | 0 | 0 | 0 | 12323.6093 | 11923.1686 | 10983.2187 | 127835.041 | 13.6669 | 365447.1633 | 761.2744 | 1497.8122 | 2176.2857 | 0 | 0 | 0 | 0 | 0 | 0 | 1232.3609 | 2424.6778 | 3522.9996 | 6.9463 | 13.6669 | 19.8576 | 88.9383 | 222.6304 | 3.5032 | 88.9383 | 223.6399 | 3.5146 | 88.9383 | 225.6986 | 3.5377 | 196150.3385 | 1168.101 | 0 | 0 | 1890.937 | 10.6584 | 189764.2422 | 1130.0709 | 0 | 0 | 10.3114 | 174659.0807 | 1040.1177 | 0 | 0 | 9.4906 | 196150.3385 | 20.9698 | 560573.6614 | 1168.101 | 2298.1719 | 3338.2896 | 0 | 0 | 0 | 0 | 0 | 0 | 1890.937 | 3720.3105 | 5404.0666 | 10.6584 | 20.9698 | 30.4604 | 56667.0189 | 198515.9397 | 56667.0189 | 270369.2198 | 0 | 54822.1022 | 192675.0962 | 54822.1022 | 261695.5887 | 0 | 50458.2837 | 178506.2013 | 50458.2837 | 242308.635 | 0 | 637.1498 | 616.406 | 567.3404 | 0.16157 | 0.16076 | 0.15996 | 147112.7539 | 876.0757 | 0 | 0 | 1418.2028 | 7.9938 | 142323.1816 | 847.5532 | 0 | 0 | 1372.0301 | 7.7335 | 130994.3105 | 780.0883 | 0 | 0 | 1262.8171 | 7.118 | 1471127.5386 | 1423231.8163 | 1309943.1055 | 8760.7572 | 8475.5319 | 7800.8828 | 0 | 0 | 0 | 0 | 0 | 0 | 14182.0277 | 13720.3013 | 12628.1705 | 147112.7539 | 15.7273 | 420430.246 | 876.0757 | 1723.6289 | 2503.7172 | 0 | 0 | 0 | 0 | 0 | 0 | 1418.2028 | 2790.2329 | 4053.05 | 7.9938 | 15.7273 | 22.8453
| 918 | Business | Campus/Education | HVAC | Gas | 02-308 | 02-308.05 | HVAC Control | [02-308]_Business_HVAC_Demand Control Ventilation (DCV)_ADD_Gas_per ksf | no DCV | DCV | ENGINEER | 122.9093 | 0.62947 | 0 | 0 | 0.014031 | 0 | 51.9319 | 10 | 0.476 | 0.25758 | 0.40817 | 0.12932 | 0.20492 | 0.86 | 1 | Additions on Existing | 4.8304 | 0.04913 | 1057.0203 | 6.6413 | 0 | 0 | 10.7509 | 69.3169 | 50.1683 | 0 | 0 | 22.4864 | 0.66413 | 0 | 142.6357 | 21.8911 | 120.7447 | 6.5157 | 68.6354 | 50.8325 | 0 | 0 | 22.966 | 0.66413 | 0 | 143.0979 | 21.8911 | 121.2068 | 6.5368 | 68.2025 | 51.5914 | 0 | 0 | 23.5824 | 0.66413 | 0 | 144.0404 | 21.8911 | 122.1493 | 6.5799 | per ksf | 3.1244 | 7095.4386 | 0.005 | 162375.3288 | 966.9664 | 0 | 0 | 1565.3377 | 8.8231 | 157088.8506 | 935.4847 | 0 | 0 | 8.5359 | 144584.6379 | 861.0205 | 0 | 0 | 7.8564 | 162375.3288 | 319464.1794 | 464048.8172 | 966.9664 | 1902.451 | 2763.4715 | 0 | 0 | 0 | 0 | 0 | 0 | 1565.3377 | 3079.7125 | 4473.5436 | 8.8231 | 17.359 | 25.2154 | 162375.3288 | 966.9664 | 0 | 0 | 1565.3377 | 8.8231 | 157088.8506 | 935.4847 | 0 | 0 | 8.5359 | 144584.6379 | 861.0205 | 0 | 0 | 7.8564 | 162375.3288 | 17.359 | 464048.8172 | 966.9664 | 1902.451 | 2763.4715 | 0 | 0 | 0 | 0 | 0 | 0 | 1565.3377 | 3079.7125 | 4473.5436 | 8.8231 | 17.359 | 25.2154 | 10635.444 | 69297.419 | 10635.444 | 93302.4767 | 14594.8785 | 10291.7204 | 67275.0914 | 10291.7204 | 90317.5503 | 14123.1912 | 9516.6977 | 62618.6251 | 9516.6977 | 84006.8943 | 13059.6379 | 485.8349 | 470.1333 | 434.7297 | 0.068131 | 0.067792 | 0.067455 | 51353.7309 | 305.8182 | 0 | 0 | 495.0625 | 2.7905 | 49694.0458 | 295.9346 | 0 | 0 | 479.0627 | 2.7003 | 45951.8132 | 273.6491 | 0 | 0 | 442.9867 | 2.4969 | 513537.3089 | 496940.4575 | 459518.1324 | 3058.182 | 2959.3455 | 2736.4907 | 0 | 0 | 0 | 0 | 0 | 0 | 4950.6247 | 4790.627 | 4429.8667 | 51353.7309 | 5.4907 | 146999.5899 | 305.8182 | 601.7527 | 875.4018 | 0 | 0 | 0 | 0 | 0 | 0 | 495.0625 | 974.1252 | 1417.1118 | 2.7905 | 5.4907 | 7.9876 | 1 | 1 | 1 | 1 | 1 | 1 | 1 | 38.9489 | 103.6868 | 3.6621 | 38.9489 | 104.149 | 3.674 | 38.9489 | 105.0914 | 3.6982 | 162375.3288 | 966.9664 | 0 | 0 | 1565.3377 | 8.8231 | 157088.8506 | 935.4847 | 0 | 0 | 8.5359 | 144584.6379 | 861.0205 | 0 | 0 | 7.8564 | 162375.3288 | 17.359 | 464048.8172 | 966.9664 | 1902.451 | 2763.4715 | 0 | 0 | 0 | 0 | 0 | 0 | 1565.3377 | 3079.7125 | 4473.5436 | 8.8231 | 17.359 | 25.2154 | 37458.3734 | 137177.192 | 37458.3734 | 184696.2259 | 12486.1245 | 36241.0133 | 133149.0916 | 36241.0133 | 178754.1204 | 12080.3378 | 33390.9275 | 123485.8776 | 33390.9275 | 165664.2101 | 11130.3092 | 961.7308 | 930.4755 | 857.3005 | 0.13487 | 0.1342 | 0.13353 | 101656.8972 | 605.3801 | 0 | 0 | 979.9972 | 5.5238 | 98353.1485 | 585.7059 | 0 | 0 | 948.1483 | 5.3443 | 90618.4058 | 539.6445 | 0 | 0 | 873.5835 | 4.924 | 1016568.9722 | 983531.4851 | 906184.0583 | 6053.8014 | 5857.0589 | 5396.4448 | 0 | 0 | 0 | 0 | 0 | 0 | 9799.9724 | 9481.483 | 8735.835 | 101656.8972 | 10.8681 | 290628.4516 | 605.3801 | 1191.086 | 1730.7305 | 0 | 0 | 0 | 0 | 0 | 0 | 979.9972 | 1928.1455 | 2801.729 | 5.5238 | 10.8681 | 15.7921 | 51.9319 | 90.7039 | 2.7466 | 51.9319 | 91.166 | 2.7555 | 51.9319 | 92.1085 | 2.7736 | 162375.3288 | 966.9664 | 0 | 0 | 1565.3377 | 8.8231 | 157088.8506 | 935.4847 | 0 | 0 | 8.5359 | 144584.6379 | 861.0205 | 0 | 0 | 7.8564 | 162375.3288 | 17.359 | 464048.8172 | 966.9664 | 1902.451 | 2763.4715 | 0 | 0 | 0 | 0 | 0 | 0 | 1565.3377 | 3079.7125 | 4473.5436 | 8.8231 | 17.359 | 25.2154 | 59831.8054 | 164333.5986 | 59831.8054 | 221259.7809 | 0 | 57883.8522 | 159498.4864 | 57883.8522 | 214128.4728 | 0 | 53276.3196 | 147769.3251 | 53276.3196 | 198242.0094 | 0 | 1152.1207 | 1114.611 | 1025.8883 | 0.16157 | 0.16076 | 0.15996 | 121781.4966 | 725.2248 | 0 | 0 | 1174.0033 | 6.6174 | 117816.6379 | 701.6135 | 0 | 0 | 1135.7811 | 6.4019 | 108438.4784 | 645.7653 | 0 | 0 | 1045.3733 | 5.8923 | 1217814.9658 | 1178166.3793 | 1084384.784 | 7252.2477 | 7016.1352 | 6457.6535 | 0 | 0 | 0 | 0 | 0 | 0 | 11740.0328 | 11357.8108 | 10453.7334 | 121781.4966 | 13.0193 | 348036.6129 | 725.2248 | 1426.8383 | 2072.6036 | 0 | 0 | 0 | 0 | 0 | 0 | 1174.0033 | 2309.7844 | 3355.1577 | 6.6174 | 13.0193 | 18.9116
| 919 | Business | Warehouse | HVAC | Gas | 02-308 | 02-308.06 | HVAC Control | [02-308]_Business_HVAC_Demand Control Ventilation (DCV)_ADD_Gas_per ksf | no DCV | DCV | ENGINEER | 24.1962 | 0.12392 | 0 | 0 | 0.0027621 | 0 | 103.0857 | 10 | 0.476 | 0.25758 | 0.40817 | 0.12932 | 0.20492 | 0.86 | 1 | Additions on Existing | 48.7068 | 0.4954 | 208.087 | 1.3074 | 0 | 0 | 2.1165 | 13.6459 | 9.8762 | 0 | 0 | 4.4267 | 0.13074 | 0 | 28.0795 | 43.4541 | -15.3746 | 0.64619 | 13.5117 | 10.007 | 0 | 0 | 4.5211 | 0.13074 | 0 | 28.1705 | 43.4541 | -15.2836 | 0.64828 | 13.4265 | 10.1564 | 0 | 0 | 4.6425 | 0.13074 | 0 | 28.3561 | 43.4541 | -15.0981 | 0.65255 | per ksf | 0.50459 | 1047.5334 | 0.005 | 4719.2205 | 28.1036 | 0 | 0 | 45.4944 | 0.25643 | 4565.5761 | 27.1886 | 0 | 0 | 0.24808 | 4202.158 | 25.0244 | 0 | 0 | 0.22834 | 4719.2205 | 9284.7966 | 13486.9547 | 28.1036 | 55.2922 | 80.3166 | 0 | 0 | 0 | 0 | 0 | 0 | 45.4944 | 89.5077 | 130.0175 | 0.25643 | 0.50452 | 0.73285 | 4719.2205 | 28.1036 | 0 | 0 | 45.4944 | 0.25643 | 4565.5761 | 27.1886 | 0 | 0 | 0.24808 | 4202.158 | 25.0244 | 0 | 0 | 0.22834 | 4719.2205 | 0.50452 | 13486.9547 | 28.1036 | 55.2922 | 80.3166 | 0 | 0 | 0 | 0 | 0 | 0 | 45.4944 | 89.5077 | 130.0175 | 0.25643 | 0.50452 | 0.73285 | 238.9948 | 154.4355 | 238.9948 | 209.3677 | 327.9693 | 232.0133 | 150.41 | 232.0133 | 203.323 | 318.3888 | 215.7594 | 140.7941 | 215.7594 | 190.1934 | 296.0838 | 5.4999 | 5.3393 | 4.9652 | 0.0052242 | 0.0051983 | 0.0051724 | 114.4464 | 0.68154 | 0 | 0 | 1.1033 | 0.0062188 | 111.1032 | 0.66163 | 0 | 0 | 1.0711 | 0.0060371 | 103.3198 | 0.61528 | 0 | 0 | 0.99603 | 0.0056142 | 1144.464 | 1111.0324 | 1033.1979 | 6.8154 | 6.6163 | 6.1528 | 0 | 0 | 0 | 0 | 0 | 0 | 11.0329 | 10.7106 | 9.9603 | 114.4464 | 0.012256 | 328.8694 | 0.68154 | 1.3432 | 1.9585 | 0 | 0 | 0 | 0 | 0 | 0 | 1.1033 | 2.1744 | 3.1704 | 0.0062188 | 0.012256 | 0.01787 | 1 | 1 | 1 | 1 | 1 | 1 | 1 | 77.3143 | -49.2347 | 0.36319 | 77.3143 | -49.1437 | 0.36436 | 77.3143 | -48.9582 | 0.36676 | 4719.2205 | 28.1036 | 0 | 0 | 45.4944 | 0.25643 | 4565.5761 | 27.1886 | 0 | 0 | 0.24808 | 4202.158 | 25.0244 | 0 | 0 | 0.22834 | 4719.2205 | 0.50452 | 13486.9547 | 28.1036 | 55.2922 | 80.3166 | 0 | 0 | 0 | 0 | 0 | 0 | 45.4944 | 89.5077 | 130.0175 | 0.25643 | 0.50452 | 0.73285 | 5143.01 | 1867.8747 | 5143.01 | 2532.2719 | 1714.3367 | 4978.2891 | 1813.9084 | 4978.2891 | 2452.0271 | 1659.4297 | 4601.9971 | 1687.8448 | 4601.9971 | 2280.0457 | 1533.999 | 66.5208 | 64.3903 | 59.5233 | 0.063186 | 0.062872 | 0.062559 | 1384.2122 | 8.2432 | 0 | 0 | 13.3441 | 0.075215 | 1339.8785 | 7.9792 | 0 | 0 | 12.9168 | 0.072806 | 1238.6016 | 7.376 | 0 | 0 | 11.9404 | 0.067303 | 13842.1222 | 13398.785 | 12386.0162 | 82.4317 | 79.7915 | 73.7603 | 0 | 0 | 0 | 0 | 0 | 0 | 133.4414 | 129.1675 | 119.4042 | 1384.2122 | 0.14802 | 3962.6923 | 8.2432 | 16.2223 | 23.5984 | 0 | 0 | 0 | 0 | 0 | 0 | 13.3441 | 26.2609 | 38.2013 | 0.075215 | 0.14802 | 0.21532 | 103.0857 | -75.0061 | 0.27239 | 103.0857 | -74.9152 | 0.27327 | 103.0857 | -74.7296 | 0.27507 | 4719.2205 | 28.1036 | 0 | 0 | 45.4944 | 0.25643 | 4565.5761 | 27.1886 | 0 | 0 | 0.24808 | 4202.158 | 25.0244 | 0 | 0 | 0.22834 | 4719.2205 | 0.50452 | 13486.9547 | 28.1036 | 55.2922 | 80.3166 | 0 | 0 | 0 | 0 | 0 | 0 | 45.4944 | 89.5077 | 130.0175 | 0.25643 | 0.50452 | 0.73285 | 18703.104 | 5094.544 | 18703.104 | 6906.6574 | 0 | 18094.1842 | 4944.6496 | 18094.1842 | 6684.1382 | 0 | 16653.894 | 4581.0311 | 16653.894 | 6188.3415 | 0 | 181.4326 | 175.5257 | 161.5539 | 0.17234 | 0.17148 | 0.17063 | 3775.3764 | 22.4829 | 0 | 0 | 36.3955 | 0.20515 | 3652.4609 | 21.7509 | 0 | 0 | 35.2106 | 0.19847 | 3361.7264 | 20.0195 | 0 | 0 | 32.4079 | 0.18267 | 37753.7641 | 36524.6091 | 33617.2641 | 224.8286 | 217.5088 | 200.1952 | 0 | 0 | 0 | 0 | 0 | 0 | 363.9555 | 352.1061 | 324.0786 | 3775.3764 | 0.40361 | 10789.5637 | 22.4829 | 44.2337 | 64.2533 | 0 | 0 | 0 | 0 | 0 | 0 | 36.3955 | 71.6062 | 104.014 | 0.20515 | 0.40361 | 0.58628
| 920 | Business | Lodging | HVAC | Gas | 02-308 | 02-308.07 | HVAC Control | [02-308]_Business_HVAC_Demand Control Ventilation (DCV)_ADD_Gas_per ksf | no DCV | DCV | ENGINEER | 38.0869 | 0.19506 | 0 | 0 | 0.0043478 | 0 | 92.9192 | 10 | 0.476 | 0.25758 | 0.40817 | 0.12932 | 0.20492 | 0.86 | 1 | Additions on Existing | 27.8912 | 0.28368 | 327.5477 | 2.058 | 0 | 0 | 3.3315 | 21.4798 | 15.5461 | 0 | 0 | 6.968 | 0.2058 | 0 | 44.1997 | 34.1854 | 10.0144 | 1.2929 | 21.2686 | 15.7519 | 0 | 0 | 7.1167 | 0.2058 | 0 | 44.3429 | 34.1854 | 10.1576 | 1.2971 | 21.1345 | 15.987 | 0 | 0 | 7.3077 | 0.2058 | 0 | 44.635 | 34.1854 | 10.4496 | 1.3057 | per ksf | 0.98236 | 2816.4368 | 0.005 | 19972.481 | 118.9387 | 0 | 0 | 192.5396 | 1.0853 | 19322.2339 | 115.0664 | 0 | 0 | 1.0499 | 17784.1915 | 105.9072 | 0 | 0 | 0.96636 | 19972.481 | 39294.7149 | 57078.9064 | 118.9387 | 234.0052 | 339.9124 | 0 | 0 | 0 | 0 | 0 | 0 | 192.5396 | 378.8106 | 550.2546 | 1.0853 | 2.1352 | 3.1015 | 19972.481 | 118.9387 | 0 | 0 | 192.5396 | 1.0853 | 19322.2339 | 115.0664 | 0 | 0 | 1.0499 | 17784.1915 | 105.9072 | 0 | 0 | 0.96636 | 19972.481 | 2.1352 | 57078.9064 | 118.9387 | 234.0052 | 339.9124 | 0 | 0 | 0 | 0 | 0 | 0 | 192.5396 | 378.8106 | 550.2546 | 1.0853 | 2.1352 | 3.1015 | 981.0971 | 1268.5027 | 981.0971 | 1689.055 | 1685.6225 | 949.1554 | 1231.1802 | 949.1554 | 1634.3867 | 1630.7434 | 884.0366 | 1154.2649 | 884.0366 | 1531.0467 | 1518.8629 | 28.6993 | 27.765 | 25.8601 | 0.010139 | 0.010089 | 0.010039 | 940.04 | 5.5981 | 0 | 0 | 9.0622 | 0.05108 | 909.435 | 5.4158 | 0 | 0 | 8.7672 | 0.049417 | 847.0413 | 5.0442 | 0 | 0 | 8.1657 | 0.046026 | 9400.4004 | 9094.3501 | 8470.4133 | 55.9806 | 54.158 | 50.4424 | 0 | 0 | 0 | 0 | 0 | 0 | 90.6221 | 87.6717 | 81.6568 | 940.04 | 0.1005 | 2696.5164 | 5.5981 | 11.0139 | 16.0581 | 0 | 0 | 0 | 0 | 0 | 0 | 9.0622 | 17.8294 | 25.9951 | 0.05108 | 0.1005 | 0.14652 | 1 | 1 | 1 | 1 | 1 | 1 | 1 | 69.6894 | -25.4897 | 0.63424 | 69.6894 | -25.3465 | 0.63629 | 69.6894 | -25.0544 | 0.64048 | 19972.481 | 118.9387 | 0 | 0 | 192.5396 | 1.0853 | 19322.2339 | 115.0664 | 0 | 0 | 1.0499 | 17784.1915 | 105.9072 | 0 | 0 | 0.96636 | 19972.481 | 2.1352 | 57078.9064 | 118.9387 | 234.0052 | 339.9124 | 0 | 0 | 0 | 0 | 0 | 0 | 192.5396 | 378.8106 | 550.2546 | 1.0853 | 2.1352 | 3.1015 | 17867.3964 | 11332.1957 | 17867.3964 | 15089.2078 | 5955.7988 | 17285.6849 | 10998.7737 | 17285.6849 | 14600.8277 | 5761.895 | 15960.6503 | 10222.5488 | 15960.6503 | 13559.4524 | 5320.2168 | 256.3861 | 248.0389 | 229.0255 | 0.090579 | 0.090129 | 0.08968 | 8397.8673 | 50.0104 | 0 | 0 | 80.9575 | 0.45632 | 8124.4567 | 48.3822 | 0 | 0 | 78.3217 | 0.44147 | 7501.6762 | 44.6735 | 0 | 0 | 72.318 | 0.40763 | 83978.6729 | 81244.5665 | 75016.7624 | 500.104 | 483.822 | 446.7346 | 0 | 0 | 0 | 0 | 0 | 0 | 809.5749 | 783.2174 | 723.1799 | 8397.8673 | 0.89779 | 24024.0002 | 50.0104 | 98.3926 | 143.0661 | 0 | 0 | 0 | 0 | 0 | 0 | 80.9575 | 159.2792 | 231.5972 | 0.45632 | 0.89779 | 1.3054 | 92.9192 | -48.7195 | 0.47568 | 92.9192 | -48.5763 | 0.47722 | 92.9192 | -48.2842 | 0.48036 | 19972.481 | 118.9387 | 0 | 0 | 192.5396 | 1.0853 | 19322.2339 | 115.0664 | 0 | 0 | 1.0499 | 17784.1915 | 105.9072 | 0 | 0 | 0.96636 | 19972.481 | 2.1352 | 57078.9064 | 118.9387 | 234.0052 | 339.9124 | 0 | 0 | 0 | 0 | 0 | 0 | 192.5396 | 378.8106 | 550.2546 | 1.0853 | 2.1352 | 3.1015 | 45326.5857 | 21560.9088 | 45326.5857 | 28709.0905 | 0 | 43850.8812 | 20926.5321 | 43850.8812 | 27779.8868 | 0 | 40360.3678 | 19387.6418 | 40360.3678 | 25716.2682 | 0 | 487.8064 | 471.9248 | 434.3598 | 0.17234 | 0.17148 | 0.17063 | 15977.9848 | 95.151 | 0 | 0 | 154.0317 | 0.86821 | 15457.7871 | 92.0531 | 0 | 0 | 149.0168 | 0.83994 | 14227.3532 | 84.7258 | 0 | 0 | 137.1551 | 0.77308 | 159779.8481 | 154577.8714 | 142273.5317 | 951.5099 | 920.5315 | 847.2575 | 0 | 0 | 0 | 0 | 0 | 0 | 1540.3166 | 1490.1683 | 1371.5515 | 15977.9848 | 1.7082 | 45663.1251 | 95.151 | 187.2041 | 271.9299 | 0 | 0 | 0 | 0 | 0 | 0 | 154.0317 | 303.0485 | 440.2036 | 0.86821 | 1.7082 | 2.4812
| 921 | Business | Other Commercial | HVAC | Gas | 02-308 | 02-308.08 | HVAC Control | [02-308]_Business_HVAC_Demand Control Ventilation (DCV)_ADD_Gas_per ksf | no DCV | DCV | ENGINEER | 62.6339 | 0.32077 | 0 | 0 | 0.00715 | 0 | 250.5013 | 10 | 0.476 | 0.25758 | 0.40817 | 0.12932 | 0.20492 | 0.86 | 1 | Additions on Existing | 45.7234 | 0.46505 | 538.6518 | 3.3843 | 0 | 0 | 5.4786 | 35.3235 | 25.5655 | 0 | 0 | 11.4589 | 0.33843 | 0 | 72.6864 | 92.1605 | -19.4741 | 0.78869 | 34.9762 | 25.9039 | 0 | 0 | 11.7033 | 0.33843 | 0 | 72.9219 | 92.1605 | -19.2386 | 0.79125 | 34.7556 | 26.2907 | 0 | 0 | 12.0175 | 0.33843 | 0 | 73.4022 | 92.1605 | -18.7583 | 0.79646 | per ksf | 0.096131 | 365.2965 | 0.005 | 4260.0143 | 25.3689 | 0 | 0 | 41.0676 | 0.23148 | 4121.3203 | 24.543 | 0 | 0 | 0.22394 | 3793.2648 | 22.5894 | 0 | 0 | 0.20612 | 4260.0143 | 8381.3346 | 12174.5994 | 25.3689 | 49.9119 | 72.5013 | 0 | 0 | 0 | 0 | 0 | 0 | 41.0676 | 80.7981 | 117.3661 | 0.23148 | 0.45542 | 0.66154 | 4260.0143 | 25.3689 | 0 | 0 | 41.0676 | 0.23148 | 4121.3203 | 24.543 | 0 | 0 | 0.22394 | 3793.2648 | 22.5894 | 0 | 0 | 0.20612 | 4260.0143 | 0.45542 | 12174.5994 | 25.3689 | 49.9119 | 72.5013 | 0 | 0 | 0 | 0 | 0 | 0 | 41.0676 | 80.7981 | 117.3661 | 0.23148 | 0.45542 | 0.66154 | 121.0745 | 95.4907 | 121.0745 | 128.5054 | 208.018 | 117.1326 | 92.6811 | 117.1326 | 124.354 | 201.2455 | 109.4166 | 87.146 | 109.4166 | 116.8405 | 187.9885 | 1.3137 | 1.271 | 1.1872 | 0.0035785 | 0.0035607 | 0.0035429 | 70.7646 | 0.42141 | 0 | 0 | 0.68219 | 0.0038452 | 68.4607 | 0.40769 | 0 | 0 | 0.65998 | 0.00372 | 63.9509 | 0.38084 | 0 | 0 | 0.6165 | 0.003475 | 707.646 | 684.6071 | 639.5087 | 4.2141 | 4.0769 | 3.8084 | 0 | 0 | 0 | 0 | 0 | 0 | 6.8219 | 6.5998 | 6.165 | 70.7646 | 0.0075652 | 203.1762 | 0.42141 | 0.8291 | 1.2099 | 0 | 0 | 0 | 0 | 0 | 0 | 0.68219 | 1.3422 | 1.9587 | 0.0038452 | 0.0075652 | 0.01104 | 1 | 1 | 1 | 1 | 1 | 1 | 1 | 187.876 | -115.1896 | 0.38689 | 187.876 | -114.9541 | 0.38814 | 187.876 | -114.4738 | 0.39069 | 4260.0143 | 25.3689 | 0 | 0 | 41.0676 | 0.23148 | 4121.3203 | 24.543 | 0 | 0 | 0.22394 | 3793.2648 | 22.5894 | 0 | 0 | 0.20612 | 4260.0143 | 0.45542 | 12174.5994 | 25.3689 | 49.9119 | 72.5013 | 0 | 0 | 0 | 0 | 0 | 0 | 41.0676 | 80.7981 | 117.3661 | 0.23148 | 0.45542 | 0.66154 | 4555.6054 | 1762.4954 | 4555.6054 | 2371.8555 | 1518.5351 | 4407.2878 | 1710.6383 | 4407.2878 | 2295.2317 | 1469.0959 | 4074.5509 | 1591.9062 | 4074.5509 | 2134.34 | 1358.1836 | 24.2479 | 23.4585 | 21.6875 | 0.066049 | 0.06572 | 0.065393 | 1306.1196 | 7.7781 | 0 | 0 | 12.5913 | 0.070972 | 1263.596 | 7.5249 | 0 | 0 | 12.1814 | 0.068661 | 1168.1984 | 6.9568 | 0 | 0 | 11.2617 | 0.063477 | 13061.1957 | 12635.9603 | 11681.9836 | 77.7811 | 75.2488 | 69.5677 | 0 | 0 | 0 | 0 | 0 | 0 | 125.9131 | 121.8137 | 112.6172 | 1306.1196 | 0.13963 | 3737.914 | 7.7781 | 15.303 | 22.2598 | 0 | 0 | 0 | 0 | 0 | 0 | 12.5913 | 24.7727 | 36.0344 | 0.070972 | 0.13963 | 0.20311 | 250.5013 | -177.8149 | 0.29016 | 250.5013 | -177.5794 | 0.2911 | 250.5013 | -177.0991 | 0.29302 | 4260.0143 | 25.3689 | 0 | 0 | 41.0676 | 0.23148 | 4121.3203 | 24.543 | 0 | 0 | 0.22394 | 3793.2648 | 22.5894 | 0 | 0 | 0.20612 | 4260.0143 | 0.45542 | 12174.5994 | 25.3689 | 49.9119 | 72.5013 | 0 | 0 | 0 | 0 | 0 | 0 | 41.0676 | 80.7981 | 117.3661 | 0.23148 | 0.45542 | 0.66154 | 15849.0391 | 4598.8167 | 15849.0391 | 6188.7983 | 0 | 15333.0396 | 4463.5078 | 15333.0396 | 5988.8667 | 0 | 14112.5354 | 4135.2715 | 14112.5354 | 5544.344 | 0 | 63.2693 | 61.2094 | 56.3372 | 0.17234 | 0.17148 | 0.17063 | 3408.0114 | 20.2952 | 0 | 0 | 32.8541 | 0.18518 | 3297.0563 | 19.6344 | 0 | 0 | 31.7844 | 0.17916 | 3034.6118 | 18.0715 | 0 | 0 | 29.2544 | 0.16489 | 34080.1141 | 32970.5627 | 30346.1184 | 202.9515 | 196.344 | 180.7151 | 0 | 0 | 0 | 0 | 0 | 0 | 328.5406 | 317.8443 | 292.544 | 3408.0114 | 0.36434 | 9739.6795 | 20.2952 | 39.9296 | 58.0011 | 0 | 0 | 0 | 0 | 0 | 0 | 32.8541 | 64.6385 | 93.8929 | 0.18518 | 0.36434 | 0.52923
| 922 | Business | Food Sales | HVAC | Gas | 02-308 | 02-308.09 | HVAC Control | [02-308]_Business_HVAC_Demand Control Ventilation (DCV)_ADD_Gas_per ksf | no DCV | DCV | ENGINEER | 77.7859 | 0.39837 | 0 | 0 | 0.0088797 | 0 | 218.9968 | 10 | 0.476 | 0.25758 | 0.40817 | 0.12932 | 0.20492 | 0.86 | 1 | Additions on Existing | 32.1866 | 0.32737 | 668.9591 | 4.2031 | 0 | 0 | 6.804 | 43.8688 | 31.7502 | 0 | 0 | 14.231 | 0.42031 | 0 | 90.2702 | 80.5698 | 9.7004 | 1.1204 | 43.4374 | 32.1705 | 0 | 0 | 14.5345 | 0.42031 | 0 | 90.5627 | 80.5698 | 9.9929 | 1.124 | 43.1635 | 32.6508 | 0 | 0 | 14.9246 | 0.42031 | 0 | 91.1592 | 80.5698 | 10.5894 | 1.1314 | per ksf | 0.26438 | 474.8211 | 0.005 | 6876.8102 | 40.9523 | 0 | 0 | 66.2941 | 0.37367 | 6652.9209 | 39.619 | 0 | 0 | 0.36151 | 6123.3509 | 36.4654 | 0 | 0 | 0.33273 | 6876.8102 | 13529.7311 | 19653.0821 | 40.9523 | 80.5713 | 117.0367 | 0 | 0 | 0 | 0 | 0 | 0 | 66.2941 | 130.4299 | 189.4605 | 0.37367 | 0.73518 | 1.0679 | 6876.8102 | 40.9523 | 0 | 0 | 66.2941 | 0.37367 | 6652.9209 | 39.619 | 0 | 0 | 0.36151 | 6123.3509 | 36.4654 | 0 | 0 | 0.33273 | 6876.8102 | 0.73518 | 19653.0821 | 40.9523 | 80.5713 | 117.0367 | 0 | 0 | 0 | 0 | 0 | 0 | 66.2941 | 130.4299 | 189.4605 | 0.37367 | 0.73518 | 1.0679 | 71.4575 | 80.0609 | 71.4575 | 106.591 | 122.7712 | 69.1311 | 77.7053 | 69.1311 | 103.1434 | 118.7741 | 64.5149 | 72.9941 | 64.5149 | 96.8144 | 110.843 | 0.8869 | 0.85803 | 0.80073 | 0.0018586 | 0.0018493 | 0.0018401 | 59.3301 | 0.35332 | 0 | 0 | 0.57196 | 0.0032239 | 57.3985 | 0.34182 | 0 | 0 | 0.55334 | 0.0031189 | 53.5657 | 0.31899 | 0 | 0 | 0.51639 | 0.0029106 | 593.3013 | 573.9851 | 535.6573 | 3.5332 | 3.4182 | 3.1899 | 0 | 0 | 0 | 0 | 0 | 0 | 5.7196 | 5.5334 | 5.1639 | 59.3301 | 0.0063428 | 170.2944 | 0.35332 | 0.69513 | 1.0141 | 0 | 0 | 0 | 0 | 0 | 0 | 0.57196 | 1.1253 | 1.6417 | 0.0032239 | 0.0063428 | 0.0092534 | 1 | 1 | 1 | 1 | 1 | 1 | 1 | 164.2476 | -73.9773 | 0.5496 | 164.2476 | -73.6848 | 0.55138 | 164.2476 | -73.0884 | 0.55501 | 6876.8102 | 40.9523 | 0 | 0 | 66.2941 | 0.37367 | 6652.9209 | 39.619 | 0 | 0 | 0.36151 | 6123.3509 | 36.4654 | 0 | 0 | 0.33273 | 6876.8102 | 0.73518 | 19653.0821 | 40.9523 | 80.5713 | 117.0367 | 0 | 0 | 0 | 0 | 0 | 0 | 66.2941 | 130.4299 | 189.4605 | 0.37367 | 0.73518 | 1.0679 | 4131.1153 | 2270.4554 | 4131.1153 | 3022.8253 | 1377.0384 | 3998.4752 | 2204.6768 | 3998.4752 | 2926.413 | 1332.8251 | 3700.6621 | 2053.9076 | 3700.6621 | 2724.1625 | 1233.554 | 25.1518 | 24.3442 | 22.531 | 0.052707 | 0.052445 | 0.052184 | 1682.5497 | 10.0198 | 0 | 0 | 16.2202 | 0.091426 | 1628.5271 | 9.6981 | 0 | 0 | 15.6994 | 0.088491 | 1507.2317 | 8.9758 | 0 | 0 | 14.5301 | 0.0819 | 16825.4974 | 16285.2711 | 15072.3173 | 100.198 | 96.9809 | 89.7576 | 0 | 0 | 0 | 0 | 0 | 0 | 162.2019 | 156.994 | 145.3008 | 1682.5497 | 0.17992 | 4818.3086 | 10.0198 | 19.7179 | 28.6937 | 0 | 0 | 0 | 0 | 0 | 0 | 16.2202 | 31.9196 | 46.4497 | 0.091426 | 0.17992 | 0.26182 | 218.9968 | -128.7265 | 0.4122 | 218.9968 | -128.434 | 0.41353 | 218.9968 | -127.8376 | 0.41626 | 6876.8102 | 40.9523 | 0 | 0 | 66.2941 | 0.37367 | 6652.9209 | 39.619 | 0 | 0 | 0.36151 | 6123.3509 | 36.4654 | 0 | 0 | 0.33273 | 6876.8102 | 0.73518 | 19653.0821 | 40.9523 | 80.5713 | 117.0367 | 0 | 0 | 0 | 0 | 0 | 0 | 66.2941 | 130.4299 | 189.4605 | 0.37367 | 0.73518 | 1.0679 | 16884.4318 | 6959.7456 | 16884.4318 | 9266.0246 | 0 | 16334.7228 | 6754.9722 | 16334.7228 | 8966.3202 | 0 | 15034.4851 | 6258.2266 | 15034.4851 | 8300.4836 | 0 | 77.099 | 74.5889 | 68.6516 | 0.16157 | 0.16076 | 0.15996 | 5157.6077 | 30.7142 | 0 | 0 | 49.7206 | 0.28025 | 4989.6907 | 29.7143 | 0 | 0 | 48.1018 | 0.27113 | 4592.5132 | 27.349 | 0 | 0 | 44.2729 | 0.24955 | 51576.0768 | 49896.9067 | 45925.1319 | 307.1423 | 297.1426 | 273.4902 | 0 | 0 | 0 | 0 | 0 | 0 | 497.2059 | 481.0183 | 442.7295 | 5157.6077 | 0.55138 | 14739.8115 | 30.7142 | 60.4285 | 87.7775 | 0 | 0 | 0 | 0 | 0 | 0 | 49.7206 | 97.8224 | 142.0954 | 0.28025 | 0.55138 | 0.80093
| 923 | Business | Manufacturing/Industrial | HVAC | Gas | 02-308 | 02-308.10 | HVAC Control | [02-308]_Business_HVAC_Demand Control Ventilation (DCV)_ADD_Gas_per ksf | no DCV | DCV | ENGINEER | 90.5847 | 0.46392 | 0 | 0 | 0.010341 | 0 | 57.4942 | 10 | 0.476 | 0.25758 | 0.40817 | 0.12932 | 0.20492 | 0.86 | 1 | Additions on Existing | 7.2562 | 0.073802 | 779.0282 | 4.8946 | 0 | 0 | 7.9235 | 51.0868 | 36.9743 | 0 | 0 | 16.5726 | 0.48946 | 0 | 105.1231 | 24.2358 | 80.8874 | 4.3375 | 50.5845 | 37.4637 | 0 | 0 | 16.926 | 0.48946 | 0 | 105.4637 | 24.2358 | 81.228 | 4.3516 | 50.2655 | 38.023 | 0 | 0 | 17.3803 | 0.48946 | 0 | 106.1583 | 24.2358 | 81.9226 | 4.3802 | per ksf | 1.3528 | 5604.7448 | 0.005 | 94529.3126 | 562.9344 | 0 | 0 | 911.2856 | 5.1365 | 91451.7074 | 544.6069 | 0 | 0 | 4.9693 | 84172.1863 | 501.2564 | 0 | 0 | 4.5737 | 94529.3126 | 185981.02 | 270153.2063 | 562.9344 | 1107.5413 | 1608.7977 | 0 | 0 | 0 | 0 | 0 | 0 | 911.2856 | 1792.9023 | 2604.3427 | 5.1365 | 10.1058 | 14.6796 | 94529.3126 | 562.9344 | 0 | 0 | 911.2856 | 5.1365 | 91451.7074 | 544.6069 | 0 | 0 | 4.9693 | 84172.1863 | 501.2564 | 0 | 0 | 4.5737 | 94529.3126 | 10.1058 | 270153.2063 | 562.9344 | 1107.5413 | 1608.7977 | 0 | 0 | 0 | 0 | 0 | 0 | 911.2856 | 1792.9023 | 2604.3427 | 5.1365 | 10.1058 | 14.6796 | 10972.6848 | 47594.2426 | 10972.6848 | 65183.4841 | 15057.6697 | 10618.6749 | 46207.9521 | 10618.6749 | 63110.6013 | 14571.8665 | 9811.919 | 42978.5032 | 9811.919 | 58661.7397 | 13464.7662 | 452.7476 | 438.1407 | 404.8529 | 0.080377 | 0.079978 | 0.07958 | 35270.3169 | 210.0394 | 0 | 0 | 340.0144 | 1.9165 | 34132.3964 | 203.2629 | 0 | 0 | 329.0446 | 1.8547 | 31539.181 | 187.82 | 0 | 0 | 304.0454 | 1.7138 | 352703.1686 | 341323.9637 | 315391.8103 | 2100.3936 | 2032.6289 | 1878.1996 | 0 | 0 | 0 | 0 | 0 | 0 | 3400.1444 | 3290.4461 | 3040.4539 | 35270.3169 | 3.7712 | 100941.8943 | 210.0394 | 413.3023 | 601.1222 | 0 | 0 | 0 | 0 | 0 | 0 | 340.0144 | 669.0591 | 973.1044 | 1.9165 | 3.7712 | 5.485 | 1 | 1 | 1 | 1 | 1 | 1 | 1 | 43.1206 | 62.0025 | 2.4379 | 43.1206 | 62.3431 | 2.4458 | 43.1206 | 63.0377 | 2.4619 | 94529.3126 | 562.9344 | 0 | 0 | 911.2856 | 5.1365 | 91451.7074 | 544.6069 | 0 | 0 | 4.9693 | 84172.1863 | 501.2564 | 0 | 0 | 4.5737 | 94529.3126 | 10.1058 | 270153.2063 | 562.9344 | 1107.5413 | 1608.7977 | 0 | 0 | 0 | 0 | 0 | 0 | 911.2856 | 1792.9023 | 2604.3427 | 5.1365 | 10.1058 | 14.6796 | 34679.9785 | 84545.772 | 34679.9785 | 115791.0638 | 11559.9928 | 33553.2648 | 82064.0111 | 33553.2648 | 112082.6362 | 11184.4216 | 30914.9473 | 76109.2426 | 30914.9473 | 103882.1793 | 10304.9824 | 804.2548 | 778.1254 | 716.9409 | 0.14278 | 0.14207 | 0.14136 | 62653.7162 | 373.1111 | 0 | 0 | 603.9971 | 3.4045 | 60618.167 | 360.9891 | 0 | 0 | 584.3739 | 3.2939 | 55851.7166 | 332.6043 | 0 | 0 | 538.4241 | 3.0349 | 626537.1617 | 606181.6697 | 558517.1659 | 3731.1109 | 3609.8913 | 3326.0429 | 0 | 0 | 0 | 0 | 0 | 0 | 6039.9708 | 5843.7389 | 5384.2415 | 62653.7162 | 6.6983 | 179123.5997 | 373.1111 | 734.1002 | 1066.7045 | 0 | 0 | 0 | 0 | 0 | 0 | 603.9971 | 1188.371 | 1726.7951 | 3.4045 | 6.6983 | 9.7332 | 57.4942 | 47.6289 | 1.8284 | 57.4942 | 47.9695 | 1.8343 | 57.4942 | 48.6641 | 1.8464 | 94529.3126 | 562.9344 | 0 | 0 | 911.2856 | 5.1365 | 91451.7074 | 544.6069 | 0 | 0 | 4.9693 | 84172.1863 | 501.2564 | 0 | 0 | 4.5737 | 94529.3126 | 10.1058 | 270153.2063 | 562.9344 | 1107.5413 | 1608.7977 | 0 | 0 | 0 | 0 | 0 | 0 | 911.2856 | 1792.9023 | 2604.3427 | 5.1365 | 10.1058 | 14.6796 | 55811.9514 | 102047.3063 | 55811.9514 | 139760.5803 | 0 | 53994.8733 | 99044.8152 | 53994.8733 | 135274.9378 | 0 | 49696.9019 | 91761.2814 | 49696.9019 | 125245.7856 | 0 | 970.7408 | 939.1363 | 864.3814 | 0.17234 | 0.17148 | 0.17063 | 75623.4501 | 450.3476 | 0 | 0 | 729.0285 | 4.1092 | 73161.3659 | 435.6855 | 0 | 0 | 705.2934 | 3.9754 | 67337.7491 | 401.0051 | 0 | 0 | 649.1523 | 3.659 | 756234.5006 | 731613.6593 | 673377.4905 | 4503.4755 | 4356.8552 | 4010.0512 | 0 | 0 | 0 | 0 | 0 | 0 | 7290.2847 | 7052.9338 | 6491.523 | 75623.4501 | 8.0847 | 216122.565 | 450.3476 | 886.0331 | 1287.0382 | 0 | 0 | 0 | 0 | 0 | 0 | 729.0285 | 1434.3219 | 2083.4742 | 4.1092 | 8.0847 | 11.7436
| 924 | Business | Office | HVAC | Electric | 02-322 | 02-322.01 | Misc Heating | [02-322]_Business_HVAC_Destratification Fan - High Efficiency_ADD_Electric_per sqft | HVLS fans with VSD | No Destratification fans | ENGINEER | 2.2636 | 0 | 0 | 0 | 0 | 0 | 1.09 | 10 | 0.444 | 0.068 | 0.07 | 0.404 | 0.458 | 1 | 1 | Additions on Existing | 12.3852 | 0.048153 | 22.6359 | 0 | 0 | 0 | 0.088009 | 1.3119 | 0 | 0 | 0 | 0 | 0 | 0 | 1.3119 | 0.45598 | 0.85592 | 2.8771 | 1.2946 | 0 | 0 | 0 | 0 | 0 | 0 | 1.2946 | 0.45598 | 0.83863 | 2.8392 | 1.2851 | 0 | 0 | 0 | 0 | 0 | 0 | 1.2851 | 0.45598 | 0.82907 | 2.8182 | per sqft | 26.6924 | 655831.6673 | 0.005 | 321401.9887 | 0 | 0 | 0 | 1184.4025 | 0 | 310938.0555 | 0 | 0 | 0 | 0 | 286187.5046 | 0 | 0 | 0 | 0 | 321401.9887 | 632340.0442 | 918527.5488 | 0 | 0 | 0 | 0 | 0 | 0 | 0 | 0 | 0 | 1184.4025 | 2330.2442 | 3384.8773 | 0 | 0 | 0 | 321401.9887 | 0 | 0 | 0 | 1184.4025 | 0 | 310938.0555 | 0 | 0 | 0 | 0 | 286187.5046 | 0 | 0 | 0 | 0 | 321401.9887 | 0 | 918527.5488 | 0 | 0 | 0 | 0 | 0 | 0 | 0 | 0 | 0 | 1184.4025 | 2330.2442 | 3384.8773 | 0 | 0 | 0 | 15864.8301 | 45644.2354 | 15864.8301 | 104710.8392 | 22058.9477 | 15292.455 | 43417.7589 | 15292.455 | 100570.5297 | 21263.0998 | 14117.5342 | 39785.9281 | 14117.5342 | 93126.5534 | 19629.4538 | 34792.4567 | 33537.2062 | 30960.5395 | 0.052787 | 0.052524 | 0.052263 | 78756.0262 | 0 | 0 | 0 | 290.2248 | 0 | 75914.6475 | 0 | 0 | 0 | 279.754 | 0 | 70082.118 | 0 | 0 | 0 | 258.2605 | 0 | 787560.2619 | 759146.4755 | 700821.1801 | 0 | 0 | 0 | 0 | 0 | 0 | 0 | 0 | 0 | 2902.2482 | 2797.5402 | 2582.6049 | 78756.0262 | 0 | 224752.7918 | 0 | 0 | 0 | 0 | 0 | 0 | 0 | 0 | 0 | 290.2248 | 569.9788 | 828.2393 | 0 | 0 | 0 | 1 | 1 | 1 | 1 | 1 | 1 | 1 | 0.8175 | 0.4944 | 1.6048 | 0.8175 | 0.47711 | 1.5836 | 0.8175 | 0.46755 | 1.5719 | 321401.9887 | 0 | 0 | 0 | 1184.4025 | 0 | 310938.0555 | 0 | 0 | 0 | 0 | 286187.5046 | 0 | 0 | 0 | 0 | 321401.9887 | 0 | 918527.5488 | 0 | 0 | 0 | 0 | 0 | 0 | 0 | 0 | 0 | 1184.4025 | 2330.2442 | 3384.8773 | 0 | 0 | 0 | 68438.49 | 109828.1071 | 68438.49 | 251952.8077 | 22812.83 | 66155.1312 | 104765.0191 | 66155.1312 | 242671.9785 | 22051.7104 | 60932.2151 | 95781.1792 | 60932.2151 | 224194.1188 | 20310.7384 | 83716.8073 | 80923.7079 | 74534.8197 | 0.12701 | 0.12638 | 0.12575 | 189500.9349 | 0 | 0 | 0 | 698.3323 | 0 | 183178.4894 | 0 | 0 | 0 | 675.0333 | 0 | 168716.6348 | 0 | 0 | 0 | 621.7398 | 0 | 1895009.3489 | 1831784.8943 | 1687166.3477 | 0 | 0 | 0 | 0 | 0 | 0 | 0 | 0 | 0 | 6983.3226 | 6750.3334 | 6217.3978 | 189500.9349 | 0 | 541396.0591 | 0 | 0 | 0 | 0 | 0 | 0 | 0 | 0 | 0 | 698.3323 | 1373.3656 | 1995.1054 | 0 | 0 | 0 | 1.09 | 0.2219 | 1.2036 | 1.09 | 0.20461 | 1.1877 | 1.09 | 0.19505 | 1.1789 | 321401.9887 | 0 | 0 | 0 | 1184.4025 | 0 | 310938.0555 | 0 | 0 | 0 | 0 | 286187.5046 | 0 | 0 | 0 | 0 | 321401.9887 | 0 | 918527.5488 | 0 | 0 | 0 | 0 | 0 | 0 | 0 | 0 | 0 | 1184.4025 | 2330.2442 | 3384.8773 | 0 | 0 | 0 | 116074.7139 | 139705.0049 | 116074.7139 | 320492.3508 | 0 | 112295.6518 | 133375.7777 | 112295.6518 | 308944.3799 | 0 | 103356.9607 | 121852.4333 | 103356.9607 | 285218.8619 | 0 | 106490.5632 | 103023.5338 | 94822.8997 | 0.16157 | 0.16076 | 0.15996 | 241051.4915 | 0 | 0 | 0 | 888.3019 | 0 | 233203.5416 | 0 | 0 | 0 | 859.3813 | 0 | 214640.6285 | 0 | 0 | 0 | 790.9749 | 0 | 2410514.9155 | 2332035.4159 | 2146406.2845 | 0 | 0 | 0 | 0 | 0 | 0 | 0 | 0 | 0 | 8883.0186 | 8593.8129 | 7909.7486 | 241051.4915 | 0 | 688895.6616 | 0 | 0 | 0 | 0 | 0 | 0 | 0 | 0 | 0 | 888.3019 | 1747.6831 | 2538.658 | 0 | 0 | 0
| 925 | Business | Retail | HVAC | Electric | 02-322 | 02-322.02 | Misc Heating | [02-322]_Business_HVAC_Destratification Fan - High Efficiency_ADD_Electric_per sqft | HVLS fans with VSD | No Destratification fans | ENGINEER | 1.5135 | 0 | 0 | 0 | 0 | 0 | 1.09 | 10 | 0.444 | 0.068 | 0.07 | 0.404 | 0.458 | 1 | 1 | Additions on Existing | 18.5238 | 0.07202 | 15.1346 | 0 | 0 | 0 | 0.058843 | 0.87715 | 0 | 0 | 0 | 0 | 0 | 0 | 0.87715 | 0.45598 | 0.42116 | 1.9236 | 0.86559 | 0 | 0 | 0 | 0 | 0 | 0 | 0.86559 | 0.45598 | 0.40961 | 1.8983 | 0.8592 | 0 | 0 | 0 | 0 | 0 | 0 | 0.8592 | 0.45598 | 0.40321 | 1.8843 | per sqft | 123.7845 | 1060709.5027 | 0.005 | 347556.1769 | 0 | 0 | 0 | 1280.7836 | 0 | 336240.7378 | 0 | 0 | 0 | 0 | 309476.1031 | 0 | 0 | 0 | 0 | 347556.1769 | 683796.9148 | 993273.0178 | 0 | 0 | 0 | 0 | 0 | 0 | 0 | 0 | 0 | 1280.7836 | 2519.8686 | 3660.3228 | 0 | 0 | 0 | 347556.1769 | 0 | 0 | 0 | 1280.7836 | 0 | 336240.7378 | 0 | 0 | 0 | 0 | 309476.1031 | 0 | 0 | 0 | 0 | 347556.1769 | 0 | 993273.0178 | 0 | 0 | 0 | 0 | 0 | 0 | 0 | 0 | 0 | 1280.7836 | 2519.8686 | 3660.3228 | 0 | 0 | 0 | 7207.8627 | 13865.3039 | 7207.8627 | 31851.3162 | 10022.034 | 6928.5649 | 13152.4258 | 6928.5649 | 30507.139 | 9633.6898 | 6410.6584 | 12079.4082 | 6410.6584 | 28312.7452 | 8913.5767 | 15807.2447 | 15194.7291 | 14058.9313 | 0.014828 | 0.014755 | 0.014681 | 23923.6396 | 0 | 0 | 0 | 88.1613 | 0 | 22996.6214 | 0 | 0 | 0 | 84.7451 | 0 | 21277.6364 | 0 | 0 | 0 | 78.4105 | 0 | 239236.3963 | 229966.2145 | 212776.3635 | 0 | 0 | 0 | 0 | 0 | 0 | 0 | 0 | 0 | 881.613 | 847.4514 | 784.1048 | 23923.6396 | 0 | 68197.8974 | 0 | 0 | 0 | 0 | 0 | 0 | 0 | 0 | 0 | 88.1613 | 172.9064 | 251.3169 | 0 | 0 | 0 | 1 | 1 | 1 | 1 | 1 | 1 | 1 | 0.8175 | 0.059649 | 1.073 | 0.8175 | 0.048091 | 1.0588 | 0.8175 | 0.041698 | 1.051 | 347556.1769 | 0 | 0 | 0 | 1280.7836 | 0 | 336240.7378 | 0 | 0 | 0 | 0 | 309476.1031 | 0 | 0 | 0 | 0 | 347556.1769 | 0 | 993273.0178 | 0 | 0 | 0 | 0 | 0 | 0 | 0 | 0 | 0 | 1280.7836 | 2519.8686 | 3660.3228 | 0 | 0 | 0 | 73626.2306 | 78998.3502 | 73626.2306 | 181474.6684 | 24542.0769 | 71082.6996 | 75264.3039 | 71082.6996 | 174576.053 | 23694.2332 | 65538.6581 | 68881.5852 | 65538.6581 | 161450.5228 | 21846.2194 | 90062.6674 | 86951.3145 | 80169.6123 | 0.084486 | 0.084065 | 0.083647 | 136306.2845 | 0 | 0 | 0 | 502.304 | 0 | 131597.375 | 0 | 0 | 0 | 484.9511 | 0 | 121333.537 | 0 | 0 | 0 | 447.1277 | 0 | 1363062.8447 | 1315973.75 | 1213335.3702 | 0 | 0 | 0 | 0 | 0 | 0 | 0 | 0 | 0 | 5023.0399 | 4849.5113 | 4471.2773 | 136306.2845 | 0 | 389237.1965 | 0 | 0 | 0 | 0 | 0 | 0 | 0 | 0 | 0 | 502.304 | 987.2551 | 1434.3829 | 0 | 0 | 0 | 1.09 | -0.21285 | 0.80472 | 1.09 | -0.22441 | 0.79412 | 1.09 | -0.2308 | 0.78826 | 347556.1769 | 0 | 0 | 0 | 1280.7836 | 0 | 336240.7378 | 0 | 0 | 0 | 0 | 309476.1031 | 0 | 0 | 0 | 0 | 347556.1769 | 0 | 993273.0178 | 0 | 0 | 0 | 0 | 0 | 0 | 0 | 0 | 0 | 1280.7836 | 2519.8686 | 3660.3228 | 0 | 0 | 0 | 175217.9016 | 141001.9742 | 175217.9016 | 323909.1253 | 0 | 169513.3058 | 134613.9887 | 169513.3058 | 312238.0413 | 0 | 156020.1112 | 122983.666 | 156020.1112 | 288259.5852 | 0 | 160750.3684 | 155516.7943 | 143137.7167 | 0.1508 | 0.15005 | 0.1493 | 243289.3239 | 0 | 0 | 0 | 896.5485 | 0 | 235368.5165 | 0 | 0 | 0 | 867.3595 | 0 | 216633.2721 | 0 | 0 | 0 | 798.318 | 0 | 2432893.2386 | 2353685.1646 | 2166332.7215 | 0 | 0 | 0 | 0 | 0 | 0 | 0 | 0 | 0 | 8965.4853 | 8673.5946 | 7983.1798 | 243289.3239 | 0 | 695291.1125 | 0 | 0 | 0 | 0 | 0 | 0 | 0 | 0 | 0 | 896.5485 | 1763.908 | 2562.226 | 0 | 0 | 0
| 926 | Business | Food Service | HVAC | Electric | 02-322 | 02-322.03 | Misc Heating | [02-322]_Business_HVAC_Destratification Fan - High Efficiency_ADD_Electric_per sqft | HVLS fans with VSD | No Destratification fans | ENGINEER | 1.3312 | 0 | 0 | 0 | 0 | 0 | 1.09 | 10 | 0.444 | 0.068 | 0.07 | 0.404 | 0.458 | 1 | 1 | Additions on Existing | 21.0597 | 0.08188 | 13.3122 | 0 | 0 | 0 | 0.051758 | 0.77153 | 0 | 0 | 0 | 0 | 0 | 0 | 0.92583 | 0.45598 | 0.46985 | 2.0304 | 0.76136 | 0 | 0 | 0 | 0 | 0 | 0 | 0.91363 | 0.45598 | 0.45765 | 2.0036 | 0.75574 | 0 | 0 | 0 | 0 | 0 | 0 | 0.90689 | 0.45598 | 0.4509 | 1.9889 | per sqft | 3.438 | 5511.0582 | 0.005 | 1588.3328 | 0 | 0 | 0 | 5.8532 | 0 | 1536.6212 | 0 | 0 | 0 | 0 | 1414.3067 | 0 | 0 | 0 | 0 | 1588.3328 | 3124.954 | 4539.2607 | 0 | 0 | 0 | 0 | 0 | 0 | 0 | 0 | 0 | 5.8532 | 11.5158 | 16.7277 | 0 | 0 | 0 | 1588.3328 | 0 | 0 | 0 | 5.8532 | 0 | 1536.6212 | 0 | 0 | 0 | 0 | 1414.3067 | 0 | 0 | 0 | 0 | 1588.3328 | 0 | 4539.2607 | 0 | 0 | 0 | 0 | 0 | 0 | 0 | 0 | 0 | 5.8532 | 11.5158 | 16.7277 | 0 | 0 | 0 | 41.7075 | 84.6831 | 41.7075 | 195.5055 | 57.9915 | 40.0909 | 80.3282 | 40.0909 | 187.2526 | 55.7437 | 37.0981 | 73.7827 | 37.0981 | 173.8021 | 51.5824 | 91.467 | 87.9216 | 81.3583 | 0.016514 | 0.016432 | 0.016351 | 121.7624 | 0 | 0 | 0 | 0.44871 | 0 | 117.0428 | 0 | 0 | 0 | 0.43132 | 0 | 108.3056 | 0 | 0 | 0 | 0.39912 | 0 | 1217.6244 | 1170.4283 | 1083.0557 | 0 | 0 | 0 | 0 | 0 | 0 | 0 | 0 | 0 | 4.4871 | 4.3132 | 3.9912 | 121.7624 | 0 | 347.1108 | 0 | 0 | 0 | 0 | 0 | 0 | 0 | 0 | 0 | 0.44871 | 0.88002 | 1.2791 | 0 | 0 | 0 | 1 | 1 | 1 | 1 | 1 | 1 | 1 | 0.8175 | 0.10833 | 1.1325 | 0.8175 | 0.096134 | 1.1176 | 0.8175 | 0.089386 | 1.1093 | 1588.3328 | 0 | 0 | 0 | 5.8532 | 0 | 1536.6212 | 0 | 0 | 0 | 0 | 1414.3067 | 0 | 0 | 0 | 0 | 1588.3328 | 0 | 4539.2607 | 0 | 0 | 0 | 0 | 0 | 0 | 0 | 0 | 0 | 5.8532 | 11.5158 | 16.7277 | 0 | 0 | 0 | 395.5625 | 447.9812 | 395.5625 | 1034.242 | 131.8542 | 381.9301 | 426.843 | 381.9301 | 995.0117 | 127.31 | 352.099 | 390.5976 | 352.099 | 920.0898 | 117.3663 | 483.8685 | 467.1928 | 430.7021 | 0.087363 | 0.086928 | 0.086496 | 644.1343 | 0 | 0 | 0 | 2.3737 | 0 | 621.9352 | 0 | 0 | 0 | 2.2919 | 0 | 573.3582 | 0 | 0 | 0 | 2.1129 | 0 | 6441.3427 | 6219.3518 | 5733.5816 | 0 | 0 | 0 | 0 | 0 | 0 | 0 | 0 | 0 | 23.7371 | 22.919 | 21.1289 | 644.1343 | 0 | 1839.4276 | 0 | 0 | 0 | 0 | 0 | 0 | 0 | 0 | 0 | 2.3737 | 4.6656 | 6.7785 | 0 | 0 | 0 | 1.09 | -0.16417 | 0.84939 | 1.09 | -0.17637 | 0.8382 | 1.09 | -0.18311 | 0.83201 | 1588.3328 | 0 | 0 | 0 | 5.8532 | 0 | 1536.6212 | 0 | 0 | 0 | 0 | 1414.3067 | 0 | 0 | 0 | 0 | 1588.3328 | 0 | 4539.2607 | 0 | 0 | 0 | 0 | 0 | 0 | 0 | 0 | 0 | 5.8532 | 11.5158 | 16.7277 | 0 | 0 | 0 | 910.3681 | 773.2553 | 910.3681 | 1785.1934 | 0 | 880.7291 | 738.2236 | 880.7291 | 1720.8694 | 0 | 810.6234 | 674.4429 | 810.6234 | 1588.7145 | 0 | 835.2001 | 808.0083 | 743.6912 | 0.1508 | 0.15005 | 0.1493 | 1111.8329 | 0 | 0 | 0 | 4.0972 | 0 | 1075.6348 | 0 | 0 | 0 | 3.9638 | 0 | 990.0147 | 0 | 0 | 0 | 3.6483 | 0 | 11118.3294 | 10756.3483 | 9900.1471 | 0 | 0 | 0 | 0 | 0 | 0 | 0 | 0 | 0 | 40.9723 | 39.6384 | 36.4832 | 1111.8329 | 0 | 3177.4825 | 0 | 0 | 0 | 0 | 0 | 0 | 0 | 0 | 0 | 4.0972 | 8.0611 | 11.7094 | 0 | 0 | 0
| 927 | Business | Healthcare/Hospitals | HVAC | Electric | 02-322 | 02-322.04 | Misc Heating | [02-322]_Business_HVAC_Destratification Fan - High Efficiency_ADD_Electric_per sqft | HVLS fans with VSD | No Destratification fans | ENGINEER | 1.9144 | 0 | 0 | 0 | 0 | 0 | 1.09 | 10 | 0.444 | 0.068 | 0.07 | 0.404 | 0.458 | 1 | 1 | Additions on Existing | 14.6443 | 0.056937 | 19.144 | 0 | 0 | 0 | 0.074432 | 1.1095 | 0 | 0 | 0 | 0 | 0 | 0 | 1.1095 | 0.37479 | 0.73473 | 2.9603 | 1.0949 | 0 | 0 | 0 | 0 | 0 | 0 | 1.0949 | 0.37479 | 0.72011 | 2.9213 | 1.0868 | 0 | 0 | 0 | 0 | 0 | 0 | 1.0868 | 0.37479 | 0.71202 | 2.8998 | per sqft | 15.9832 | 43410.3615 | 0.005 | 17992.1825 | 0 | 0 | 0 | 66.3032 | 0 | 17406.4083 | 0 | 0 | 0 | 0 | 16020.8648 | 0 | 0 | 0 | 0 | 17992.1825 | 35398.5908 | 51419.4555 | 0 | 0 | 0 | 0 | 0 | 0 | 0 | 0 | 0 | 66.3032 | 130.4478 | 189.4865 | 0 | 0 | 0 | 17992.1825 | 0 | 0 | 0 | 66.3032 | 0 | 17406.4083 | 0 | 0 | 0 | 0 | 16020.8648 | 0 | 0 | 0 | 0 | 17992.1825 | 0 | 51419.4555 | 0 | 0 | 0 | 0 | 0 | 0 | 0 | 0 | 0 | 66.3032 | 130.4478 | 189.4865 | 0 | 0 | 0 | 207.0421 | 612.9169 | 207.0421 | 1398.0475 | 395.0916 | 198.8933 | 581.0354 | 198.8933 | 1338.1986 | 379.5414 | 184.158 | 534.015 | 184.158 | 1242.8312 | 351.4225 | 552.4163 | 530.674 | 491.3582 | 0.012662 | 0.012599 | 0.012536 | 1057.5464 | 0 | 0 | 0 | 3.8972 | 0 | 1015.9229 | 0 | 0 | 0 | 3.7438 | 0 | 940.6568 | 0 | 0 | 0 | 3.4664 | 0 | 10575.4641 | 10159.2295 | 9406.5676 | 0 | 0 | 0 | 0 | 0 | 0 | 0 | 0 | 0 | 38.9718 | 37.4379 | 34.6643 | 1057.5464 | 0 | 3014.1261 | 0 | 0 | 0 | 0 | 0 | 0 | 0 | 0 | 0 | 3.8972 | 7.641 | 11.1074 | 0 | 0 | 0 | 1 | 1 | 1 | 1 | 1 | 1 | 1 | 0.8175 | 0.29202 | 1.3572 | 0.8175 | 0.2774 | 1.3393 | 0.8175 | 0.26931 | 1.3294 | 17992.1825 | 0 | 0 | 0 | 66.3032 | 0 | 17406.4083 | 0 | 0 | 0 | 0 | 16020.8648 | 0 | 0 | 0 | 0 | 17992.1825 | 0 | 51419.4555 | 0 | 0 | 0 | 0 | 0 | 0 | 0 | 0 | 0 | 66.3032 | 130.4478 | 189.4865 | 0 | 0 | 0 | 3394.458 | 4606.9955 | 3394.458 | 10508.4374 | 1131.486 | 3278.4921 | 4390.9771 | 3278.4921 | 10112.9801 | 1092.8307 | 3021.7849 | 4017.27 | 3021.7849 | 9349.5285 | 1007.2616 | 4152.2422 | 4010.3879 | 3696.3729 | 0.095175 | 0.094702 | 0.09423 | 7949.0577 | 0 | 0 | 0 | 29.2932 | 0 | 7677.4915 | 0 | 0 | 0 | 28.2924 | 0 | 7076.3409 | 0 | 0 | 0 | 26.0771 | 0 | 79490.5767 | 76774.9154 | 70763.4093 | 0 | 0 | 0 | 0 | 0 | 0 | 0 | 0 | 0 | 292.9317 | 282.9242 | 260.7711 | 7949.0577 | 0 | 22702.8901 | 0 | 0 | 0 | 0 | 0 | 0 | 0 | 0 | 0 | 29.2932 | 57.5856 | 83.6627 | 0 | 0 | 0 | 1.09 | 0.01952 | 1.0179 | 1.09 | 0.0049008 | 1.0045 | 1.09 | -0.003186 | 0.99708 | 17992.1825 | 0 | 0 | 0 | 66.3032 | 0 | 17406.4083 | 0 | 0 | 0 | 0 | 16020.8648 | 0 | 0 | 0 | 0 | 17992.1825 | 0 | 51419.4555 | 0 | 0 | 0 | 0 | 0 | 0 | 0 | 0 | 0 | 66.3032 | 130.4478 | 189.4865 | 0 | 0 | 0 | 7170.9289 | 7299.3473 | 7170.9289 | 16649.6221 | 0 | 6937.4639 | 6968.656 | 6937.4639 | 16049.7034 | 0 | 6385.2444 | 6366.581 | 6385.2444 | 14817.1594 | 0 | 6578.8339 | 6364.6458 | 5858.0224 | 0.1508 | 0.15005 | 0.1493 | 12594.5277 | 0 | 0 | 0 | 46.4123 | 0 | 12184.4858 | 0 | 0 | 0 | 44.9012 | 0 | 11214.6054 | 0 | 0 | 0 | 41.3271 | 0 | 125945.2774 | 121844.8579 | 112146.0536 | 0 | 0 | 0 | 0 | 0 | 0 | 0 | 0 | 0 | 464.1225 | 449.012 | 413.2708 | 12594.5277 | 0 | 35993.6189 | 0 | 0 | 0 | 0 | 0 | 0 | 0 | 0 | 0 | 46.4123 | 91.3135 | 132.6405 | 0 | 0 | 0
| 928 | Business | Campus/Education | HVAC | Electric | 02-322 | 02-322.05 | Misc Heating | [02-322]_Business_HVAC_Destratification Fan - High Efficiency_ADD_Electric_per sqft | HVLS fans with VSD | No Destratification fans | ENGINEER | 3.1831 | 0 | 0 | 0 | 0 | 0 | 1.09 | 10 | 0.444 | 0.068 | 0.07 | 0.404 | 0.458 | 1 | 1 | Additions on Existing | 8.8074 | 0.034243 | 31.8313 | 0 | 0 | 0 | 0.12376 | 1.8448 | 0 | 0 | 0 | 0 | 0 | 0 | 1.8448 | 0.37479 | 1.47 | 4.9223 | 1.8205 | 0 | 0 | 0 | 0 | 0 | 0 | 1.8205 | 0.37479 | 1.4457 | 4.8574 | 1.8071 | 0 | 0 | 0 | 0 | 0 | 0 | 1.8071 | 0.37479 | 1.4323 | 4.8215 | per sqft | 151.226 | 343434.3271 | 0.005 | 236676.5338 | 0 | 0 | 0 | 872.1797 | 0 | 228971.02 | 0 | 0 | 0 | 0 | 210745.0139 | 0 | 0 | 0 | 0 | 236676.5338 | 465647.5537 | 676392.5677 | 0 | 0 | 0 | 0 | 0 | 0 | 0 | 0 | 0 | 872.1797 | 1715.9636 | 2492.5827 | 0 | 0 | 0 | 236676.5338 | 0 | 0 | 0 | 872.1797 | 0 | 228971.02 | 0 | 0 | 0 | 0 | 210745.0139 | 0 | 0 | 0 | 0 | 236676.5338 | 0 | 676392.5677 | 0 | 0 | 0 | 0 | 0 | 0 | 0 | 0 | 0 | 872.1797 | 1715.9636 | 2492.5827 | 0 | 0 | 0 | 3905.118 | 19221.9762 | 3905.118 | 43934.2576 | 7452.0061 | 3757.23 | 18250.356 | 3757.23 | 42118.6291 | 7169.7964 | 3473.7816 | 16748.9088 | 3473.7816 | 39059.8083 | 6628.9013 | 10419.3799 | 10024.7949 | 9268.5164 | 0.030188 | 0.030038 | 0.029888 | 33166.2136 | 0 | 0 | 0 | 122.2212 | 0 | 31910.1993 | 0 | 0 | 0 | 117.5927 | 0 | 29502.8685 | 0 | 0 | 0 | 108.7214 | 0 | 331662.1363 | 319101.9929 | 295028.6848 | 0 | 0 | 0 | 0 | 0 | 0 | 0 | 0 | 0 | 1222.2123 | 1175.9267 | 1087.2139 | 33166.2136 | 0 | 94579.2814 | 0 | 0 | 0 | 0 | 0 | 0 | 0 | 0 | 0 | 122.2212 | 239.8139 | 348.5353 | 0 | 0 | 0 | 1 | 1 | 1 | 1 | 1 | 1 | 1 | 0.8175 | 1.0273 | 2.2567 | 0.8175 | 1.003 | 2.2269 | 0.8175 | 0.98958 | 2.2105 | 236676.5338 | 0 | 0 | 0 | 872.1797 | 0 | 228971.02 | 0 | 0 | 0 | 0 | 210745.0139 | 0 | 0 | 0 | 0 | 236676.5338 | 0 | 676392.5677 | 0 | 0 | 0 | 0 | 0 | 0 | 0 | 0 | 0 | 872.1797 | 1715.9636 | 2492.5827 | 0 | 0 | 0 | 32350.1789 | 73003.7363 | 32350.1789 | 166859.272 | 10783.393 | 31265.2763 | 69625.8249 | 31265.2763 | 160684.2245 | 10421.7588 | 28801.0512 | 63664.4327 | 28801.0512 | 148470.5999 | 9600.3504 | 39572.0842 | 38244.9863 | 35230.6437 | 0.11465 | 0.11408 | 0.11351 | 125962.9856 | 0 | 0 | 0 | 464.1878 | 0 | 121738.6637 | 0 | 0 | 0 | 448.6207 | 0 | 112143.6272 | 0 | 0 | 0 | 413.2619 | 0 | 1259629.8564 | 1217386.6375 | 1121436.2717 | 0 | 0 | 0 | 0 | 0 | 0 | 0 | 0 | 0 | 4641.8777 | 4486.2067 | 4132.6188 | 125962.9856 | 0 | 359845.2766 | 0 | 0 | 0 | 0 | 0 | 0 | 0 | 0 | 0 | 464.1878 | 912.8084 | 1326.0703 | 0 | 0 | 0 | 1.09 | 0.75483 | 1.6925 | 1.09 | 0.73052 | 1.6702 | 1.09 | 0.71708 | 1.6579 | 236676.5338 | 0 | 0 | 0 | 872.1797 | 0 | 228971.02 | 0 | 0 | 0 | 0 | 210745.0139 | 0 | 0 | 0 | 0 | 236676.5338 | 0 | 676392.5677 | 0 | 0 | 0 | 0 | 0 | 0 | 0 | 0 | 0 | 872.1797 | 1715.9636 | 2492.5827 | 0 | 0 | 0 | 56731.6895 | 96018.6028 | 56731.6895 | 219462.66 | 0 | 54884.6673 | 91668.5542 | 54884.6673 | 211554.988 | 0 | 50515.8686 | 83748.613 | 50515.8686 | 195308.5307 | 0 | 52047.4215 | 50352.9057 | 46344.8336 | 0.1508 | 0.15005 | 0.1493 | 165673.5736 | 0 | 0 | 0 | 610.5258 | 0 | 160279.714 | 0 | 0 | 0 | 590.6488 | 0 | 147521.5098 | 0 | 0 | 0 | 543.6334 | 0 | 1656735.7363 | 1602797.1398 | 1475215.0976 | 0 | 0 | 0 | 0 | 0 | 0 | 0 | 0 | 0 | 6105.2576 | 5906.4878 | 5436.3336 | 165673.5736 | 0 | 473474.7974 | 0 | 0 | 0 | 0 | 0 | 0 | 0 | 0 | 0 | 610.5258 | 1201.1745 | 1744.8079 | 0 | 0 | 0
| 929 | Business | Warehouse | HVAC | Electric | 02-322 | 02-322.06 | Misc Heating | [02-322]_Business_HVAC_Destratification Fan - High Efficiency_ADD_Electric_per sqft | HVLS fans with VSD | No Destratification fans | ENGINEER | 0.906 | 0 | 0 | 0 | 0 | 0 | 1.09 | 10 | 0.444 | 0.068 | 0.07 | 0.404 | 0.458 | 1 | 1 | Additions on Existing | 30.9438 | 0.12031 | 9.06 | 0 | 0 | 0 | 0.035225 | 0.52508 | 0 | 0 | 0 | 0 | 0 | 0 | 0.52508 | 0.45598 | 0.069099 | 1.1515 | 0.51817 | 0 | 0 | 0 | 0 | 0 | 0 | 0.51817 | 0.45598 | 0.062181 | 1.1364 | 0.51434 | 0 | 0 | 0 | 0 | 0 | 0 | 0.51434 | 0.45598 | 0.058353 | 1.128 | per sqft | 275.9438 | 572859.2323 | 0.005 | 112365.2136 | 0 | 0 | 0 | 414.0785 | 0 | 108706.9224 | 0 | 0 | 0 | 0 | 100053.8927 | 0 | 0 | 0 | 0 | 112365.2136 | 221072.136 | 321126.0287 | 0 | 0 | 0 | 0 | 0 | 0 | 0 | 0 | 0 | 414.0785 | 814.6757 | 1183.3855 | 0 | 0 | 0 | 112365.2136 | 0 | 0 | 0 | 414.0785 | 0 | 108706.9224 | 0 | 0 | 0 | 0 | 100053.8927 | 0 | 0 | 0 | 0 | 112365.2136 | 0 | 321126.0287 | 0 | 0 | 0 | 0 | 0 | 0 | 0 | 0 | 0 | 414.0785 | 814.6757 | 1183.3855 | 0 | 0 | 0 | 3732.9948 | 4298.6856 | 3732.9948 | 9894.1852 | 5190.4708 | 3586.8506 | 4075.9727 | 3586.8506 | 9472.6884 | 4987.2674 | 3320.7506 | 3745.7147 | 3320.7506 | 8796.6513 | 4617.2738 | 8186.6657 | 7866.1633 | 7282.5912 | 0.01422 | 0.014149 | 0.014079 | 7417.0899 | 0 | 0 | 0 | 27.3328 | 0 | 7126.7159 | 0 | 0 | 0 | 26.2627 | 0 | 6598.0016 | 0 | 0 | 0 | 24.3144 | 0 | 74170.8991 | 71267.1589 | 65980.0164 | 0 | 0 | 0 | 0 | 0 | 0 | 0 | 0 | 0 | 273.3281 | 262.6275 | 243.1438 | 7417.0899 | 0 | 21141.8074 | 0 | 0 | 0 | 0 | 0 | 0 | 0 | 0 | 0 | 27.3328 | 53.5956 | 77.9099 | 0 | 0 | 0 | 1 | 1 | 1 | 1 | 1 | 1 | 1 | 0.8175 | -0.29242 | 0.6423 | 0.8175 | -0.29933 | 0.63384 | 0.8175 | -0.30316 | 0.62916 | 112365.2136 | 0 | 0 | 0 | 414.0785 | 0 | 108706.9224 | 0 | 0 | 0 | 0 | 100053.8927 | 0 | 0 | 0 | 0 | 112365.2136 | 0 | 321126.0287 | 0 | 0 | 0 | 0 | 0 | 0 | 0 | 0 | 0 | 414.0785 | 814.6757 | 1183.3855 | 0 | 0 | 0 | 42546.5447 | 27327.8311 | 42546.5447 | 62899.8363 | 14182.1816 | 41079.1179 | 26037.6425 | 41079.1179 | 60512.2974 | 13693.0393 | 37875.482 | 23829.7327 | 37875.482 | 55963.1117 | 12625.1607 | 52044.703 | 50249.6855 | 46330.8649 | 0.090399 | 0.089949 | 0.089502 | 47152.3153 | 0 | 0 | 0 | 173.7616 | 0 | 45526.0359 | 0 | 0 | 0 | 167.7686 | 0 | 41975.5983 | 0 | 0 | 0 | 154.6848 | 0 | 471523.1526 | 455260.3585 | 419755.983 | 0 | 0 | 0 | 0 | 0 | 0 | 0 | 0 | 0 | 1737.6159 | 1677.6856 | 1546.848 | 47152.3153 | 0 | 134653.9494 | 0 | 0 | 0 | 0 | 0 | 0 | 0 | 0 | 0 | 173.7616 | 341.5301 | 496.215 | 0 | 0 | 0 | 1.09 | -0.56492 | 0.48173 | 1.09 | -0.57183 | 0.47538 | 1.09 | -0.57566 | 0.47187 | 112365.2136 | 0 | 0 | 0 | 414.0785 | 0 | 108706.9224 | 0 | 0 | 0 | 0 | 100053.8927 | 0 | 0 | 0 | 0 | 112365.2136 | 0 | 321126.0287 | 0 | 0 | 0 | 0 | 0 | 0 | 0 | 0 | 0 | 414.0785 | 814.6757 | 1183.3855 | 0 | 0 | 0 | 101389.5406 | 48842.2078 | 101389.5406 | 112418.9795 | 0 | 98088.586 | 46629.4493 | 98088.586 | 108368.3021 | 0 | 90280.7719 | 42600.7778 | 90280.7719 | 100046.1113 | 0 | 93017.9272 | 89989.5284 | 82826.3962 | 0.16157 | 0.16076 | 0.15996 | 84273.9102 | 0 | 0 | 0 | 310.5588 | 0 | 81530.1918 | 0 | 0 | 0 | 300.4479 | 0 | 75040.4195 | 0 | 0 | 0 | 276.5324 | 0 | 842739.1024 | 815301.9176 | 750404.1953 | 0 | 0 | 0 | 0 | 0 | 0 | 0 | 0 | 0 | 3105.5884 | 3004.4793 | 2765.3239 | 84273.9102 | 0 | 240844.5215 | 0 | 0 | 0 | 0 | 0 | 0 | 0 | 0 | 0 | 310.5588 | 611.0068 | 887.5392 | 0 | 0 | 0
| 930 | Business | Lodging | HVAC | Electric | 02-322 | 02-322.07 | Misc Heating | [02-322]_Business_HVAC_Destratification Fan - High Efficiency_ADD_Electric_per sqft | HVLS fans with VSD | No Destratification fans | ENGINEER | 4.0808 | 0 | 0 | 0 | 0 | 0 | 1.09 | 10 | 0.444 | 0.068 | 0.07 | 0.404 | 0.458 | 1 | 1 | Additions on Existing | 6.87 | 0.026711 | 40.8078 | 0 | 0 | 0 | 0.15866 | 2.3651 | 0 | 0 | 0 | 0 | 0 | 0 | 2.3651 | 0.37479 | 1.9903 | 6.3103 | 2.3339 | 0 | 0 | 0 | 0 | 0 | 0 | 2.3339 | 0.37479 | 1.9591 | 6.2272 | 2.3167 | 0 | 0 | 0 | 0 | 0 | 0 | 2.3167 | 0.37479 | 1.9419 | 6.1812 | per sqft | 140.4422 | 402647.895 | 0.005 | 355734.8189 | 0 | 0 | 0 | 1310.9228 | 0 | 344153.1065 | 0 | 0 | 0 | 0 | 316758.6502 | 0 | 0 | 0 | 0 | 355734.8189 | 699887.9254 | 1016646.5756 | 0 | 0 | 0 | 0 | 0 | 0 | 0 | 0 | 0 | 1310.9228 | 2579.1657 | 3746.457 | 0 | 0 | 0 | 355734.8189 | 0 | 0 | 0 | 1310.9228 | 0 | 344153.1065 | 0 | 0 | 0 | 0 | 316758.6502 | 0 | 0 | 0 | 0 | 355734.8189 | 0 | 1016646.5756 | 0 | 0 | 0 | 0 | 0 | 0 | 0 | 0 | 0 | 1310.9228 | 2579.1657 | 3746.457 | 0 | 0 | 0 | 10264.2334 | 64770.8863 | 10264.2334 | 148329.9037 | 19586.8934 | 9901.8844 | 61661.0407 | 9901.8844 | 142579.5883 | 18895.4348 | 9135.7951 | 56470.2619 | 9135.7951 | 131949.2754 | 17433.5323 | 27386.355 | 26419.5589 | 24375.5297 | 0.067677 | 0.067341 | 0.067006 | 111757.7624 | 0 | 0 | 0 | 411.8399 | 0 | 107812.4778 | 0 | 0 | 0 | 397.3011 | 0 | 99471.2389 | 0 | 0 | 0 | 366.5627 | 0 | 1117577.6242 | 1078124.7785 | 994712.3889 | 0 | 0 | 0 | 0 | 0 | 0 | 0 | 0 | 0 | 4118.3993 | 3973.0111 | 3665.6271 | 111757.7624 | 0 | 319041.4792 | 0 | 0 | 0 | 0 | 0 | 0 | 0 | 0 | 0 | 411.8399 | 809.141 | 1175.7037 | 0 | 0 | 0 | 1 | 1 | 1 | 1 | 1 | 1 | 1 | 0.8175 | 1.5476 | 2.8931 | 0.8175 | 1.5164 | 2.8549 | 0.8175 | 1.4992 | 2.8339 | 355734.8189 | 0 | 0 | 0 | 1310.9228 | 0 | 344153.1065 | 0 | 0 | 0 | 0 | 316758.6502 | 0 | 0 | 0 | 0 | 355734.8189 | 0 | 1016646.5756 | 0 | 0 | 0 | 0 | 0 | 0 | 0 | 0 | 0 | 1310.9228 | 2579.1657 | 3746.457 | 0 | 0 | 0 | 46701.8963 | 135111.514 | 46701.8963 | 309414.9086 | 15567.2988 | 45159.7863 | 128928.6412 | 45159.7863 | 298123.2941 | 15053.2621 | 41581.9164 | 117837.2177 | 41581.9164 | 275340.2404 | 13860.6388 | 57127.7019 | 55241.3289 | 50864.7295 | 0.14117 | 0.14047 | 0.13977 | 233125.7352 | 0 | 0 | 0 | 859.0946 | 0 | 225427.857 | 0 | 0 | 0 | 830.727 | 0 | 207567.9062 | 0 | 0 | 0 | 764.9111 | 0 | 2331257.3517 | 2254278.5699 | 2075679.0623 | 0 | 0 | 0 | 0 | 0 | 0 | 0 | 0 | 0 | 8590.9456 | 8307.2701 | 7649.1109 | 233125.7352 | 0 | 666121.4984 | 0 | 0 | 0 | 0 | 0 | 0 | 0 | 0 | 0 | 859.0946 | 1689.8216 | 2454.7327 | 0 | 0 | 0 | 1.09 | 1.2751 | 2.1698 | 1.09 | 1.2439 | 2.1412 | 1.09 | 1.2267 | 2.1254 | 355734.8189 | 0 | 0 | 0 | 1310.9228 | 0 | 344153.1065 | 0 | 0 | 0 | 0 | 316758.6502 | 0 | 0 | 0 | 0 | 355734.8189 | 0 | 1016646.5756 | 0 | 0 | 0 | 0 | 0 | 0 | 0 | 0 | 0 | 1310.9228 | 2579.1657 | 3746.457 | 0 | 0 | 0 | 71264.0782 | 154628.5847 | 71264.0782 | 354110.3786 | 0 | 68943.9228 | 147623.2562 | 68943.9228 | 341351.0839 | 0 | 63456.0127 | 134868.9642 | 63456.0127 | 315136.879 | 0 | 65379.8882 | 63251.3053 | 58216.5255 | 0.16157 | 0.16076 | 0.15996 | 266801.1142 | 0 | 0 | 0 | 983.1921 | 0 | 258114.8298 | 0 | 0 | 0 | 951.1822 | 0 | 237568.9876 | 0 | 0 | 0 | 875.4684 | 0 | 2668011.1417 | 2581148.2985 | 2375689.8765 | 0 | 0 | 0 | 0 | 0 | 0 | 0 | 0 | 0 | 9831.9212 | 9511.8218 | 8754.6845 | 266801.1142 | 0 | 762484.9317 | 0 | 0 | 0 | 0 | 0 | 0 | 0 | 0 | 0 | 983.1921 | 1934.3743 | 2809.8427 | 0 | 0 | 0
| 931 | Business | Other Commercial | HVAC | Electric | 02-322 | 02-322.08 | Misc Heating | [02-322]_Business_HVAC_Destratification Fan - High Efficiency_ADD_Electric_per sqft | HVLS fans with VSD | No Destratification fans | ENGINEER | 2.1523 | 0 | 0 | 0 | 0 | 0 | 1.09 | 10 | 0.444 | 0.068 | 0.07 | 0.404 | 0.458 | 1 | 1 | Additions on Existing | 13.0257 | 0.050644 | 21.5228 | 0 | 0 | 0 | 0.083681 | 1.2474 | 0 | 0 | 0 | 0 | 0 | 0 | 1.2474 | 0.45598 | 0.7914 | 2.7356 | 1.231 | 0 | 0 | 0 | 0 | 0 | 0 | 1.231 | 0.45598 | 0.77497 | 2.6995 | 1.2219 | 0 | 0 | 0 | 0 | 0 | 0 | 1.2219 | 0.45598 | 0.76587 | 2.6796 | per sqft | 141.7096 | 538496.4551 | 0.005 | 250922.1909 | 0 | 0 | 0 | 924.6765 | 0 | 242752.879 | 0 | 0 | 0 | 0 | 223429.8423 | 0 | 0 | 0 | 0 | 250922.1909 | 493675.0699 | 717104.9122 | 0 | 0 | 0 | 0 | 0 | 0 | 0 | 0 | 0 | 924.6765 | 1819.2482 | 2642.6123 | 0 | 0 | 0 | 250922.1909 | 0 | 0 | 0 | 924.6765 | 0 | 242752.879 | 0 | 0 | 0 | 0 | 223429.8423 | 0 | 0 | 0 | 0 | 250922.1909 | 0 | 717104.9122 | 0 | 0 | 0 | 0 | 0 | 0 | 0 | 0 | 0 | 924.6765 | 1819.2482 | 2642.6123 | 0 | 0 | 0 | 12442.3429 | 34037.1135 | 12442.3429 | 78563.5281 | 17300.2163 | 11992.5148 | 32374.3086 | 11992.5148 | 75451.2411 | 16674.7615 | 11073.9535 | 29673.815 | 11073.9535 | 69884.3567 | 15397.5655 | 27286.7516 | 26300.2535 | 24285.7972 | 0.05042 | 0.050169 | 0.04992 | 58728.7262 | 0 | 0 | 0 | 216.422 | 0 | 56605.5063 | 0 | 0 | 0 | 208.5977 | 0 | 52269.8326 | 0 | 0 | 0 | 192.6202 | 0 | 587287.2624 | 566055.0631 | 522698.326 | 0 | 0 | 0 | 0 | 0 | 0 | 0 | 0 | 0 | 2164.2196 | 2085.9766 | 1926.2021 | 58728.7262 | 0 | 167604.0651 | 0 | 0 | 0 | 0 | 0 | 0 | 0 | 0 | 0 | 216.422 | 425.0196 | 617.6398 | 0 | 0 | 0 | 1 | 1 | 1 | 1 | 1 | 1 | 1 | 0.8175 | 0.42989 | 1.5259 | 0.8175 | 0.41345 | 1.5057 | 0.8175 | 0.40436 | 1.4946 | 250922.1909 | 0 | 0 | 0 | 924.6765 | 0 | 242752.879 | 0 | 0 | 0 | 0 | 223429.8423 | 0 | 0 | 0 | 0 | 250922.1909 | 0 | 717104.9122 | 0 | 0 | 0 | 0 | 0 | 0 | 0 | 0 | 0 | 924.6765 | 1819.2482 | 2642.6123 | 0 | 0 | 0 | 55599.5896 | 84836.8844 | 55599.5896 | 195818.1602 | 18533.1965 | 53741.7885 | 80921.6858 | 53741.7885 | 188595.2747 | 17913.9295 | 49500.9025 | 73985.4596 | 49500.9025 | 174242.0465 | 16500.3008 | 68011.7304 | 65739.1908 | 60551.5627 | 0.12567 | 0.12505 | 0.12442 | 146380.2785 | 0 | 0 | 0 | 539.4278 | 0 | 141489.1373 | 0 | 0 | 0 | 521.4034 | 0 | 130323.9098 | 0 | 0 | 0 | 480.2583 | 0 | 1463802.785 | 1414891.3728 | 1303239.0985 | 0 | 0 | 0 | 0 | 0 | 0 | 0 | 0 | 0 | 5394.2779 | 5214.0339 | 4802.5827 | 146380.2785 | 0 | 418193.3256 | 0 | 0 | 0 | 0 | 0 | 0 | 0 | 0 | 0 | 539.4278 | 1060.8312 | 1541.0895 | 0 | 0 | 0 | 1.09 | 0.15739 | 1.1444 | 1.09 | 0.14095 | 1.1293 | 1.09 | 0.13186 | 1.121 | 250922.1909 | 0 | 0 | 0 | 924.6765 | 0 | 242752.879 | 0 | 0 | 0 | 0 | 223429.8423 | 0 | 0 | 0 | 0 | 250922.1909 | 0 | 717104.9122 | 0 | 0 | 0 | 0 | 0 | 0 | 0 | 0 | 0 | 924.6765 | 1819.2482 | 2642.6123 | 0 | 0 | 0 | 95307.7216 | 109069.2875 | 95307.7216 | 251750.7256 | 0 | 92204.7736 | 104127.9877 | 92204.7736 | 242679.6509 | 0 | 84865.3087 | 95131.5817 | 84865.3087 | 224042.9616 | 0 | 87438.2767 | 84591.5354 | 77858.0814 | 0.16157 | 0.16076 | 0.15996 | 188191.6431 | 0 | 0 | 0 | 693.5074 | 0 | 182064.6593 | 0 | 0 | 0 | 670.9288 | 0 | 167572.3817 | 0 | 0 | 0 | 617.5231 | 0 | 1881916.4314 | 1820646.5929 | 1675723.8171 | 0 | 0 | 0 | 0 | 0 | 0 | 0 | 0 | 0 | 6935.0738 | 6709.2875 | 6175.2308 | 188191.6431 | 0 | 537828.6841 | 0 | 0 | 0 | 0 | 0 | 0 | 0 | 0 | 0 | 693.5074 | 1364.4361 | 1981.9592 | 0 | 0 | 0
| 932 | Business | Food Sales | HVAC | Electric | 02-322 | 02-322.09 | Misc Heating | [02-322]_Business_HVAC_Destratification Fan - High Efficiency_ADD_Electric_per sqft | HVLS fans with VSD | No Destratification fans | ENGINEER | 1.4071 | 0 | 0 | 0 | 0 | 0 | 1.09 | 10 | 0.444 | 0.068 | 0.07 | 0.404 | 0.458 | 1 | 1 | Additions on Existing | 19.9245 | 0.077466 | 14.0706 | 0 | 0 | 0 | 0.054707 | 0.81548 | 0 | 0 | 0 | 0 | 0 | 0 | 0.81548 | 0.37479 | 0.44069 | 2.1758 | 0.80474 | 0 | 0 | 0 | 0 | 0 | 0 | 0.80474 | 0.37479 | 0.42994 | 2.1472 | 0.79879 | 0 | 0 | 0 | 0 | 0 | 0 | 0.79879 | 0.37479 | 0.424 | 2.1313 | per sqft | 16.2589 | 29200.9319 | 0.005 | 8895.4332 | 0 | 0 | 0 | 32.7807 | 0 | 8605.8232 | 0 | 0 | 0 | 0 | 7920.803 | 0 | 0 | 0 | 0 | 8895.4332 | 17501.2564 | 25422.0594 | 0 | 0 | 0 | 0 | 0 | 0 | 0 | 0 | 0 | 32.7807 | 64.4941 | 93.6831 | 0 | 0 | 0 | 8895.4332 | 0 | 0 | 0 | 32.7807 | 0 | 8605.8232 | 0 | 0 | 0 | 0 | 7920.803 | 0 | 0 | 0 | 0 | 8895.4332 | 0 | 25422.0594 | 0 | 0 | 0 | 0 | 0 | 0 | 0 | 0 | 0 | 32.7807 | 64.4941 | 93.6831 | 0 | 0 | 0 | 75.2295 | 163.6858 | 75.2295 | 374.6648 | 143.5579 | 72.1897 | 155.002 | 72.1897 | 358.2342 | 137.7571 | 66.8781 | 142.5367 | 66.8781 | 332.8873 | 127.6212 | 200.7224 | 192.6117 | 178.4398 | 0.0068396 | 0.0068056 | 0.0067718 | 282.4286 | 0 | 0 | 0 | 1.0408 | 0 | 271.0164 | 0 | 0 | 0 | 0.99873 | 0 | 251.0756 | 0 | 0 | 0 | 0.92524 | 0 | 2824.2864 | 2710.164 | 2510.7562 | 0 | 0 | 0 | 0 | 0 | 0 | 0 | 0 | 0 | 10.4078 | 9.9873 | 9.2524 | 282.4286 | 0 | 804.5207 | 0 | 0 | 0 | 0 | 0 | 0 | 0 | 0 | 0 | 1.0408 | 2.0395 | 2.9647 | 0 | 0 | 0 | 1 | 1 | 1 | 1 | 1 | 1 | 1 | 0.8175 | -0.0020167 | 0.99753 | 0.8175 | -0.012762 | 0.98439 | 0.8175 | -0.018705 | 0.97712 | 8895.4332 | 0 | 0 | 0 | 32.7807 | 0 | 8605.8232 | 0 | 0 | 0 | 0 | 7920.803 | 0 | 0 | 0 | 0 | 8895.4332 | 0 | 25422.0594 | 0 | 0 | 0 | 0 | 0 | 0 | 0 | 0 | 0 | 32.7807 | 64.4941 | 93.6831 | 0 | 0 | 0 | 1935.2391 | 1930.465 | 1935.2391 | 4418.6945 | 645.0797 | 1867.9298 | 1838.7705 | 1867.9298 | 4249.6896 | 622.6433 | 1722.5718 | 1683.1575 | 1722.5718 | 3930.9283 | 574.1906 | 2367.265 | 2284.9295 | 2107.1214 | 0.080665 | 0.080263 | 0.079864 | 3330.8862 | 0 | 0 | 0 | 12.2747 | 0 | 3215.0351 | 0 | 0 | 0 | 11.8478 | 0 | 2964.8483 | 0 | 0 | 0 | 10.9258 | 0 | 33308.8616 | 32150.3507 | 29648.483 | 0 | 0 | 0 | 0 | 0 | 0 | 0 | 0 | 0 | 122.7469 | 118.4777 | 109.258 | 3330.8862 | 0 | 9510.7695 | 0 | 0 | 0 | 0 | 0 | 0 | 0 | 0 | 0 | 12.2747 | 24.1225 | 35.0483 | 0 | 0 | 0 | 1.09 | -0.27452 | 0.74815 | 1.09 | -0.28526 | 0.73829 | 1.09 | -0.29121 | 0.73284 | 8895.4332 | 0 | 0 | 0 | 32.7807 | 0 | 8605.8232 | 0 | 0 | 0 | 0 | 7920.803 | 0 | 0 | 0 | 0 | 8895.4332 | 0 | 25422.0594 | 0 | 0 | 0 | 0 | 0 | 0 | 0 | 0 | 0 | 32.7807 | 64.4941 | 93.6831 | 0 | 0 | 0 | 4823.6826 | 3608.8371 | 4823.6826 | 8260.3667 | 0 | 4666.6373 | 3445.3416 | 4666.6373 | 7962.7294 | 0 | 4295.1747 | 3147.6724 | 4295.1747 | 7351.2281 | 0 | 4425.3969 | 4281.3186 | 3940.5273 | 0.1508 | 0.15005 | 0.1493 | 6226.8032 | 0 | 0 | 0 | 22.9465 | 0 | 6024.0763 | 0 | 0 | 0 | 22.1994 | 0 | 5544.5621 | 0 | 0 | 0 | 20.4323 | 0 | 62268.0323 | 60240.7626 | 55445.6208 | 0 | 0 | 0 | 0 | 0 | 0 | 0 | 0 | 0 | 229.4647 | 221.994 | 204.3234 | 6226.8032 | 0 | 17795.4416 | 0 | 0 | 0 | 0 | 0 | 0 | 0 | 0 | 0 | 22.9465 | 45.1459 | 65.5782 | 0 | 0 | 0
| 933 | Business | Manufacturing/Industrial | HVAC | Electric | 02-322 | 02-322.10 | Misc Heating | [02-322]_Business_HVAC_Destratification Fan - High Efficiency_ADD_Electric_per sqft | HVLS fans with VSD | No Destratification fans | ENGINEER | 1.6749 | 0 | 0 | 0 | 0 | 0 | 1.09 | 10 | 0.444 | 0.068 | 0.07 | 0.404 | 0.458 | 1 | 1 | Additions on Existing | 16.7383 | 0.065079 | 16.749 | 0 | 0 | 0 | 0.06512 | 0.97071 | 0 | 0 | 0 | 0 | 0 | 0 | 0.97071 | 0.37479 | 0.59592 | 2.59 | 0.95792 | 0 | 0 | 0 | 0 | 0 | 0 | 0.95792 | 0.37479 | 0.58313 | 2.5559 | 0.95085 | 0 | 0 | 0 | 0 | 0 | 0 | 0.95085 | 0.37479 | 0.57605 | 2.537 | per sqft | 105.6476 | 437697.8168 | 0.005 | 158715.9709 | 0 | 0 | 0 | 584.8862 | 0 | 153548.631 | 0 | 0 | 0 | 0 | 141326.2184 | 0 | 0 | 0 | 0 | 158715.9709 | 312264.6019 | 453590.8202 | 0 | 0 | 0 | 0 | 0 | 0 | 0 | 0 | 0 | 584.8862 | 1150.7302 | 1671.5332 | 0 | 0 | 0 | 158715.9709 | 0 | 0 | 0 | 584.8862 | 0 | 153548.631 | 0 | 0 | 0 | 0 | 141326.2184 | 0 | 0 | 0 | 0 | 158715.9709 | 0 | 453590.8202 | 0 | 0 | 0 | 0 | 0 | 0 | 0 | 0 | 0 | 584.8862 | 1150.7302 | 1671.5332 | 0 | 0 | 0 | 3885.4629 | 10063.3226 | 3885.4629 | 22924.8287 | 7414.499 | 3737.6416 | 9552.9161 | 3737.6416 | 21973.4523 | 7132.4165 | 3456.1832 | 8768.3022 | 3456.1832 | 20380.674 | 6595.3187 | 10366.9375 | 9972.5303 | 9221.5614 | 0.023567 | 0.02345 | 0.023333 | 17363.5793 | 0 | 0 | 0 | 63.9867 | 0 | 16702.9868 | 0 | 0 | 0 | 61.5524 | 0 | 15445.1892 | 0 | 0 | 0 | 56.9173 | 0 | 173635.7929 | 167029.8682 | 154451.892 | 0 | 0 | 0 | 0 | 0 | 0 | 0 | 0 | 0 | 639.8674 | 615.5239 | 569.1726 | 17363.5793 | 0 | 49511.7553 | 0 | 0 | 0 | 0 | 0 | 0 | 0 | 0 | 0 | 63.9867 | 125.5391 | 182.4564 | 0 | 0 | 0 | 1 | 1 | 1 | 1 | 1 | 1 | 1 | 0.8175 | 0.15321 | 1.1874 | 0.8175 | 0.14042 | 1.1718 | 0.8175 | 0.13335 | 1.1631 | 158715.9709 | 0 | 0 | 0 | 584.8862 | 0 | 153548.631 | 0 | 0 | 0 | 0 | 141326.2184 | 0 | 0 | 0 | 0 | 158715.9709 | 0 | 453590.8202 | 0 | 0 | 0 | 0 | 0 | 0 | 0 | 0 | 0 | 584.8862 | 1150.7302 | 1671.5332 | 0 | 0 | 0 | 41984.4045 | 49852.9831 | 41984.4045 | 113567.9673 | 13994.8015 | 40571.6254 | 47540.6637 | 40571.6254 | 109352.2124 | 13523.8751 | 37377.1092 | 43473.9394 | 37377.1092 | 101049.0024 | 12459.0364 | 51357.0697 | 49628.8995 | 45721.2345 | 0.11675 | 0.11617 | 0.11559 | 86017.9342 | 0 | 0 | 0 | 316.9858 | 0 | 83123.4227 | 0 | 0 | 0 | 306.3192 | 0 | 76578.4762 | 0 | 0 | 0 | 282.2003 | 0 | 860179.3421 | 831234.2272 | 765784.762 | 0 | 0 | 0 | 0 | 0 | 0 | 0 | 0 | 0 | 3169.8576 | 3063.1916 | 2822.003 | 86017.9342 | 0 | 245719.8331 | 0 | 0 | 0 | 0 | 0 | 0 | 0 | 0 | 0 | 316.9858 | 623.3049 | 905.5052 | 0 | 0 | 0 | 1.09 | -0.11929 | 0.89056 | 1.09 | -0.13208 | 0.87883 | 1.09 | -0.13915 | 0.87234 | 158715.9709 | 0 | 0 | 0 | 584.8862 | 0 | 153548.631 | 0 | 0 | 0 | 0 | 141326.2184 | 0 | 0 | 0 | 0 | 158715.9709 | 0 | 453590.8202 | 0 | 0 | 0 | 0 | 0 | 0 | 0 | 0 | 0 | 584.8862 | 1150.7302 | 1671.5332 | 0 | 0 | 0 | 77467.514 | 68989.6649 | 77467.514 | 157162.4309 | 0 | 74945.3924 | 65864.1414 | 74945.3924 | 151499.5589 | 0 | 68979.7677 | 60173.6391 | 68979.7677 | 139865.0844 | 0 | 71071.1137 | 68757.2407 | 63284.1905 | 0.16157 | 0.16076 | 0.15996 | 119036.9782 | 0 | 0 | 0 | 438.6647 | 0 | 115161.4732 | 0 | 0 | 0 | 424.383 | 0 | 105994.6638 | 0 | 0 | 0 | 390.6023 | 0 | 1190369.7817 | 1151614.7322 | 1059946.6379 | 0 | 0 | 0 | 0 | 0 | 0 | 0 | 0 | 0 | 4386.6466 | 4243.8298 | 3906.0226 | 119036.9782 | 0 | 340193.1152 | 0 | 0 | 0 | 0 | 0 | 0 | 0 | 0 | 0 | 438.6647 | 863.0476 | 1253.6499 | 0 | 0 | 0
| 934 | Business | Office | HVAC | Gas | 02-445 | 02-445.01 | Misc Heating | [02-445]_Business_HVAC_Destratification Fan - High Efficiency_ADD_Gas_per sqft | HVLS fans with VSD | No Destratification fans | ENGINEER | 0 | 0.0091275 | 0 | 0 | 0 | 0 | 1.09 | 10 | 0.444 | 0.068 | 0.07 | 0.404 | 0.458 | 1 | 1 | Additions on Existing | 11.3188 | #NUM! | 0 | 0.0963 | 0 | 0 | 0.0963 | 0 | 0.72746 | 0 | 0 | 0 | 0.00963 | 0 | 0.73709 | 0.40102 | 0.33607 | 1.8381 | 0 | 0.73709 | 0 | 0 | 0 | 0.00963 | 0 | 0.74672 | 0.40102 | 0.3457 | 1.8621 | 0 | 0.74809 | 0 | 0 | 0 | 0.00963 | 0 | 0.75772 | 0.40102 | 0.35671 | 1.8895 | per sqft | 25.8277 | 634587.6055 | 0.005 | 0 | 1254.0115 | 0 | 0 | 1254.0115 | 0 | 0 | 1213.1844 | 0 | 0 | 0 | 0 | 1116.6154 | 0 | 0 | 0 | 0 | 0 | 0 | 1254.0115 | 2467.1959 | 3583.8114 | 0 | 0 | 0 | 0 | 0 | 0 | 1254.0115 | 2467.1959 | 3583.8114 | 0 | 0 | 0 | 0 | 1254.0115 | 0 | 0 | 1254.0115 | 0 | 0 | 1213.1844 | 0 | 0 | 0 | 0 | 1116.6154 | 0 | 0 | 0 | 0 | 0 | 0 | 1254.0115 | 2467.1959 | 3583.8114 | 0 | 0 | 0 | 0 | 0 | 0 | 1254.0115 | 2467.1959 | 3583.8114 | 0 | 0 | 0 | 460.595 | 846.5976 | 460.595 | 661.6618 | 791.348 | 453.357 | 844.1807 | 453.357 | 656.0899 | 778.9125 | 426.8909 | 806.6135 | 426.8909 | 623.2564 | 733.441 | 1148.5716 | 1130.5225 | 1064.5247 | 0.0018009 | 0.001792 | 0.0017831 | 0 | 10.4836 | 0 | 0 | 10.4836 | 0 | 0 | 10.3189 | 0 | 0 | 10.3189 | 0 | 0 | 9.7165 | 0 | 0 | 9.7165 | 0 | 0 | 0 | 0 | 104.836 | 103.1886 | 97.1646 | 0 | 0 | 0 | 0 | 0 | 0 | 104.836 | 103.1886 | 97.1646 | 0 | 0 | 0 | 10.4836 | 20.8025 | 30.5189 | 0 | 0 | 0 | 0 | 0 | 0 | 10.4836 | 20.8025 | 30.5189 | 0 | 0 | 0 | 1 | 1 | 1 | 1 | 1 | 1 | 1 | 0.8175 | -0.080413 | 0.90164 | 0.8175 | -0.070783 | 0.91342 | 0.8175 | -0.059778 | 0.92688 | 0 | 1254.0115 | 0 | 0 | 1254.0115 | 0 | 0 | 1213.1844 | 0 | 0 | 0 | 0 | 1116.6154 | 0 | 0 | 0 | 0 | 0 | 0 | 1254.0115 | 2467.1959 | 3583.8114 | 0 | 0 | 0 | 0 | 0 | 0 | 1254.0115 | 2467.1959 | 3583.8114 | 0 | 0 | 0 | 26430.3777 | 23830.5762 | 26430.3777 | 18624.8859 | 8810.1259 | 25772.8077 | 23541.2864 | 25772.8077 | 18296.0829 | 8590.9359 | 23941.7206 | 22191.0246 | 23941.7206 | 17146.6235 | 7980.5735 | 32330.7373 | 31526.3703 | 29286.5083 | 0.050694 | 0.050442 | 0.050191 | 0 | 295.0992 | 0 | 0 | 295.0992 | 0 | 0 | 287.7573 | 0 | 0 | 287.7573 | 0 | 0 | 267.313 | 0 | 0 | 267.313 | 0 | 0 | 0 | 0 | 2950.9922 | 2877.5735 | 2673.1298 | 0 | 0 | 0 | 0 | 0 | 0 | 2950.9922 | 2877.5735 | 2673.1298 | 0 | 0 | 0 | 295.0992 | 582.8566 | 850.1696 | 0 | 0 | 0 | 0 | 0 | 0 | 295.0992 | 582.8566 | 850.1696 | 0 | 0 | 0 | 1.09 | -0.35291 | 0.67623 | 1.09 | -0.34328 | 0.68506 | 1.09 | -0.33228 | 0.69516 | 0 | 1254.0115 | 0 | 0 | 1254.0115 | 0 | 0 | 1213.1844 | 0 | 0 | 0 | 0 | 1116.6154 | 0 | 0 | 0 | 0 | 0 | 0 | 1254.0115 | 2467.1959 | 3583.8114 | 0 | 0 | 0 | 0 | 0 | 0 | 1254.0115 | 2467.1959 | 3583.8114 | 0 | 0 | 0 | 112314.7576 | 75950.2594 | 112314.7576 | 59359.241 | 0 | 108658.109 | 74437.5144 | 108658.109 | 57852.1883 | 0 | 100008.9649 | 69521.9897 | 100008.9649 | 53718.4472 | 0 | 103041.062 | 99686.3385 | 91751.3439 | 0.16157 | 0.16076 | 0.15996 | 0 | 940.5086 | 0 | 0 | 940.5086 | 0 | 0 | 909.8883 | 0 | 0 | 909.8883 | 0 | 0 | 837.4616 | 0 | 0 | 837.4616 | 0 | 0 | 0 | 0 | 9405.0862 | 9098.8834 | 8374.6157 | 0 | 0 | 0 | 0 | 0 | 0 | 9405.0862 | 9098.8834 | 8374.6157 | 0 | 0 | 0 | 940.5086 | 1850.397 | 2687.8585 | 0 | 0 | 0 | 0 | 0 | 0 | 940.5086 | 1850.397 | 2687.8585 | 0 | 0 | 0
| 935 | Business | Retail | HVAC | Gas | 02-445 | 02-445.02 | Misc Heating | [02-445]_Business_HVAC_Destratification Fan - High Efficiency_ADD_Gas_per sqft | HVLS fans with VSD | No Destratification fans | ENGINEER | 0 | 0.0061027 | 0 | 0 | 0 | 0 | 1.09 | 10 | 0.444 | 0.068 | 0.07 | 0.404 | 0.458 | 1 | 1 | Additions on Existing | 16.9288 | #NUM! | 0 | 0.064387 | 0 | 0 | 0.064387 | 0 | 0.48638 | 0 | 0 | 0 | 0.0064387 | 0 | 0.49282 | 0.40102 | 0.091808 | 1.2289 | 0 | 0.49282 | 0 | 0 | 0 | 0.0064387 | 0 | 0.49926 | 0.40102 | 0.098247 | 1.245 | 0 | 0.50018 | 0 | 0 | 0 | 0.0064387 | 0 | 0.50662 | 0.40102 | 0.1056 | 1.2633 | per sqft | 194.0028 | 1662410.0056 | 0.005 | 0 | 2196.4456 | 0 | 0 | 2196.4456 | 0 | 0 | 2124.9356 | 0 | 0 | 0 | 0 | 1955.7915 | 0 | 0 | 0 | 0 | 0 | 0 | 2196.4456 | 4321.3812 | 6277.1727 | 0 | 0 | 0 | 0 | 0 | 0 | 2196.4456 | 4321.3812 | 6277.1727 | 0 | 0 | 0 | 0 | 2196.4456 | 0 | 0 | 2196.4456 | 0 | 0 | 2124.9356 | 0 | 0 | 0 | 0 | 1955.7915 | 0 | 0 | 0 | 0 | 0 | 0 | 2196.4456 | 4321.3812 | 6277.1727 | 0 | 0 | 0 | 0 | 0 | 0 | 2196.4456 | 4321.3812 | 6277.1727 | 0 | 0 | 0 | 132.7907 | 163.1916 | 132.7907 | 127.9031 | 228.1477 | 130.8428 | 162.8986 | 130.8428 | 126.9607 | 224.801 | 123.1942 | 155.6364 | 123.1942 | 120.597 | 211.6598 | 331.1362 | 326.2788 | 307.2055 | 0.0001982 | 0.00019721 | 0.00019623 | 0 | 2.0208 | 0 | 0 | 2.0208 | 0 | 0 | 1.9912 | 0 | 0 | 1.9912 | 0 | 0 | 1.8748 | 0 | 0 | 1.8748 | 0 | 0 | 0 | 0 | 20.2084 | 19.9119 | 18.7479 | 0 | 0 | 0 | 0 | 0 | 0 | 20.2084 | 19.9119 | 18.7479 | 0 | 0 | 0 | 2.0208 | 4.012 | 5.8868 | 0 | 0 | 0 | 0 | 0 | 0 | 2.0208 | 4.012 | 5.8868 | 0 | 0 | 0 | 1 | 1 | 1 | 1 | 1 | 1 | 1 | 0.8175 | -0.32468 | 0.60284 | 0.8175 | -0.31824 | 0.61072 | 0.8175 | -0.31088 | 0.61972 | 0 | 2196.4456 | 0 | 0 | 2196.4456 | 0 | 0 | 2124.9356 | 0 | 0 | 0 | 0 | 1955.7915 | 0 | 0 | 0 | 0 | 0 | 0 | 2196.4456 | 4321.3812 | 6277.1727 | 0 | 0 | 0 | 0 | 0 | 0 | 2196.4456 | 4321.3812 | 6277.1727 | 0 | 0 | 0 | 14861.2551 | 8958.9897 | 14861.2551 | 7021.6982 | 4953.7517 | 14597.7193 | 8915.0922 | 14597.7193 | 6948.288 | 4865.9064 | 13676.5286 | 8475.5961 | 13676.5286 | 6567.4315 | 4558.8429 | 18178.9053 | 17856.5374 | 16729.6987 | 0.010881 | 0.010827 | 0.010773 | 0 | 110.9411 | 0 | 0 | 110.9411 | 0 | 0 | 108.9738 | 0 | 0 | 108.9738 | 0 | 0 | 102.097 | 0 | 0 | 102.097 | 0 | 0 | 0 | 0 | 1109.4112 | 1089.7379 | 1020.9699 | 0 | 0 | 0 | 0 | 0 | 0 | 1109.4112 | 1089.7379 | 1020.9699 | 0 | 0 | 0 | 110.9411 | 219.9149 | 322.0119 | 0 | 0 | 0 | 0 | 0 | 0 | 110.9411 | 219.9149 | 322.0119 | 0 | 0 | 0 | 1.09 | -0.59718 | 0.45213 | 1.09 | -0.59074 | 0.45804 | 1.09 | -0.58338 | 0.46479 | 0 | 2196.4456 | 0 | 0 | 2196.4456 | 0 | 0 | 2124.9356 | 0 | 0 | 0 | 0 | 1955.7915 | 0 | 0 | 0 | 0 | 0 | 0 | 2196.4456 | 4321.3812 | 6277.1727 | 0 | 0 | 0 | 0 | 0 | 0 | 2196.4456 | 4321.3812 | 6277.1727 | 0 | 0 | 0 | 274612.4099 | 124160.9343 | 274612.4099 | 97312.3799 | 0 | 265671.8121 | 121687.9495 | 265671.8121 | 94841.7471 | 0 | 244524.437 | 113652.2148 | 244524.437 | 88064.9728 | 0 | 251937.9908 | 243735.6074 | 224334.3458 | 0.1508 | 0.15005 | 0.1493 | 0 | 1537.5119 | 0 | 0 | 1537.5119 | 0 | 0 | 1487.4549 | 0 | 0 | 1487.4549 | 0 | 0 | 1369.0541 | 0 | 0 | 1369.0541 | 0 | 0 | 0 | 0 | 15375.1191 | 14874.549 | 13690.5406 | 0 | 0 | 0 | 0 | 0 | 0 | 15375.1191 | 14874.549 | 13690.5406 | 0 | 0 | 0 | 1537.5119 | 3024.9668 | 4394.0209 | 0 | 0 | 0 | 0 | 0 | 0 | 1537.5119 | 3024.9668 | 4394.0209 | 0 | 0 | 0
| 936 | Business | Food Service | HVAC | Gas | 02-445 | 02-445.03 | Misc Heating | [02-445]_Business_HVAC_Destratification Fan - High Efficiency_ADD_Gas_per sqft | HVLS fans with VSD | No Destratification fans | ENGINEER | 0 | 0.0053679 | 0 | 0 | 0 | 0 | 1.09 | 10 | 0.444 | 0.068 | 0.07 | 0.404 | 0.458 | 1 | 1 | Additions on Existing | 19.2463 | #NUM! | 0 | 0.056634 | 0 | 0 | 0.056634 | 0 | 0.42782 | 0 | 0 | 0 | 0.0056634 | 0 | 0.52018 | 0.40102 | 0.11916 | 1.2971 | 0 | 0.43348 | 0 | 0 | 0 | 0.0056634 | 0 | 0.52697 | 0.40102 | 0.12596 | 1.3141 | 0 | 0.43995 | 0 | 0 | 0 | 0.0056634 | 0 | 0.53474 | 0.40102 | 0.13372 | 1.3335 | per sqft | 21.5803 | 34593.1846 | 0.005 | 0 | 40.2023 | 0 | 0 | 40.2023 | 0 | 0 | 38.8934 | 0 | 0 | 0 | 0 | 35.7975 | 0 | 0 | 0 | 0 | 0 | 0 | 40.2023 | 79.0957 | 114.8932 | 0 | 0 | 0 | 0 | 0 | 0 | 40.2023 | 79.0957 | 114.8932 | 0 | 0 | 0 | 0 | 40.2023 | 0 | 0 | 40.2023 | 0 | 0 | 38.8934 | 0 | 0 | 0 | 0 | 35.7975 | 0 | 0 | 0 | 0 | 0 | 0 | 40.2023 | 79.0957 | 114.8932 | 0 | 0 | 0 | 0 | 0 | 0 | 40.2023 | 79.0957 | 114.8932 | 0 | 0 | 0 | 2.9182 | 3.7853 | 2.9182 | 2.8732 | 5.0138 | 2.8742 | 3.777 | 2.8742 | 2.8509 | 4.9382 | 2.7049 | 3.6069 | 2.7049 | 2.7066 | 4.6473 | 7.277 | 7.1674 | 6.7451 | 0.00020931 | 0.00020827 | 0.00020724 | 0 | 0.039062 | 0 | 0 | 0.039062 | 0 | 0 | 0.038474 | 0 | 0 | 0.038474 | 0 | 0 | 0.036207 | 0 | 0 | 0.036207 | 0 | 0 | 0 | 0 | 0.39062 | 0.38474 | 0.36207 | 0 | 0 | 0 | 0 | 0 | 0 | 0.39062 | 0.38474 | 0.36207 | 0 | 0 | 0 | 0.039062 | 0.077536 | 0.11374 | 0 | 0 | 0 | 0 | 0 | 0 | 0.039062 | 0.077536 | 0.11374 | 0 | 0 | 0 | 1 | 1 | 1 | 1 | 1 | 1 | 1 | 0.8175 | -0.29732 | 0.6363 | 0.8175 | -0.29053 | 0.64461 | 0.8175 | -0.28276 | 0.65411 | 0 | 40.2023 | 0 | 0 | 40.2023 | 0 | 0 | 38.8934 | 0 | 0 | 0 | 0 | 35.7975 | 0 | 0 | 0 | 0 | 0 | 0 | 40.2023 | 79.0957 | 114.8932 | 0 | 0 | 0 | 0 | 0 | 0 | 40.2023 | 79.0957 | 114.8932 | 0 | 0 | 0 | 323.0912 | 205.5833 | 323.0912 | 156.0447 | 107.6971 | 317.2141 | 204.4808 | 317.2141 | 154.3414 | 105.738 | 297.0356 | 194.2952 | 297.0356 | 145.8027 | 99.0119 | 395.2186 | 388.0295 | 363.3463 | 0.011368 | 0.011311 | 0.011255 | 0 | 2.1215 | 0 | 0 | 2.1215 | 0 | 0 | 2.0829 | 0 | 0 | 2.0829 | 0 | 0 | 1.9504 | 0 | 0 | 1.9504 | 0 | 0 | 0 | 0 | 21.2149 | 20.829 | 19.504 | 0 | 0 | 0 | 0 | 0 | 0 | 21.2149 | 20.829 | 19.504 | 0 | 0 | 0 | 2.1215 | 4.2044 | 6.1548 | 0 | 0 | 0 | 0 | 0 | 0 | 2.1215 | 4.2044 | 6.1548 | 0 | 0 | 0 | 1.09 | -0.56982 | 0.47723 | 1.09 | -0.56303 | 0.48346 | 1.09 | -0.55526 | 0.49059 | 0 | 40.2023 | 0 | 0 | 40.2023 | 0 | 0 | 38.8934 | 0 | 0 | 0 | 0 | 35.7975 | 0 | 0 | 0 | 0 | 0 | 0 | 40.2023 | 79.0957 | 114.8932 | 0 | 0 | 0 | 0 | 0 | 0 | 40.2023 | 79.0957 | 114.8932 | 0 | 0 | 0 | 5714.4253 | 2727.0717 | 5714.4253 | 2069.9402 | 0 | 5528.3799 | 2672.7551 | 5528.3799 | 2017.3871 | 0 | 5088.323 | 2496.2581 | 5088.323 | 1873.2378 | 0 | 5242.592 | 5071.9082 | 4668.1862 | 0.1508 | 0.15005 | 0.1493 | 0 | 28.1416 | 0 | 0 | 28.1416 | 0 | 0 | 27.2254 | 0 | 0 | 27.2254 | 0 | 0 | 25.0583 | 0 | 0 | 25.0583 | 0 | 0 | 0 | 0 | 281.416 | 272.2539 | 250.5826 | 0 | 0 | 0 | 0 | 0 | 0 | 281.416 | 272.2539 | 250.5826 | 0 | 0 | 0 | 28.1416 | 55.367 | 80.4253 | 0 | 0 | 0 | 0 | 0 | 0 | 28.1416 | 55.367 | 80.4253 | 0 | 0 | 0
| 937 | Business | Healthcare/Hospitals | HVAC | Gas | 02-445 | 02-445.04 | Misc Heating | [02-445]_Business_HVAC_Destratification Fan - High Efficiency_ADD_Gas_per sqft | HVLS fans with VSD | No Destratification fans | ENGINEER | 0 | 0.0077195 | 0 | 0 | 0 | 0 | 1.09 | 10 | 0.444 | 0.068 | 0.07 | 0.404 | 0.458 | 1 | 1 | Additions on Existing | 13.3833 | #NUM! | 0 | 0.081445 | 0 | 0 | 0.081445 | 0 | 0.61524 | 0 | 0 | 0 | 0.0081445 | 0 | 0.62338 | 0.45947 | 0.16391 | 1.3567 | 0 | 0.62338 | 0 | 0 | 0 | 0.0081445 | 0 | 0.63152 | 0.45947 | 0.17205 | 1.3745 | 0 | 0.63269 | 0 | 0 | 0 | 0.0081445 | 0 | 0.64083 | 0.45947 | 0.18136 | 1.3947 | per sqft | 21.6857 | 58898.3833 | 0.005 | 0 | 98.4346 | 0 | 0 | 98.4346 | 0 | 0 | 95.2298 | 0 | 0 | 0 | 0 | 87.6495 | 0 | 0 | 0 | 0 | 0 | 0 | 98.4346 | 193.6644 | 281.3139 | 0 | 0 | 0 | 0 | 0 | 0 | 98.4346 | 193.6644 | 281.3139 | 0 | 0 | 0 | 0 | 98.4346 | 0 | 0 | 98.4346 | 0 | 0 | 95.2298 | 0 | 0 | 0 | 0 | 87.6495 | 0 | 0 | 0 | 0 | 0 | 0 | 98.4346 | 193.6644 | 281.3139 | 0 | 0 | 0 | 0 | 0 | 0 | 98.4346 | 193.6644 | 281.3139 | 0 | 0 | 0 | 21.2199 | 28.7897 | 21.2199 | 24.5361 | 29.1198 | 20.8939 | 28.7178 | 20.8939 | 24.3381 | 28.6724 | 19.6267 | 27.3736 | 19.6267 | 23.0644 | 26.9335 | 46.1832 | 45.4737 | 42.7158 | 0.00078022 | 0.00077633 | 0.00077247 | 0 | 0.35651 | 0 | 0 | 0.35651 | 0 | 0 | 0.35103 | 0 | 0 | 0.35103 | 0 | 0 | 0.32974 | 0 | 0 | 0.32974 | 0 | 0 | 0 | 0 | 3.5651 | 3.5103 | 3.2974 | 0 | 0 | 0 | 0 | 0 | 0 | 3.5651 | 3.5103 | 3.2974 | 0 | 0 | 0 | 0.35651 | 0.70754 | 1.0373 | 0 | 0 | 0 | 0 | 0 | 0 | 0.35651 | 0.70754 | 1.0373 | 0 | 0 | 0 | 1 | 1 | 1 | 1 | 1 | 1 | 1 | 0.8175 | -0.19412 | 0.76254 | 0.8175 | -0.18598 | 0.77251 | 0.8175 | -0.17667 | 0.78389 | 0 | 98.4346 | 0 | 0 | 98.4346 | 0 | 0 | 95.2298 | 0 | 0 | 0 | 0 | 87.6495 | 0 | 0 | 0 | 0 | 0 | 0 | 98.4346 | 193.6644 | 281.3139 | 0 | 0 | 0 | 0 | 0 | 0 | 98.4346 | 193.6644 | 281.3139 | 0 | 0 | 0 | 946.8924 | 722.048 | 946.8924 | 615.3667 | 315.6308 | 927.2458 | 716.3044 | 927.2458 | 607.0638 | 309.0819 | 865.9492 | 678.8107 | 865.9492 | 571.9509 | 288.6497 | 1158.2782 | 1134.2457 | 1059.2651 | 0.019568 | 0.019471 | 0.019374 | 0 | 8.9413 | 0 | 0 | 8.9413 | 0 | 0 | 8.7558 | 0 | 0 | 8.7558 | 0 | 0 | 8.177 | 0 | 0 | 8.177 | 0 | 0 | 0 | 0 | 89.4128 | 87.5576 | 81.7695 | 0 | 0 | 0 | 0 | 0 | 0 | 89.4128 | 87.5576 | 81.7695 | 0 | 0 | 0 | 8.9413 | 17.697 | 25.874 | 0 | 0 | 0 | 0 | 0 | 0 | 8.9413 | 17.697 | 25.874 | 0 | 0 | 0 | 1.09 | -0.46662 | 0.57191 | 1.09 | -0.45848 | 0.57938 | 1.09 | -0.44917 | 0.58792 | 0 | 98.4346 | 0 | 0 | 98.4346 | 0 | 0 | 95.2298 | 0 | 0 | 0 | 0 | 87.6495 | 0 | 0 | 0 | 0 | 0 | 0 | 98.4346 | 193.6644 | 281.3139 | 0 | 0 | 0 | 0 | 0 | 0 | 98.4346 | 193.6644 | 281.3139 | 0 | 0 | 0 | 9729.385 | 5564.32 | 9729.385 | 4742.2011 | 0 | 9412.6239 | 5453.4922 | 9412.6239 | 4621.8029 | 0 | 8663.3827 | 5093.3677 | 8663.3827 | 4291.5589 | 0 | 8926.0413 | 8635.4348 | 7948.0575 | 0.1508 | 0.15005 | 0.1493 | 0 | 68.9042 | 0 | 0 | 68.9042 | 0 | 0 | 66.6609 | 0 | 0 | 66.6609 | 0 | 0 | 61.3547 | 0 | 0 | 61.3547 | 0 | 0 | 0 | 0 | 689.0419 | 666.6086 | 613.5468 | 0 | 0 | 0 | 0 | 0 | 0 | 689.0419 | 666.6086 | 613.5468 | 0 | 0 | 0 | 68.9042 | 135.565 | 196.9197 | 0 | 0 | 0 | 0 | 0 | 0 | 68.9042 | 135.565 | 196.9197 | 0 | 0 | 0
| 938 | Business | Campus/Education | HVAC | Gas | 02-445 | 02-445.05 | Misc Heating | [02-445]_Business_HVAC_Destratification Fan - High Efficiency_ADD_Gas_per sqft | HVLS fans with VSD | No Destratification fans | ENGINEER | 0 | 0.012835 | 0 | 0 | 0 | 0 | 1.09 | 10 | 0.444 | 0.068 | 0.07 | 0.404 | 0.458 | 1 | 1 | Additions on Existing | 8.049 | #NUM! | 0 | 0.13542 | 0 | 0 | 0.13542 | 0 | 1.023 | 0 | 0 | 0 | 0.013542 | 0 | 1.0365 | 0.45947 | 0.57704 | 2.2559 | 0 | 1.0365 | 0 | 0 | 0 | 0.013542 | 0 | 1.0501 | 0.45947 | 0.59058 | 2.2853 | 0 | 1.052 | 0 | 0 | 0 | 0.013542 | 0 | 1.0655 | 0.45947 | 0.60606 | 2.319 | per sqft | 258.8207 | 587781.797 | 0.005 | 0 | 1633.358 | 0 | 0 | 1633.358 | 0 | 0 | 1580.1805 | 0 | 0 | 0 | 0 | 1454.3987 | 0 | 0 | 0 | 0 | 0 | 0 | 1633.358 | 3213.5385 | 4667.9373 | 0 | 0 | 0 | 0 | 0 | 0 | 1633.358 | 3213.5385 | 4667.9373 | 0 | 0 | 0 | 0 | 1633.358 | 0 | 0 | 1633.358 | 0 | 0 | 1580.1805 | 0 | 0 | 0 | 0 | 1454.3987 | 0 | 0 | 0 | 0 | 0 | 0 | 1633.358 | 3213.5385 | 4667.9373 | 0 | 0 | 0 | 0 | 0 | 0 | 1633.358 | 3213.5385 | 4667.9373 | 0 | 0 | 0 | 651.5153 | 1469.7368 | 651.5153 | 1199.083 | 894.0658 | 641.3787 | 1465.7731 | 641.3787 | 1189.1736 | 880.1555 | 602.6752 | 1397.6199 | 602.6752 | 1127.3037 | 827.0432 | 1417.9644 | 1395.9029 | 1311.6682 | 0.0024004 | 0.0023885 | 0.0023766 | 0 | 18.2001 | 0 | 0 | 18.2001 | 0 | 0 | 17.9169 | 0 | 0 | 17.9169 | 0 | 0 | 16.8357 | 0 | 0 | 16.8357 | 0 | 0 | 0 | 0 | 182.0007 | 179.169 | 168.3572 | 0 | 0 | 0 | 0 | 0 | 0 | 182.0007 | 179.169 | 168.3572 | 0 | 0 | 0 | 18.2001 | 36.117 | 52.9527 | 0 | 0 | 0 | 0 | 0 | 0 | 18.2001 | 36.117 | 52.9527 | 0 | 0 | 0 | 1 | 1 | 1 | 1 | 1 | 1 | 1 | 0.8175 | 0.21901 | 1.2679 | 0.8175 | 0.23255 | 1.2845 | 0.8175 | 0.24803 | 1.3034 | 0 | 1633.358 | 0 | 0 | 1633.358 | 0 | 0 | 1580.1805 | 0 | 0 | 0 | 0 | 1454.3987 | 0 | 0 | 0 | 0 | 0 | 0 | 1633.358 | 3213.5385 | 4667.9373 | 0 | 0 | 0 | 0 | 0 | 0 | 1633.358 | 3213.5385 | 4667.9373 | 0 | 0 | 0 | 18795.356 | 23830.7138 | 18795.356 | 19442.2593 | 6265.1187 | 18352.7766 | 23573.5808 | 18352.7766 | 19125.1163 | 6117.5922 | 17080.8745 | 22263.1914 | 17080.8745 | 17957.2273 | 5693.6248 | 22991.2611 | 22449.8796 | 20894.0361 | 0.038921 | 0.038727 | 0.038534 | 0 | 295.1009 | 0 | 0 | 295.1009 | 0 | 0 | 288.1521 | 0 | 0 | 288.1521 | 0 | 0 | 268.1823 | 0 | 0 | 268.1823 | 0 | 0 | 0 | 0 | 2951.0092 | 2881.521 | 2681.823 | 0 | 0 | 0 | 0 | 0 | 0 | 2951.0092 | 2881.521 | 2681.823 | 0 | 0 | 0 | 295.1009 | 583.253 | 851.4353 | 0 | 0 | 0 | 0 | 0 | 0 | 295.1009 | 583.253 | 851.4353 | 0 | 0 | 0 | 1.09 | -0.053488 | 0.95093 | 1.09 | -0.039946 | 0.96335 | 1.09 | -0.024471 | 0.97755 | 0 | 1633.358 | 0 | 0 | 1633.358 | 0 | 0 | 1580.1805 | 0 | 0 | 0 | 0 | 1454.3987 | 0 | 0 | 0 | 0 | 0 | 0 | 1633.358 | 3213.5385 | 4667.9373 | 0 | 0 | 0 | 0 | 0 | 0 | 1633.358 | 3213.5385 | 4667.9373 | 0 | 0 | 0 | 97095.2865 | 92330.653 | 97095.2865 | 75327.8524 | 0 | 93934.1405 | 90491.6502 | 93934.1405 | 73415.3777 | 0 | 86457.0187 | 84515.9813 | 86457.0187 | 68169.5924 | 0 | 89078.2445 | 86178.1106 | 79318.3658 | 0.1508 | 0.15005 | 0.1493 | 0 | 1143.3506 | 0 | 0 | 1143.3506 | 0 | 0 | 1106.1264 | 0 | 0 | 1106.1264 | 0 | 0 | 1018.0791 | 0 | 0 | 1018.0791 | 0 | 0 | 0 | 0 | 11433.506 | 11061.2636 | 10180.7912 | 0 | 0 | 0 | 0 | 0 | 0 | 11433.506 | 11061.2636 | 10180.7912 | 0 | 0 | 0 | 1143.3506 | 2249.477 | 3267.5561 | 0 | 0 | 0 | 0 | 0 | 0 | 1143.3506 | 2249.477 | 3267.5561 | 0 | 0 | 0
| 939 | Business | Warehouse | HVAC | Gas | 02-445 | 02-445.06 | Misc Heating | [02-445]_Business_HVAC_Destratification Fan - High Efficiency_ADD_Gas_per sqft | HVLS fans with VSD | No Destratification fans | ENGINEER | 0 | 0.0036533 | 0 | 0 | 0 | 0 | 1.09 | 10 | 0.444 | 0.068 | 0.07 | 0.404 | 0.458 | 1 | 1 | Additions on Existing | 28.2794 | #NUM! | 0 | 0.038544 | 0 | 0 | 0.038544 | 0 | 0.29116 | 0 | 0 | 0 | 0.0038544 | 0 | 0.29502 | 0.45947 | -0.16446 | 0.64208 | 0 | 0.29502 | 0 | 0 | 0 | 0.0038544 | 0 | 0.29887 | 0.45947 | -0.1606 | 0.65047 | 0 | 0.29942 | 0 | 0 | 0 | 0.0038544 | 0 | 0.30328 | 0.45947 | -0.1562 | 0.66005 | per sqft | 289.3875 | 600768.5456 | 0.005 | 0 | 475.1655 | 0 | 0 | 475.1655 | 0 | 0 | 459.6955 | 0 | 0 | 0 | 0 | 423.1039 | 0 | 0 | 0 | 0 | 0 | 0 | 475.1655 | 934.861 | 1357.9649 | 0 | 0 | 0 | 0 | 0 | 0 | 475.1655 | 934.861 | 1357.9649 | 0 | 0 | 0 | 0 | 475.1655 | 0 | 0 | 475.1655 | 0 | 0 | 459.6955 | 0 | 0 | 0 | 0 | 423.1039 | 0 | 0 | 0 | 0 | 0 | 0 | 475.1655 | 934.861 | 1357.9649 | 0 | 0 | 0 | 0 | 0 | 0 | 475.1655 | 934.861 | 1357.9649 | 0 | 0 | 0 | 98.7616 | 63.4126 | 98.7616 | 51.878 | 135.5292 | 97.4818 | 63.4086 | 97.4818 | 51.5852 | 133.773 | 91.5248 | 60.4112 | 91.5248 | 48.8616 | 125.5983 | 214.9456 | 212.1603 | 199.1956 | 0.000356 | 0.00035423 | 0.00035247 | 0 | 0.78525 | 0 | 0 | 0.78525 | 0 | 0 | 0.77508 | 0 | 0 | 0.77508 | 0 | 0 | 0.72771 | 0 | 0 | 0.72771 | 0 | 0 | 0 | 0 | 7.8525 | 7.7508 | 7.2771 | 0 | 0 | 0 | 0 | 0 | 0 | 7.8525 | 7.7508 | 7.2771 | 0 | 0 | 0 | 0.78525 | 1.5603 | 2.288 | 0 | 0 | 0 | 0 | 0 | 0 | 0.78525 | 1.5603 | 2.288 | 0 | 0 | 0 | 1 | 1 | 1 | 1 | 1 | 1 | 1 | 0.8175 | -0.52248 | 0.36088 | 0.8175 | -0.51863 | 0.36559 | 0.8175 | -0.51422 | 0.37098 | 0 | 475.1655 | 0 | 0 | 475.1655 | 0 | 0 | 459.6955 | 0 | 0 | 0 | 0 | 423.1039 | 0 | 0 | 0 | 0 | 0 | 0 | 475.1655 | 934.861 | 1357.9649 | 0 | 0 | 0 | 0 | 0 | 0 | 475.1655 | 934.861 | 1357.9649 | 0 | 0 | 0 | 7115.1176 | 2567.6809 | 7115.1176 | 2100.6288 | 2371.7059 | 6969.4636 | 2547.9776 | 6969.4636 | 2072.8731 | 2323.1545 | 6520.536 | 2418.9845 | 6520.536 | 1956.5166 | 2173.512 | 8703.5077 | 8525.3377 | 7976.1909 | 0.014415 | 0.014343 | 0.014272 | 0 | 31.7962 | 0 | 0 | 31.7962 | 0 | 0 | 31.1453 | 0 | 0 | 31.1453 | 0 | 0 | 29.1391 | 0 | 0 | 29.1391 | 0 | 0 | 0 | 0 | 317.9615 | 311.4525 | 291.3908 | 0 | 0 | 0 | 0 | 0 | 0 | 317.9615 | 311.4525 | 291.3908 | 0 | 0 | 0 | 31.7962 | 62.9414 | 92.0805 | 0 | 0 | 0 | 0 | 0 | 0 | 31.7962 | 62.9414 | 92.0805 | 0 | 0 | 0 | 1.09 | -0.79498 | 0.27066 | 1.09 | -0.79113 | 0.27419 | 1.09 | -0.78672 | 0.27823 | 0 | 475.1655 | 0 | 0 | 475.1655 | 0 | 0 | 459.6955 | 0 | 0 | 0 | 0 | 423.1039 | 0 | 0 | 0 | 0 | 0 | 0 | 475.1655 | 934.861 | 1357.9649 | 0 | 0 | 0 | 0 | 0 | 0 | 475.1655 | 934.861 | 1357.9649 | 0 | 0 | 0 | 106329.1703 | 28778.798 | 106329.1703 | 23544.0367 | 0 | 102867.3954 | 28205.5941 | 102867.3954 | 22946.2847 | 0 | 94679.1898 | 26343.0213 | 94679.1898 | 21306.6925 | 0 | 97549.6975 | 94373.7572 | 86861.6421 | 0.16157 | 0.16076 | 0.15996 | 0 | 356.3741 | 0 | 0 | 356.3741 | 0 | 0 | 344.7716 | 0 | 0 | 344.7716 | 0 | 0 | 317.3279 | 0 | 0 | 317.3279 | 0 | 0 | 0 | 0 | 3563.7413 | 3447.716 | 3173.2791 | 0 | 0 | 0 | 0 | 0 | 0 | 3563.7413 | 3447.716 | 3173.2791 | 0 | 0 | 0 | 356.3741 | 701.1457 | 1018.4736 | 0 | 0 | 0 | 0 | 0 | 0 | 356.3741 | 701.1457 | 1018.4736 | 0 | 0 | 0
| 940 | Business | Lodging | HVAC | Gas | 02-445 | 02-445.07 | Misc Heating | [02-445]_Business_HVAC_Destratification Fan - High Efficiency_ADD_Gas_per sqft | HVLS fans with VSD | No Destratification fans | ENGINEER | 0 | 0.016455 | 0 | 0 | 0 | 0 | 1.09 | 10 | 0.444 | 0.068 | 0.07 | 0.404 | 0.458 | 1 | 1 | Additions on Existing | 6.2785 | #NUM! | 0 | 0.17361 | 0 | 0 | 0.17361 | 0 | 1.3115 | 0 | 0 | 0 | 0.017361 | 0 | 1.3288 | 0.40102 | 0.9278 | 3.3136 | 0 | 1.3288 | 0 | 0 | 0 | 0.017361 | 0 | 1.3462 | 0.40102 | 0.94516 | 3.3569 | 0 | 1.3487 | 0 | 0 | 0 | 0.017361 | 0 | 1.366 | 0.40102 | 0.965 | 3.4064 | per sqft | 113.4192 | 325172.8733 | 0.005 | 0 | 1158.4279 | 0 | 0 | 1158.4279 | 0 | 0 | 1120.7128 | 0 | 0 | 0 | 0 | 1031.5045 | 0 | 0 | 0 | 0 | 0 | 0 | 1158.4279 | 2279.1407 | 3310.6451 | 0 | 0 | 0 | 0 | 0 | 0 | 1158.4279 | 2279.1407 | 3310.6451 | 0 | 0 | 0 | 0 | 1158.4279 | 0 | 0 | 1158.4279 | 0 | 0 | 1120.7128 | 0 | 0 | 0 | 0 | 1031.5045 | 0 | 0 | 0 | 0 | 0 | 0 | 1158.4279 | 2279.1407 | 3310.6451 | 0 | 0 | 0 | 0 | 0 | 0 | 1158.4279 | 2279.1407 | 3310.6451 | 0 | 0 | 0 | 900.8535 | 2985.0851 | 900.8535 | 2324.2166 | 1547.7559 | 885.1485 | 2971.3648 | 885.1485 | 2300.619 | 1520.7732 | 829.607 | 2825.9587 | 829.607 | 2175.3436 | 1425.3474 | 2246.4307 | 2207.2676 | 2068.7656 | 0.006874 | 0.0068399 | 0.0068058 | 0 | 36.965 | 0 | 0 | 36.965 | 0 | 0 | 36.3205 | 0 | 0 | 36.3205 | 0 | 0 | 34.0415 | 0 | 0 | 34.0415 | 0 | 0 | 0 | 0 | 369.6496 | 363.2053 | 340.4149 | 0 | 0 | 0 | 0 | 0 | 0 | 369.6496 | 363.2053 | 340.4149 | 0 | 0 | 0 | 36.965 | 73.2855 | 107.327 | 0 | 0 | 0 | 0 | 0 | 0 | 36.965 | 73.2855 | 107.327 | 0 | 0 | 0 | 1 | 1 | 1 | 1 | 1 | 1 | 1 | 0.8175 | 0.51131 | 1.6255 | 0.8175 | 0.52867 | 1.6467 | 0.8175 | 0.54851 | 1.671 | 0 | 1158.4279 | 0 | 0 | 1158.4279 | 0 | 0 | 1120.7128 | 0 | 0 | 0 | 0 | 1031.5045 | 0 | 0 | 0 | 0 | 0 | 0 | 1158.4279 | 2279.1407 | 3310.6451 | 0 | 0 | 0 | 0 | 0 | 0 | 1158.4279 | 2279.1407 | 3310.6451 | 0 | 0 | 0 | 22024.8251 | 35800.4436 | 22024.8251 | 27874.5771 | 7341.6084 | 21407.2152 | 35251.1588 | 21407.2152 | 27293.682 | 7135.7384 | 19813.227 | 33107.1638 | 19813.227 | 25484.9647 | 6604.409 | 26941.6821 | 26186.196 | 24236.3633 | 0.082441 | 0.082031 | 0.081623 | 0 | 443.3247 | 0 | 0 | 443.3247 | 0 | 0 | 430.8932 | 0 | 0 | 430.8932 | 0 | 0 | 398.8087 | 0 | 0 | 398.8087 | 0 | 0 | 0 | 0 | 4433.247 | 4308.9319 | 3988.0874 | 0 | 0 | 0 | 0 | 0 | 0 | 4433.247 | 4308.9319 | 3988.0874 | 0 | 0 | 0 | 443.3247 | 874.2179 | 1273.0266 | 0 | 0 | 0 | 0 | 0 | 0 | 443.3247 | 874.2179 | 1273.0266 | 0 | 0 | 0 | 1.09 | 0.23881 | 1.2191 | 1.09 | 0.25617 | 1.235 | 1.09 | 0.27601 | 1.2532 | 0 | 1158.4279 | 0 | 0 | 1158.4279 | 0 | 0 | 1120.7128 | 0 | 0 | 0 | 0 | 1031.5045 | 0 | 0 | 0 | 0 | 0 | 0 | 1158.4279 | 2279.1407 | 3310.6451 | 0 | 0 | 0 | 0 | 0 | 0 | 1158.4279 | 2279.1407 | 3310.6451 | 0 | 0 | 0 | 57551.8843 | 70161.1584 | 57551.8843 | 54628.1672 | 0 | 55678.1589 | 68763.7182 | 55678.1589 | 53241.2302 | 0 | 51246.1986 | 64222.866 | 51246.1986 | 49436.9582 | 0 | 52799.8938 | 51080.8797 | 47014.8611 | 0.16157 | 0.16076 | 0.15996 | 0 | 868.8209 | 0 | 0 | 868.8209 | 0 | 0 | 840.5346 | 0 | 0 | 840.5346 | 0 | 0 | 773.6283 | 0 | 0 | 773.6283 | 0 | 0 | 0 | 0 | 8688.2092 | 8405.3458 | 7736.2835 | 0 | 0 | 0 | 0 | 0 | 0 | 8688.2092 | 8405.3458 | 7736.2835 | 0 | 0 | 0 | 868.8209 | 1709.3555 | 2482.9838 | 0 | 0 | 0 | 0 | 0 | 0 | 868.8209 | 1709.3555 | 2482.9838 | 0 | 0 | 0
| 941 | Business | Other Commercial | HVAC | Gas | 02-445 | 02-445.08 | Misc Heating | [02-445]_Business_HVAC_Destratification Fan - High Efficiency_ADD_Gas_per sqft | HVLS fans with VSD | No Destratification fans | ENGINEER | 0 | 0.0086787 | 0 | 0 | 0 | 0 | 1.09 | 10 | 0.444 | 0.068 | 0.07 | 0.404 | 0.458 | 1 | 1 | Additions on Existing | 11.9042 | #NUM! | 0 | 0.091565 | 0 | 0 | 0.091565 | 0 | 0.69168 | 0 | 0 | 0 | 0.0091565 | 0 | 0.70084 | 0.40102 | 0.29982 | 1.7477 | 0 | 0.70084 | 0 | 0 | 0 | 0.0091565 | 0 | 0.71 | 0.40102 | 0.30898 | 1.7705 | 0 | 0.7113 | 0 | 0 | 0 | 0.0091565 | 0 | 0.72046 | 0.40102 | 0.31944 | 1.7966 | per sqft | 98.1229 | 372867.0041 | 0.005 | 0 | 700.59 | 0 | 0 | 700.59 | 0 | 0 | 677.7808 | 0 | 0 | 0 | 0 | 623.8297 | 0 | 0 | 0 | 0 | 0 | 0 | 700.59 | 1378.3708 | 2002.2005 | 0 | 0 | 0 | 0 | 0 | 0 | 700.59 | 1378.3708 | 2002.2005 | 0 | 0 | 0 | 0 | 700.59 | 0 | 0 | 700.59 | 0 | 0 | 677.7808 | 0 | 0 | 0 | 0 | 623.8297 | 0 | 0 | 0 | 0 | 0 | 0 | 700.59 | 1378.3708 | 2002.2005 | 0 | 0 | 0 | 0 | 0 | 0 | 700.59 | 1378.3708 | 2002.2005 | 0 | 0 | 0 | 242.5251 | 423.8523 | 242.5251 | 333.0023 | 416.6823 | 238.9316 | 423.0277 | 238.9316 | 330.4991 | 410.5083 | 224.5811 | 403.4799 | 224.5811 | 313.3983 | 385.8527 | 604.7774 | 595.8165 | 560.031 | 0.0016139 | 0.0016059 | 0.0015979 | 0 | 5.2487 | 0 | 0 | 5.2487 | 0 | 0 | 5.1709 | 0 | 0 | 5.1709 | 0 | 0 | 4.8603 | 0 | 0 | 4.8603 | 0 | 0 | 0 | 0 | 52.4866 | 51.7089 | 48.6032 | 0 | 0 | 0 | 0 | 0 | 0 | 52.4866 | 51.7089 | 48.6032 | 0 | 0 | 0 | 5.2487 | 10.4195 | 15.2799 | 0 | 0 | 0 | 0 | 0 | 0 | 5.2487 | 10.4195 | 15.2799 | 0 | 0 | 0 | 1 | 1 | 1 | 1 | 1 | 1 | 1 | 0.8175 | -0.11666 | 0.8573 | 0.8175 | -0.1075 | 0.8685 | 0.8175 | -0.09704 | 0.8813 | 0 | 700.59 | 0 | 0 | 700.59 | 0 | 0 | 677.7808 | 0 | 0 | 0 | 0 | 623.8297 | 0 | 0 | 0 | 0 | 0 | 0 | 700.59 | 1378.3708 | 2002.2005 | 0 | 0 | 0 | 0 | 0 | 0 | 700.59 | 1378.3708 | 2002.2005 | 0 | 0 | 0 | 14799.5011 | 12687.5654 | 14799.5011 | 9968.0664 | 4933.167 | 14433.1845 | 12535.1826 | 14433.1845 | 9793.3695 | 4811.0615 | 13411.1611 | 11819.2092 | 13411.1611 | 9180.4343 | 4470.387 | 18103.3653 | 17655.2716 | 16405.09 | 0.04831 | 0.04807 | 0.047831 | 0 | 157.1129 | 0 | 0 | 157.1129 | 0 | 0 | 153.224 | 0 | 0 | 153.224 | 0 | 0 | 142.3741 | 0 | 0 | 142.3741 | 0 | 0 | 0 | 0 | 1571.1289 | 1532.2404 | 1423.7414 | 0 | 0 | 0 | 0 | 0 | 0 | 1571.1289 | 1532.2404 | 1423.7414 | 0 | 0 | 0 | 157.1129 | 310.3369 | 452.7111 | 0 | 0 | 0 | 0 | 0 | 0 | 157.1129 | 310.3369 | 452.7111 | 0 | 0 | 0 | 1.09 | -0.38916 | 0.64297 | 1.09 | -0.38 | 0.65137 | 1.09 | -0.36954 | 0.66097 | 0 | 700.59 | 0 | 0 | 700.59 | 0 | 0 | 677.7808 | 0 | 0 | 0 | 0 | 623.8297 | 0 | 0 | 0 | 0 | 0 | 0 | 700.59 | 1378.3708 | 2002.2005 | 0 | 0 | 0 | 0 | 0 | 0 | 700.59 | 1378.3708 | 2002.2005 | 0 | 0 | 0 | 65993.2006 | 42431.8214 | 65993.2006 | 33336.8301 | 0 | 63844.65 | 41586.6824 | 63844.65 | 32490.452 | 0 | 58762.6402 | 38840.4816 | 58762.6402 | 30168.8957 | 0 | 60544.2208 | 58573.0734 | 53910.679 | 0.16157 | 0.16076 | 0.15996 | 0 | 525.4425 | 0 | 0 | 525.4425 | 0 | 0 | 508.3356 | 0 | 0 | 508.3356 | 0 | 0 | 467.8723 | 0 | 0 | 467.8723 | 0 | 0 | 0 | 0 | 5254.4249 | 5083.3558 | 4678.7226 | 0 | 0 | 0 | 0 | 0 | 0 | 5254.4249 | 5083.3558 | 4678.7226 | 0 | 0 | 0 | 525.4425 | 1033.7781 | 1501.6503 | 0 | 0 | 0 | 0 | 0 | 0 | 525.4425 | 1033.7781 | 1501.6503 | 0 | 0 | 0
| 942 | Business | Food Sales | HVAC | Gas | 02-445 | 02-445.09 | Misc Heating | [02-445]_Business_HVAC_Destratification Fan - High Efficiency_ADD_Gas_per sqft | HVLS fans with VSD | No Destratification fans | ENGINEER | 0 | 0.0056737 | 0 | 0 | 0 | 0 | 1.09 | 10 | 0.444 | 0.068 | 0.07 | 0.404 | 0.458 | 1 | 1 | Additions on Existing | 18.2089 | #NUM! | 0 | 0.059861 | 0 | 0 | 0.059861 | 0 | 0.45219 | 0 | 0 | 0 | 0.0059861 | 0 | 0.45818 | 0.40102 | 0.057161 | 1.1425 | 0 | 0.45818 | 0 | 0 | 0 | 0.0059861 | 0 | 0.46416 | 0.40102 | 0.063147 | 1.1575 | 0 | 0.46502 | 0 | 0 | 0 | 0.0059861 | 0 | 0.471 | 0.40102 | 0.069988 | 1.1745 | per sqft | 31.9453 | 57373.7846 | 0.005 | 0 | 70.4754 | 0 | 0 | 70.4754 | 0 | 0 | 68.1809 | 0 | 0 | 0 | 0 | 62.7538 | 0 | 0 | 0 | 0 | 0 | 0 | 70.4754 | 138.6564 | 201.4101 | 0 | 0 | 0 | 0 | 0 | 0 | 70.4754 | 138.6564 | 201.4101 | 0 | 0 | 0 | 0 | 70.4754 | 0 | 0 | 70.4754 | 0 | 0 | 68.1809 | 0 | 0 | 0 | 0 | 62.7538 | 0 | 0 | 0 | 0 | 0 | 0 | 70.4754 | 138.6564 | 201.4101 | 0 | 0 | 0 | 0 | 0 | 0 | 70.4754 | 138.6564 | 201.4101 | 0 | 0 | 0 | 3.6923 | 4.2186 | 3.6923 | 3.2709 | 6.3437 | 3.6261 | 4.1971 | 3.6261 | 3.2361 | 6.23 | 3.4213 | 4.0184 | 3.4213 | 3.0804 | 5.8782 | 9.2073 | 9.0423 | 8.5316 | 0.00015968 | 0.00015889 | 0.0001581 | 0 | 0.05224 | 0 | 0 | 0.05224 | 0 | 0 | 0.051303 | 0 | 0 | 0.051303 | 0 | 0 | 0.048406 | 0 | 0 | 0.048406 | 0 | 0 | 0 | 0 | 0.5224 | 0.51303 | 0.48406 | 0 | 0 | 0 | 0 | 0 | 0 | 0.5224 | 0.51303 | 0.48406 | 0 | 0 | 0 | 0.05224 | 0.10354 | 0.15195 | 0 | 0 | 0 | 0 | 0 | 0 | 0.05224 | 0.10354 | 0.15195 | 0 | 0 | 0 | 1 | 1 | 1 | 1 | 1 | 1 | 1 | 0.8175 | -0.35932 | 0.56046 | 0.8175 | -0.35334 | 0.56778 | 0.8175 | -0.3465 | 0.57615 | 0 | 70.4754 | 0 | 0 | 70.4754 | 0 | 0 | 68.1809 | 0 | 0 | 0 | 0 | 62.7538 | 0 | 0 | 0 | 0 | 0 | 0 | 70.4754 | 138.6564 | 201.4101 | 0 | 0 | 0 | 0 | 0 | 0 | 70.4754 | 138.6564 | 201.4101 | 0 | 0 | 0 | 434.3249 | 243.4222 | 434.3249 | 188.741 | 144.775 | 426.09 | 241.9268 | 426.09 | 186.5345 | 142.03 | 399.4593 | 230.1488 | 399.4593 | 176.4238 | 133.1531 | 531.2843 | 521.211 | 488.6353 | 0.009214 | 0.0091681 | 0.0091225 | 0 | 3.0143 | 0 | 0 | 3.0143 | 0 | 0 | 2.9572 | 0 | 0 | 2.9572 | 0 | 0 | 2.7724 | 0 | 0 | 2.7724 | 0 | 0 | 0 | 0 | 30.1435 | 29.572 | 27.7237 | 0 | 0 | 0 | 0 | 0 | 0 | 30.1435 | 29.572 | 27.7237 | 0 | 0 | 0 | 3.0143 | 5.9715 | 8.7439 | 0 | 0 | 0 | 0 | 0 | 0 | 3.0143 | 5.9715 | 8.7439 | 0 | 0 | 0 | 1.09 | -0.63182 | 0.42035 | 1.09 | -0.62584 | 0.42584 | 1.09 | -0.619 | 0.43211 | 0 | 70.4754 | 0 | 0 | 70.4754 | 0 | 0 | 68.1809 | 0 | 0 | 0 | 0 | 62.7538 | 0 | 0 | 0 | 0 | 0 | 0 | 70.4754 | 138.6564 | 201.4101 | 0 | 0 | 0 | 0 | 0 | 0 | 70.4754 | 138.6564 | 201.4101 | 0 | 0 | 0 | 9477.5376 | 3983.8425 | 9477.5376 | 3088.9324 | 0 | 9168.9759 | 3904.4941 | 9168.9759 | 3010.5085 | 0 | 8439.1289 | 3646.6585 | 8439.1289 | 2795.3971 | 0 | 8694.9886 | 8411.9045 | 7742.3201 | 0.1508 | 0.15005 | 0.1493 | 0 | 49.3328 | 0 | 0 | 49.3328 | 0 | 0 | 47.7267 | 0 | 0 | 47.7267 | 0 | 0 | 43.9276 | 0 | 0 | 43.9276 | 0 | 0 | 0 | 0 | 493.3279 | 477.2666 | 439.2763 | 0 | 0 | 0 | 0 | 0 | 0 | 493.3279 | 477.2666 | 439.2763 | 0 | 0 | 0 | 49.3328 | 97.0594 | 140.9871 | 0 | 0 | 0 | 0 | 0 | 0 | 49.3328 | 97.0594 | 140.9871 | 0 | 0 | 0
| 943 | Business | Manufacturing/Industrial | HVAC | Gas | 02-445 | 02-445.10 | Misc Heating | [02-445]_Business_HVAC_Destratification Fan - High Efficiency_ADD_Gas_per sqft | HVLS fans with VSD | No Destratification fans | ENGINEER | 0 | 0.0067537 | 0 | 0 | 0 | 0 | 1.09 | 10 | 0.444 | 0.068 | 0.07 | 0.404 | 0.458 | 1 | 1 | Additions on Existing | 15.2971 | #NUM! | 0 | 0.071255 | 0 | 0 | 0.071255 | 0 | 0.53827 | 0 | 0 | 0 | 0.0071255 | 0 | 0.54539 | 0.45947 | 0.08592 | 1.187 | 0 | 0.54539 | 0 | 0 | 0 | 0.0071255 | 0 | 0.55252 | 0.45947 | 0.093046 | 1.2025 | 0 | 0.55353 | 0 | 0 | 0 | 0.0071255 | 0 | 0.56066 | 0.45947 | 0.10119 | 1.2202 | per sqft | 93.111 | 385758.8279 | 0.005 | 0 | 564.0478 | 0 | 0 | 564.0478 | 0 | 0 | 545.684 | 0 | 0 | 0 | 0 | 502.2477 | 0 | 0 | 0 | 0 | 0 | 0 | 564.0478 | 1109.7317 | 1611.9795 | 0 | 0 | 0 | 0 | 0 | 0 | 564.0478 | 1109.7317 | 1611.9795 | 0 | 0 | 0 | 0 | 564.0478 | 0 | 0 | 564.0478 | 0 | 0 | 545.684 | 0 | 0 | 0 | 0 | 502.2477 | 0 | 0 | 0 | 0 | 0 | 0 | 564.0478 | 1109.7317 | 1611.9795 | 0 | 0 | 0 | 0 | 0 | 0 | 564.0478 | 1109.7317 | 1611.9795 | 0 | 0 | 0 | 363.5841 | 431.5733 | 363.5841 | 384.6458 | 498.9416 | 358.3371 | 430.9023 | 358.3371 | 381.9039 | 491.7413 | 336.9639 | 411.1723 | 336.9639 | 362.3035 | 462.4111 | 791.308 | 779.8885 | 733.3716 | 0.0020411 | 0.0020309 | 0.0020208 | 0 | 5.3443 | 0 | 0 | 5.3443 | 0 | 0 | 5.2671 | 0 | 0 | 5.2671 | 0 | 0 | 4.953 | 0 | 0 | 4.953 | 0 | 0 | 0 | 0 | 53.4427 | 52.6714 | 49.5298 | 0 | 0 | 0 | 0 | 0 | 0 | 53.4427 | 52.6714 | 49.5298 | 0 | 0 | 0 | 5.3443 | 10.6114 | 15.5644 | 0 | 0 | 0 | 0 | 0 | 0 | 5.3443 | 10.6114 | 15.5644 | 0 | 0 | 0 | 1 | 1 | 1 | 1 | 1 | 1 | 1 | 0.8175 | -0.27211 | 0.66715 | 0.8175 | -0.26498 | 0.67586 | 0.8175 | -0.25684 | 0.68582 | 0 | 564.0478 | 0 | 0 | 564.0478 | 0 | 0 | 545.684 | 0 | 0 | 0 | 0 | 502.2477 | 0 | 0 | 0 | 0 | 0 | 0 | 564.0478 | 1109.7317 | 1611.9795 | 0 | 0 | 0 | 0 | 0 | 0 | 564.0478 | 1109.7317 | 1611.9795 | 0 | 0 | 0 | 13274.4942 | 8856.033 | 13274.4942 | 7893.0643 | 4424.8314 | 12954.3602 | 8755.3699 | 12954.3602 | 7759.7863 | 4318.1201 | 12049.5512 | 8263.8598 | 12049.5512 | 7281.6791 | 4016.5171 | 16237.9133 | 15846.3121 | 14739.5122 | 0.041884 | 0.041676 | 0.041468 | 0 | 109.6662 | 0 | 0 | 109.6662 | 0 | 0 | 107.0214 | 0 | 0 | 107.0214 | 0 | 0 | 99.5464 | 0 | 0 | 99.5464 | 0 | 0 | 0 | 0 | 1096.6619 | 1070.2143 | 995.4642 | 0 | 0 | 0 | 0 | 0 | 0 | 1096.6619 | 1070.2143 | 995.4642 | 0 | 0 | 0 | 109.6662 | 216.6876 | 316.234 | 0 | 0 | 0 | 0 | 0 | 0 | 109.6662 | 216.6876 | 316.234 | 0 | 0 | 0 | 1.09 | -0.54461 | 0.50036 | 1.09 | -0.53748 | 0.5069 | 1.09 | -0.52934 | 0.51437 | 0 | 564.0478 | 0 | 0 | 564.0478 | 0 | 0 | 545.684 | 0 | 0 | 0 | 0 | 502.2477 | 0 | 0 | 0 | 0 | 0 | 0 | 564.0478 | 1109.7317 | 1611.9795 | 0 | 0 | 0 | 0 | 0 | 0 | 564.0478 | 1109.7317 | 1611.9795 | 0 | 0 | 0 | 68274.9062 | 34162.0263 | 68274.9062 | 30447.3878 | 0 | 66052.0697 | 33481.6015 | 66052.0697 | 29674.3688 | 0 | 60794.3501 | 31270.6245 | 60794.3501 | 27554.0314 | 0 | 62637.5286 | 60598.2291 | 55774.6331 | 0.16157 | 0.16076 | 0.15996 | 0 | 423.0358 | 0 | 0 | 423.0358 | 0 | 0 | 409.263 | 0 | 0 | 409.263 | 0 | 0 | 376.6858 | 0 | 0 | 376.6858 | 0 | 0 | 0 | 0 | 4230.3582 | 4092.6298 | 3766.858 | 0 | 0 | 0 | 0 | 0 | 0 | 4230.3582 | 4092.6298 | 3766.858 | 0 | 0 | 0 | 423.0358 | 832.2988 | 1208.9846 | 0 | 0 | 0 | 0 | 0 | 0 | 423.0358 | 832.2988 | 1208.9846 | 0 | 0 | 0
| 944 | Business | Office | HVAC | Electric | 02-272 | 02-272.01 | HVAC Control | [02-272]_Business_HVAC_Dual Enthalpy Economizer Controls_ROB_Electric_per ton | temperature economizer | enthalpy economizer | DEEMED | 289 | 0 | 0 | 0 | 0.289 | 0 | 102.0398 | 10 | 0.476 | 0.25758 | 0.40817 | 0.12932 | 0.20492 | 0.86 | 1 | Replace on Burnout | 10.5596 | 0.041056 | 2485.4 | 0 | 0 | 0 | 9.6632 | 162.9867 | 0 | 0 | 0 | 463.1661 | 0 | 0 | 626.1528 | 42.6868 | 583.466 | 14.6685 | 161.3842 | 0 | 0 | 0 | 473.0441 | 0 | 0 | 634.4283 | 42.6868 | 591.7415 | 14.8624 | 160.3663 | 0 | 0 | 0 | 485.7412 | 0 | 0 | 646.1075 | 42.6868 | 603.4207 | 15.136 | per ton | 0.53001 | 13022.3879 | 0.005 | 325276.722 | 0 | 0 | 0 | 1198.6813 | 154.8317 | 326903.1056 | 0 | 0 | 0 | 155.6059 | 328537.6211 | 0 | 0 | 0 | 156.3839 | 325276.722 | 652179.8276 | 980717.4487 | 0 | 0 | 0 | 0 | 0 | 0 | 0 | 0 | 0 | 1198.6813 | 2403.356 | 3614.0541 | 154.8317 | 310.4376 | 466.8215 | 325276.722 | 0 | 0 | 0 | 1198.6813 | 154.8317 | 326903.1056 | 0 | 0 | 0 | 155.6059 | 328537.6211 | 0 | 0 | 0 | 156.3839 | 325276.722 | 310.4376 | 980717.4487 | 0 | 0 | 0 | 0 | 0 | 0 | 0 | 0 | 0 | 1198.6813 | 2403.356 | 3614.0541 | 154.8317 | 310.4376 | 466.8215 | 29564.4566 | 433667.5324 | 29564.4566 | 370560.8638 | 41107.3299 | 29785.3007 | 442681.3262 | 29785.3007 | 376023.9758 | 41414.3983 | 30071.9795 | 455169.8531 | 30071.9795 | 384911.3701 | 41813.0053 | 692.5906 | 697.7642 | 704.48 | 0.05292 | 0.052657 | 0.052395 | 172136.4616 | 0 | 0 | 0 | 634.3422 | 81.937 | 173422.3071 | 0 | 0 | 0 | 639.0807 | 82.549 | 175091.469 | 0 | 0 | 0 | 645.2318 | 83.3435 | 1721364.6159 | 1734223.0706 | 1750914.6898 | 0 | 0 | 0 | 0 | 0 | 0 | 0 | 0 | 0 | 6343.4223 | 6390.8071 | 6452.3176 | 172136.4616 | 164.486 | 520650.2376 | 0 | 0 | 0 | 0 | 0 | 0 | 0 | 0 | 0 | 634.3422 | 1273.4229 | 1918.6547 | 81.937 | 164.486 | 247.8295 | 1 | 1 | 1 | 1 | 1 | 1 | 1 | 76.5298 | 549.623 | 8.1818 | 76.5298 | 557.8985 | 8.2899 | 76.5298 | 569.5777 | 8.4426 | 325276.722 | 0 | 0 | 0 | 1198.6813 | 154.8317 | 326903.1056 | 0 | 0 | 0 | 155.6059 | 328537.6211 | 0 | 0 | 0 | 156.3839 | 325276.722 | 310.4376 | 980717.4487 | 0 | 0 | 0 | 0 | 0 | 0 | 0 | 0 | 0 | 1198.6813 | 2403.356 | 3614.0541 | 154.8317 | 310.4376 | 466.8215 | 73023.9972 | 597468.7254 | 73023.9972 | 510525.9455 | 24341.3324 | 73436.362 | 608783.5867 | 73436.362 | 517115.1597 | 24478.7873 | 73893.9077 | 623853.5858 | 73893.9077 | 527557.6509 | 24631.3026 | 954.19 | 959.5783 | 965.5569 | 0.072908 | 0.072546 | 0.072185 | 237154.3743 | 0 | 0 | 0 | 873.9405 | 112.8855 | 238493.5796 | 0 | 0 | 0 | 878.8757 | 113.5229 | 239979.5154 | 0 | 0 | 0 | 884.3515 | 114.2302 | 2371543.743 | 2384935.7961 | 2399795.1542 | 0 | 0 | 0 | 0 | 0 | 0 | 0 | 0 | 0 | 8739.4055 | 8788.7567 | 8843.5151 | 237154.3743 | 226.4084 | 715627.4693 | 0 | 0 | 0 | 0 | 0 | 0 | 0 | 0 | 0 | 873.9405 | 1752.8162 | 2637.1677 | 112.8855 | 226.4084 | 340.6387 | 102.0398 | 524.113 | 6.1364 | 102.0398 | 532.3885 | 6.2175 | 102.0398 | 544.0677 | 6.3319 | 325276.722 | 0 | 0 | 0 | 1198.6813 | 154.8317 | 326903.1056 | 0 | 0 | 0 | 155.6059 | 328537.6211 | 0 | 0 | 0 | 156.3839 | 325276.722 | 310.4376 | 980717.4487 | 0 | 0 | 0 | 0 | 0 | 0 | 0 | 0 | 0 | 1198.6813 | 2403.356 | 3614.0541 | 154.8317 | 310.4376 | 466.8215 | 106835.6435 | 655581.9822 | 106835.6435 | 560182.6457 | 0 | 107369.8217 | 667567.64 | 107369.8217 | 567047.7233 | 0 | 107906.6708 | 683256.2277 | 107906.6708 | 577791.1013 | 0 | 1047 | 1052.235 | 1057.4962 | 0.08 | 0.079602 | 0.079206 | 260221.3776 | 0 | 0 | 0 | 958.9451 | 123.8654 | 261522.4845 | 0 | 0 | 0 | 963.7398 | 124.4847 | 262830.0969 | 0 | 0 | 0 | 968.5585 | 125.1071 | 2602213.7759 | 2615224.8448 | 2628300.969 | 0 | 0 | 0 | 0 | 0 | 0 | 0 | 0 | 0 | 9589.4505 | 9637.3978 | 9685.5847 | 260221.3776 | 248.3501 | 784573.959 | 0 | 0 | 0 | 0 | 0 | 0 | 0 | 0 | 0 | 958.9451 | 1922.6848 | 2891.2433 | 123.8654 | 248.3501 | 373.4572
| 945 | Business | Retail | HVAC | Electric | 02-272 | 02-272.02 | HVAC Control | [02-272]_Business_HVAC_Dual Enthalpy Economizer Controls_ROB_Electric_per ton | temperature economizer | enthalpy economizer | DEEMED | 289 | 0 | 0 | 0 | 0.289 | 0 | 133.2803 | 10 | 0.476 | 0.25758 | 0.40817 | 0.12932 | 0.20492 | 0.86 | 1 | Replace on Burnout | 13.7925 | 0.053625 | 2485.4 | 0 | 0 | 0 | 9.6632 | 162.9867 | 0 | 0 | 0 | 463.1661 | 0 | 0 | 626.1528 | 55.7558 | 570.397 | 11.2303 | 161.3842 | 0 | 0 | 0 | 473.0441 | 0 | 0 | 634.4283 | 55.7558 | 578.6725 | 11.3787 | 160.3663 | 0 | 0 | 0 | 485.7412 | 0 | 0 | 646.1075 | 55.7558 | 590.3517 | 11.5882 | per ton | 0.31985 | 2740.755 | 0.005 | 68459.3189 | 0 | 0 | 0 | 252.2803 | 32.5866 | 68801.6155 | 0 | 0 | 0 | 32.7496 | 69145.6236 | 0 | 0 | 0 | 32.9133 | 68459.3189 | 137260.9344 | 206406.558 | 0 | 0 | 0 | 0 | 0 | 0 | 0 | 0 | 0 | 252.2803 | 505.822 | 760.6314 | 32.5866 | 65.3362 | 98.2495 | 68459.3189 | 0 | 0 | 0 | 252.2803 | 32.5866 | 68801.6155 | 0 | 0 | 0 | 32.7496 | 69145.6236 | 0 | 0 | 0 | 32.9133 | 68459.3189 | 65.3362 | 206406.558 | 0 | 0 | 0 | 0 | 0 | 0 | 0 | 0 | 0 | 252.2803 | 505.822 | 760.6314 | 32.5866 | 65.3362 | 98.2495 | 5295.0365 | 59464.7264 | 5295.0365 | 53252.7351 | 7362.3816 | 5351.541 | 60893.5837 | 5351.541 | 54251.3984 | 7440.9472 | 5433.1961 | 62960.8113 | 5433.1961 | 55885.9209 | 7554.483 | 94.9684 | 95.9818 | 97.4463 | 0.034478 | 0.034307 | 0.034136 | 23603.4447 | 0 | 0 | 0 | 86.9813 | 11.2352 | 23855.3224 | 0 | 0 | 0 | 87.9095 | 11.3551 | 24219.3126 | 0 | 0 | 0 | 89.2509 | 11.5284 | 236034.4466 | 238553.2243 | 242193.1257 | 0 | 0 | 0 | 0 | 0 | 0 | 0 | 0 | 0 | 869.8135 | 879.0955 | 892.5089 | 23603.4447 | 22.5904 | 71678.0796 | 0 | 0 | 0 | 0 | 0 | 0 | 0 | 0 | 0 | 86.9813 | 174.8909 | 264.1418 | 11.2352 | 22.5904 | 34.1188 | 1 | 1 | 1 | 1 | 1 | 1 | 1 | 99.9602 | 526.1926 | 6.264 | 99.9602 | 534.468 | 6.3468 | 99.9602 | 546.1473 | 6.4636 | 68459.3189 | 0 | 0 | 0 | 252.2803 | 32.5866 | 68801.6155 | 0 | 0 | 0 | 32.7496 | 69145.6236 | 0 | 0 | 0 | 32.9133 | 68459.3189 | 65.3362 | 206406.558 | 0 | 0 | 0 | 0 | 0 | 0 | 0 | 0 | 0 | 252.2803 | 505.822 | 760.6314 | 32.5866 | 65.3362 | 98.2495 | 17613.6557 | 110332.2668 | 17613.6557 | 98806.3904 | 5871.2186 | 17723.8571 | 112489.888 | 17723.8571 | 100219.6513 | 5907.9524 | 17852.5139 | 115392.3141 | 17852.5139 | 102425.7091 | 5950.838 | 176.2066 | 177.3091 | 178.5961 | 0.063971 | 0.063653 | 0.063336 | 43794.3922 | 0 | 0 | 0 | 161.3873 | 20.8461 | 44068.3958 | 0 | 0 | 0 | 162.397 | 20.9766 | 44388.2864 | 0 | 0 | 0 | 163.5758 | 21.1288 | 437943.922 | 440683.958 | 443882.8639 | 0 | 0 | 0 | 0 | 0 | 0 | 0 | 0 | 0 | 1613.8726 | 1623.97 | 1635.7583 | 43794.3922 | 41.8227 | 132251.0744 | 0 | 0 | 0 | 0 | 0 | 0 | 0 | 0 | 0 | 161.3873 | 323.7843 | 487.3601 | 20.8461 | 41.8227 | 62.9515 | 133.2803 | 492.8725 | 4.698 | 133.2803 | 501.148 | 4.7601 | 133.2803 | 512.8272 | 4.8477 | 68459.3189 | 0 | 0 | 0 | 252.2803 | 32.5866 | 68801.6155 | 0 | 0 | 0 | 32.7496 | 69145.6236 | 0 | 0 | 0 | 32.9133 | 68459.3189 | 65.3362 | 206406.558 | 0 | 0 | 0 | 0 | 0 | 0 | 0 | 0 | 0 | 252.2803 | 505.822 | 760.6314 | 32.5866 | 65.3362 | 98.2495 | 27533.6364 | 129353.4078 | 27533.6364 | 115840.4852 | 0 | 27671.3046 | 131718.3076 | 27671.3046 | 117350.6623 | 0 | 27809.6611 | 134813.8355 | 27809.6611 | 119664.839 | 0 | 206.5844 | 207.6173 | 208.6554 | 0.075 | 0.074627 | 0.074256 | 51344.4892 | 0 | 0 | 0 | 189.2102 | 24.44 | 51601.2116 | 0 | 0 | 0 | 190.1563 | 24.5622 | 51859.2177 | 0 | 0 | 0 | 191.1071 | 24.685 | 513444.8917 | 516012.1162 | 518592.1768 | 0 | 0 | 0 | 0 | 0 | 0 | 0 | 0 | 0 | 1892.1022 | 1901.5627 | 1911.0705 | 51344.4892 | 49.0022 | 154804.9185 | 0 | 0 | 0 | 0 | 0 | 0 | 0 | 0 | 0 | 189.2102 | 379.3665 | 570.4735 | 24.44 | 49.0022 | 73.6871
| 946 | Business | Food Service | HVAC | Electric | 02-272 | 02-272.03 | HVAC Control | [02-272]_Business_HVAC_Dual Enthalpy Economizer Controls_ROB_Electric_per ton | temperature economizer | enthalpy economizer | DEEMED | 289 | 0 | 0 | 0 | 0.289 | 0 | 107.1287 | 10 | 0.476 | 0.25758 | 0.40817 | 0.12932 | 0.20492 | 0.86 | 1 | Replace on Burnout | 11.0862 | 0.043103 | 2485.4 | 0 | 0 | 0 | 9.6632 | 162.9867 | 0 | 0 | 0 | 463.1661 | 0 | 0 | 751.3834 | 44.8156 | 706.5677 | 16.7661 | 161.3842 | 0 | 0 | 0 | 473.0441 | 0 | 0 | 761.3139 | 44.8156 | 716.4983 | 16.9877 | 160.3663 | 0 | 0 | 0 | 485.7412 | 0 | 0 | 775.329 | 44.8156 | 730.5134 | 17.3004 | per ton | 0.12496 | 200.3133 | 0.005 | 5003.4794 | 0 | 0 | 0 | 18.4384 | 2.3817 | 5028.4968 | 0 | 0 | 0 | 2.3936 | 5053.6392 | 0 | 0 | 0 | 2.4055 | 5003.4794 | 10031.9761 | 15085.6154 | 0 | 0 | 0 | 0 | 0 | 0 | 0 | 0 | 0 | 18.4384 | 36.969 | 55.5922 | 2.3817 | 4.7752 | 7.1808 | 5003.4794 | 0 | 0 | 0 | 18.4384 | 2.3817 | 5028.4968 | 0 | 0 | 0 | 2.3936 | 5053.6392 | 0 | 0 | 0 | 2.4055 | 5003.4794 | 4.7752 | 15085.6154 | 0 | 0 | 0 | 0 | 0 | 0 | 0 | 0 | 0 | 18.4384 | 36.969 | 55.5922 | 2.3817 | 4.7752 | 7.1808 | 389.2772 | 6526.6604 | 389.2772 | 5716.4198 | 541.2631 | 392.666 | 6670.4856 | 392.666 | 5809.6396 | 545.9748 | 397.321 | 6873.8175 | 397.321 | 5961.9379 | 552.4474 | 8.6862 | 8.7618 | 8.8657 | 0.043147 | 0.042933 | 0.042719 | 2158.8662 | 0 | 0 | 0 | 7.9557 | 1.0276 | 2177.6594 | 0 | 0 | 0 | 8.0249 | 1.0366 | 2203.4756 | 0 | 0 | 0 | 8.1201 | 1.0489 | 21588.6623 | 21776.5944 | 22034.7562 | 0 | 0 | 0 | 0 | 0 | 0 | 0 | 0 | 0 | 79.5566 | 80.2492 | 81.2006 | 2158.8662 | 2.0642 | 6540.0013 | 0 | 0 | 0 | 0 | 0 | 0 | 0 | 0 | 0 | 7.9557 | 15.9806 | 24.1006 | 1.0276 | 2.0642 | 3.113 | 1 | 1 | 1 | 1 | 1 | 1 | 1 | 80.3465 | 671.0369 | 9.3518 | 80.3465 | 680.9674 | 9.4754 | 80.3465 | 694.9825 | 9.6498 | 5003.4794 | 0 | 0 | 0 | 18.4384 | 2.3817 | 5028.4968 | 0 | 0 | 0 | 2.3936 | 5053.6392 | 0 | 0 | 0 | 2.4055 | 5003.4794 | 4.7752 | 15085.6154 | 0 | 0 | 0 | 0 | 0 | 0 | 0 | 0 | 0 | 18.4384 | 36.969 | 55.5922 | 2.3817 | 4.7752 | 7.1808 | 1087.479 | 10169.8712 | 1087.479 | 8907.3506 | 362.493 | 1093.8084 | 10364.2535 | 1093.8084 | 9026.7158 | 364.6028 | 1100.9352 | 10623.8224 | 1100.9352 | 9214.4677 | 366.9784 | 13.5349 | 13.6136 | 13.7023 | 0.067232 | 0.066898 | 0.066565 | 3363.9549 | 0 | 0 | 0 | 12.3966 | 1.6012 | 3383.5339 | 0 | 0 | 0 | 12.4687 | 1.6106 | 3405.5797 | 0 | 0 | 0 | 12.5499 | 1.6211 | 33639.5493 | 33835.3393 | 34055.7972 | 0 | 0 | 0 | 0 | 0 | 0 | 0 | 0 | 0 | 123.9655 | 124.687 | 125.4994 | 3363.9549 | 3.2118 | 10153.0686 | 0 | 0 | 0 | 0 | 0 | 0 | 0 | 0 | 0 | 12.3966 | 24.8653 | 37.4152 | 1.6012 | 3.2118 | 4.8329 | 107.1287 | 644.2547 | 7.0138 | 107.1287 | 654.1853 | 7.1065 | 107.1287 | 668.2003 | 7.2374 | 5003.4794 | 0 | 0 | 0 | 18.4384 | 2.3817 | 5028.4968 | 0 | 0 | 0 | 2.3936 | 5053.6392 | 0 | 0 | 0 | 2.4055 | 5003.4794 | 4.7752 | 15085.6154 | 0 | 0 | 0 | 0 | 0 | 0 | 0 | 0 | 0 | 18.4384 | 36.969 | 55.5922 | 2.3817 | 4.7752 | 7.1808 | 1617.4946 | 11344.8474 | 1617.4946 | 9936.4616 | 0 | 1625.5821 | 11552.2593 | 1625.5821 | 10061.4059 | 0 | 1633.71 | 11823.7503 | 1633.71 | 10255.2134 | 0 | 15.0986 | 15.1741 | 15.25 | 0.075 | 0.074627 | 0.074256 | 3752.6095 | 0 | 0 | 0 | 13.8288 | 1.7862 | 3771.3726 | 0 | 0 | 0 | 13.8979 | 1.7952 | 3790.2294 | 0 | 0 | 0 | 13.9674 | 1.8041 | 37526.0952 | 37713.7257 | 37902.2943 | 0 | 0 | 0 | 0 | 0 | 0 | 0 | 0 | 0 | 138.2879 | 138.9793 | 139.6742 | 3752.6095 | 3.5814 | 11314.2115 | 0 | 0 | 0 | 0 | 0 | 0 | 0 | 0 | 0 | 13.8288 | 27.7267 | 41.6941 | 1.7862 | 3.5814 | 5.3856
| 947 | Business | Healthcare/Hospitals | HVAC | Electric | 02-272 | 02-272.04 | HVAC Control | [02-272]_Business_HVAC_Dual Enthalpy Economizer Controls_ROB_Electric_per ton | temperature economizer | enthalpy economizer | DEEMED | 289 | 0 | 0 | 0 | 0.289 | 0 | 69.9303 | 10 | 0.476 | 0.25758 | 0.40817 | 0.12932 | 0.20492 | 0.86 | 1 | Replace on Burnout | 7.2367 | 0.028136 | 2485.4 | 0 | 0 | 0 | 9.6632 | 162.9867 | 0 | 0 | 0 | 463.1661 | 0 | 0 | 626.1528 | 24.0454 | 602.1074 | 26.0405 | 161.3842 | 0 | 0 | 0 | 473.0441 | 0 | 0 | 634.4283 | 24.0454 | 610.3829 | 26.3846 | 160.3663 | 0 | 0 | 0 | 485.7412 | 0 | 0 | 646.1075 | 24.0454 | 622.0622 | 26.8703 | per ton | 1.1723 | 3184.0408 | 0.005 | 79531.8319 | 0 | 0 | 0 | 293.0837 | 37.8572 | 79929.4911 | 0 | 0 | 0 | 38.0464 | 80329.1386 | 0 | 0 | 0 | 38.2367 | 79531.8319 | 159461.323 | 239790.4616 | 0 | 0 | 0 | 0 | 0 | 0 | 0 | 0 | 0 | 293.0837 | 587.6329 | 883.6548 | 37.8572 | 75.9036 | 114.1403 | 79531.8319 | 0 | 0 | 0 | 293.0837 | 37.8572 | 79929.4911 | 0 | 0 | 0 | 38.0464 | 80329.1386 | 0 | 0 | 0 | 38.2367 | 79531.8319 | 75.9036 | 239790.4616 | 0 | 0 | 0 | 0 | 0 | 0 | 0 | 0 | 0 | 293.0837 | 587.6329 | 883.6548 | 37.8572 | 75.9036 | 114.1403 | 3233.7459 | 84208.2691 | 3233.7459 | 75227.825 | 6170.8491 | 3263.3025 | 86101.0386 | 3263.3025 | 76528.3592 | 6227.251 | 3304.0571 | 88781.1692 | 3304.0571 | 78624.9412 | 6305.0216 | 134.4852 | 135.7144 | 137.4093 | 0.042027 | 0.041818 | 0.04161 | 33424.9451 | 0 | 0 | 0 | 123.1747 | 15.9103 | 33730.4509 | 0 | 0 | 0 | 124.3005 | 16.0557 | 34151.7023 | 0 | 0 | 0 | 125.8529 | 16.2562 | 334249.4514 | 337304.5094 | 341517.0233 | 0 | 0 | 0 | 0 | 0 | 0 | 0 | 0 | 0 | 1231.7468 | 1243.0051 | 1258.5287 | 33424.9451 | 31.966 | 101307.0984 | 0 | 0 | 0 | 0 | 0 | 0 | 0 | 0 | 0 | 123.1747 | 247.4752 | 373.3281 | 15.9103 | 31.966 | 48.2222 | 1 | 1 | 1 | 1 | 1 | 1 | 1 | 52.4478 | 573.705 | 11.9386 | 52.4478 | 581.9805 | 12.0964 | 52.4478 | 593.6598 | 12.3191 | 79531.8319 | 0 | 0 | 0 | 293.0837 | 37.8572 | 79929.4911 | 0 | 0 | 0 | 38.0464 | 80329.1386 | 0 | 0 | 0 | 38.2367 | 79531.8319 | 75.9036 | 239790.4616 | 0 | 0 | 0 | 0 | 0 | 0 | 0 | 0 | 0 | 293.0837 | 587.6329 | 883.6548 | 37.8572 | 75.9036 | 114.1403 | 11572.2232 | 138156.1378 | 11572.2232 | 123422.3892 | 3857.4077 | 11637.9102 | 140776.638 | 11637.9102 | 125125.1471 | 3879.3034 | 11710.1867 | 144258.5843 | 11710.1867 | 127755.9512 | 3903.3956 | 220.6428 | 221.8953 | 223.2733 | 0.068952 | 0.068609 | 0.068267 | 54838.5732 | 0 | 0 | 0 | 202.0863 | 26.1032 | 55149.8514 | 0 | 0 | 0 | 203.2334 | 26.2513 | 55492.3558 | 0 | 0 | 0 | 204.4956 | 26.4144 | 548385.7318 | 551498.5135 | 554923.5581 | 0 | 0 | 0 | 0 | 0 | 0 | 0 | 0 | 0 | 2020.8631 | 2032.3341 | 2044.9557 | 54838.5732 | 52.3545 | 165480.7803 | 0 | 0 | 0 | 0 | 0 | 0 | 0 | 0 | 0 | 202.0863 | 405.3197 | 609.8153 | 26.1032 | 52.3545 | 78.7689 | 69.9303 | 556.2225 | 8.9539 | 69.9303 | 564.4979 | 9.0723 | 69.9303 | 576.1772 | 9.2393 | 79531.8319 | 0 | 0 | 0 | 293.0837 | 37.8572 | 79929.4911 | 0 | 0 | 0 | 38.0464 | 80329.1386 | 0 | 0 | 0 | 38.2367 | 79531.8319 | 75.9036 | 239790.4616 | 0 | 0 | 0 | 0 | 0 | 0 | 0 | 0 | 0 | 293.0837 | 587.6329 | 883.6548 | 37.8572 | 75.9036 | 114.1403 | 16783.0791 | 150274.8444 | 16783.0791 | 134248.6886 | 0 | 16866.9945 | 153022.2397 | 16866.9945 | 136009.2877 | 0 | 16951.3295 | 156618.4338 | 16951.3295 | 138701.8809 | 0 | 239.9971 | 241.1971 | 242.403 | 0.075 | 0.074627 | 0.074256 | 59648.874 | 0 | 0 | 0 | 219.8128 | 28.3929 | 59947.1183 | 0 | 0 | 0 | 220.9119 | 28.5348 | 60246.8539 | 0 | 0 | 0 | 222.0164 | 28.6775 | 596488.7396 | 599471.1833 | 602468.5392 | 0 | 0 | 0 | 0 | 0 | 0 | 0 | 0 | 0 | 2198.1281 | 2209.1187 | 2220.1643 | 59648.874 | 56.9277 | 179842.8462 | 0 | 0 | 0 | 0 | 0 | 0 | 0 | 0 | 0 | 219.8128 | 440.7247 | 662.7411 | 28.3929 | 56.9277 | 85.6052
| 948 | Business | Campus/Education | HVAC | Electric | 02-272 | 02-272.05 | HVAC Control | [02-272]_Business_HVAC_Dual Enthalpy Economizer Controls_ROB_Electric_per ton | temperature economizer | enthalpy economizer | DEEMED | 289 | 0 | 0 | 0 | 0.289 | 0 | 83.3904 | 10 | 0.476 | 0.25758 | 0.40817 | 0.12932 | 0.20492 | 0.86 | 1 | Replace on Burnout | 8.6297 | 0.033552 | 2485.4 | 0 | 0 | 0 | 9.6632 | 162.9867 | 0 | 0 | 0 | 463.1661 | 0 | 0 | 626.1528 | 28.6736 | 597.4792 | 21.8373 | 161.3842 | 0 | 0 | 0 | 473.0441 | 0 | 0 | 634.4283 | 28.6736 | 605.7547 | 22.1259 | 160.3663 | 0 | 0 | 0 | 485.7412 | 0 | 0 | 646.1075 | 28.6736 | 617.4339 | 22.5332 | per ton | 0.71506 | 1623.8957 | 0.005 | 40562.106 | 0 | 0 | 0 | 149.4759 | 19.3076 | 40764.9165 | 0 | 0 | 0 | 19.4041 | 40968.7411 | 0 | 0 | 0 | 19.5011 | 40562.106 | 81327.0225 | 122295.7636 | 0 | 0 | 0 | 0 | 0 | 0 | 0 | 0 | 0 | 149.4759 | 299.6992 | 450.6736 | 19.3076 | 38.7117 | 58.2128 | 40562.106 | 0 | 0 | 0 | 149.4759 | 19.3076 | 40764.9165 | 0 | 0 | 0 | 19.4041 | 40968.7411 | 0 | 0 | 0 | 19.5011 | 40562.106 | 38.7117 | 122295.7636 | 0 | 0 | 0 | 0 | 0 | 0 | 0 | 0 | 0 | 149.4759 | 299.6992 | 450.6736 | 19.3076 | 38.7117 | 58.2128 | 1755.8641 | 38343.2824 | 1755.8641 | 33472.8299 | 3350.6567 | 1773.0084 | 39229.3751 | 1773.0084 | 34058.2882 | 3383.3726 | 1797.57 | 40505.0049 | 1797.57 | 35024.0735 | 3430.2428 | 61.2363 | 61.8342 | 62.6908 | 0.037522 | 0.037335 | 0.037149 | 15219.6705 | 0 | 0 | 0 | 56.0862 | 7.2446 | 15368.2758 | 0 | 0 | 0 | 56.6338 | 7.3153 | 15581.1743 | 0 | 0 | 0 | 57.4184 | 7.4166 | 152196.7053 | 153682.7584 | 155811.7428 | 0 | 0 | 0 | 0 | 0 | 0 | 0 | 0 | 0 | 560.862 | 566.3383 | 574.1838 | 15219.6705 | 14.5599 | 46169.1206 | 0 | 0 | 0 | 0 | 0 | 0 | 0 | 0 | 0 | 56.0862 | 112.72 | 170.1384 | 7.2446 | 14.5599 | 21.9765 | 1 | 1 | 1 | 1 | 1 | 1 | 1 | 62.5428 | 563.61 | 10.0116 | 62.5428 | 571.8855 | 10.1439 | 62.5428 | 583.5647 | 10.3306 | 40562.106 | 0 | 0 | 0 | 149.4759 | 19.3076 | 40764.9165 | 0 | 0 | 0 | 19.4041 | 40968.7411 | 0 | 0 | 0 | 19.5011 | 40562.106 | 38.7117 | 122295.7636 | 0 | 0 | 0 | 0 | 0 | 0 | 0 | 0 | 0 | 149.4759 | 299.6992 | 450.6736 | 19.3076 | 38.7117 | 58.2128 | 6909.4824 | 69174.8843 | 6909.4824 | 60388.1303 | 2303.1608 | 6949.3881 | 70493.9266 | 6949.3881 | 61201.6496 | 2316.4627 | 6994.1064 | 72253.6234 | 6994.1064 | 62476.6303 | 2331.3688 | 110.476 | 111.1141 | 111.8291 | 0.067693 | 0.067356 | 0.067021 | 27457.7157 | 0 | 0 | 0 | 101.1848 | 13.0699 | 27616.2979 | 0 | 0 | 0 | 101.7692 | 13.1454 | 27794.0048 | 0 | 0 | 0 | 102.424 | 13.2299 | 274577.157 | 276162.9792 | 277940.0476 | 0 | 0 | 0 | 0 | 0 | 0 | 0 | 0 | 0 | 1011.8477 | 1017.6916 | 1024.2403 | 27457.7157 | 26.2152 | 82868.0184 | 0 | 0 | 0 | 0 | 0 | 0 | 0 | 0 | 0 | 101.1848 | 202.9539 | 305.378 | 13.0699 | 26.2152 | 39.4452 | 83.3904 | 542.7624 | 7.5087 | 83.3904 | 551.0379 | 7.6079 | 83.3904 | 562.7171 | 7.748 | 40562.106 | 0 | 0 | 0 | 149.4759 | 19.3076 | 40764.9165 | 0 | 0 | 0 | 19.4041 | 40968.7411 | 0 | 0 | 0 | 19.5011 | 40562.106 | 38.7117 | 122295.7636 | 0 | 0 | 0 | 0 | 0 | 0 | 0 | 0 | 0 | 149.4759 | 299.6992 | 450.6736 | 19.3076 | 38.7117 | 58.2128 | 10207.082 | 76641.8177 | 10207.082 | 66906.5966 | 0 | 10258.1174 | 78043.0194 | 10258.1174 | 67755.6459 | 0 | 10309.408 | 79877.1178 | 10309.408 | 69068.5522 | 0 | 122.4011 | 123.0131 | 123.6282 | 0.075 | 0.074627 | 0.074256 | 30421.5795 | 0 | 0 | 0 | 112.1069 | 14.4807 | 30573.6874 | 0 | 0 | 0 | 112.6675 | 14.5531 | 30726.5558 | 0 | 0 | 0 | 113.2308 | 14.6258 | 304215.7948 | 305736.8738 | 307265.5581 | 0 | 0 | 0 | 0 | 0 | 0 | 0 | 0 | 0 | 1121.0694 | 1126.6748 | 1132.3081 | 30421.5795 | 29.0337 | 91721.8227 | 0 | 0 | 0 | 0 | 0 | 0 | 0 | 0 | 0 | 112.1069 | 224.7744 | 338.0052 | 14.4807 | 29.0337 | 43.6596
| 949 | Business | Warehouse | HVAC | Electric | 02-272 | 02-272.06 | HVAC Control | [02-272]_Business_HVAC_Dual Enthalpy Economizer Controls_ROB_Electric_per ton | temperature economizer | enthalpy economizer | DEEMED | 289 | 0 | 0 | 0 | 0.289 | 0 | 167.1062 | 10 | 0.476 | 0.25758 | 0.40817 | 0.12932 | 0.20492 | 0.86 | 1 | Replace on Burnout | 17.293 | 0.067235 | 2485.4 | 0 | 0 | 0 | 9.6632 | 162.9867 | 0 | 0 | 0 | 463.1661 | 0 | 0 | 626.1528 | 69.9063 | 556.2465 | 8.957 | 161.3842 | 0 | 0 | 0 | 473.0441 | 0 | 0 | 634.4283 | 69.9063 | 564.522 | 9.0754 | 160.3663 | 0 | 0 | 0 | 485.7412 | 0 | 0 | 646.1075 | 69.9063 | 576.2012 | 9.2425 | per ton | 0.12073 | 250.6297 | 0.005 | 6260.2953 | 0 | 0 | 0 | 23.0699 | 2.9799 | 6291.5968 | 0 | 0 | 0 | 2.9948 | 6323.0547 | 0 | 0 | 0 | 3.0098 | 6260.2953 | 12551.892 | 18874.9468 | 0 | 0 | 0 | 0 | 0 | 0 | 0 | 0 | 0 | 23.0699 | 46.2551 | 69.5563 | 2.9799 | 5.9747 | 8.9845 | 6260.2953 | 0 | 0 | 0 | 23.0699 | 2.9799 | 6291.5968 | 0 | 0 | 0 | 2.9948 | 6323.0547 | 0 | 0 | 0 | 3.0098 | 6260.2953 | 5.9747 | 18874.9468 | 0 | 0 | 0 | 0 | 0 | 0 | 0 | 0 | 0 | 23.0699 | 46.2551 | 69.5563 | 2.9799 | 5.9747 | 8.9845 | 767.919 | 6878.2713 | 767.919 | 6081.4037 | 1067.7383 | 774.8253 | 7031.8539 | 774.8253 | 6183.644 | 1077.3409 | 784.3554 | 7249.3857 | 784.3554 | 6349.8509 | 1090.5918 | 10.985 | 11.0838 | 11.2201 | 0.043611 | 0.043394 | 0.043179 | 2730.205 | 0 | 0 | 0 | 10.0611 | 1.2996 | 2754.7589 | 0 | 0 | 0 | 10.1516 | 1.3113 | 2788.6416 | 0 | 0 | 0 | 10.2765 | 1.3274 | 27302.0503 | 27547.5889 | 27886.4161 | 0 | 0 | 0 | 0 | 0 | 0 | 0 | 0 | 0 | 100.6111 | 101.516 | 102.7646 | 2730.205 | 2.6108 | 8273.6055 | 0 | 0 | 0 | 0 | 0 | 0 | 0 | 0 | 0 | 10.0611 | 20.2127 | 30.4892 | 1.2996 | 2.6108 | 3.9382 | 1 | 1 | 1 | 1 | 1 | 1 | 1 | 125.3297 | 500.8231 | 4.996 | 125.3297 | 509.0986 | 5.0621 | 125.3297 | 520.7779 | 5.1553 | 6260.2953 | 0 | 0 | 0 | 23.0699 | 2.9799 | 6291.5968 | 0 | 0 | 0 | 2.9948 | 6323.0547 | 0 | 0 | 0 | 3.0098 | 6260.2953 | 5.9747 | 18874.9468 | 0 | 0 | 0 | 0 | 0 | 0 | 0 | 0 | 0 | 23.0699 | 46.2551 | 69.5563 | 2.9799 | 5.9747 | 8.9845 | 2185.9873 | 10921.293 | 2185.9873 | 9656.0296 | 728.6624 | 2199.2278 | 11132.6576 | 2199.2278 | 9789.7926 | 733.0759 | 2214.5329 | 11416.5014 | 2214.5329 | 9999.8931 | 738.1776 | 17.4419 | 17.5475 | 17.6697 | 0.069246 | 0.068902 | 0.068559 | 4335.0092 | 0 | 0 | 0 | 15.975 | 2.0635 | 4361.2663 | 0 | 0 | 0 | 16.0718 | 2.076 | 4391.6177 | 0 | 0 | 0 | 16.1836 | 2.0904 | 43350.0918 | 43612.6632 | 43916.1772 | 0 | 0 | 0 | 0 | 0 | 0 | 0 | 0 | 0 | 159.75 | 160.7176 | 161.8361 | 4335.0092 | 4.1394 | 13087.8932 | 0 | 0 | 0 | 0 | 0 | 0 | 0 | 0 | 0 | 15.975 | 32.0468 | 48.2304 | 2.0635 | 4.1394 | 6.2298 | 167.1062 | 459.0466 | 3.747 | 167.1062 | 467.3221 | 3.7966 | 167.1062 | 479.0013 | 3.8664 | 6260.2953 | 0 | 0 | 0 | 23.0699 | 2.9799 | 6291.5968 | 0 | 0 | 0 | 2.9948 | 6323.0547 | 0 | 0 | 0 | 3.0098 | 6260.2953 | 5.9747 | 18874.9468 | 0 | 0 | 0 | 0 | 0 | 0 | 0 | 0 | 0 | 23.0699 | 46.2551 | 69.5563 | 2.9799 | 5.9747 | 8.9845 | 3367.2949 | 12617.3701 | 3367.2949 | 11155.6113 | 0 | 3384.1313 | 12848.0468 | 3384.1313 | 11298.2649 | 0 | 3401.052 | 13149.9903 | 3401.052 | 11518.2833 | 0 | 20.1506 | 20.2514 | 20.3526 | 0.08 | 0.079602 | 0.079206 | 5008.2362 | 0 | 0 | 0 | 18.4559 | 2.3839 | 5033.2774 | 0 | 0 | 0 | 18.5482 | 2.3958 | 5058.4438 | 0 | 0 | 0 | 18.6409 | 2.4078 | 50082.3623 | 50332.7741 | 50584.438 | 0 | 0 | 0 | 0 | 0 | 0 | 0 | 0 | 0 | 184.5591 | 185.4819 | 186.4093 | 5008.2362 | 4.7798 | 15099.9574 | 0 | 0 | 0 | 0 | 0 | 0 | 0 | 0 | 0 | 18.4559 | 37.0041 | 55.645 | 2.3839 | 4.7798 | 7.1876
| 950 | Business | Lodging | HVAC | Electric | 02-272 | 02-272.07 | HVAC Control | [02-272]_Business_HVAC_Dual Enthalpy Economizer Controls_ROB_Electric_per ton | temperature economizer | enthalpy economizer | DEEMED | 289 | 0 | 0 | 0 | 0.289 | 0 | 68.5359 | 10 | 0.476 | 0.25758 | 0.40817 | 0.12932 | 0.20492 | 0.86 | 1 | Replace on Burnout | 7.0924 | 0.027575 | 2485.4 | 0 | 0 | 0 | 9.6632 | 162.9867 | 0 | 0 | 0 | 463.1661 | 0 | 0 | 626.1528 | 23.5659 | 602.5869 | 26.5703 | 161.3842 | 0 | 0 | 0 | 473.0441 | 0 | 0 | 634.4283 | 23.5659 | 610.8624 | 26.9215 | 160.3663 | 0 | 0 | 0 | 485.7412 | 0 | 0 | 646.1075 | 23.5659 | 622.5416 | 27.4171 | per ton | 1.2297 | 3525.6909 | 0.005 | 88065.659 | 0 | 0 | 0 | 324.5319 | 41.9193 | 88505.9873 | 0 | 0 | 0 | 42.1288 | 88948.5172 | 0 | 0 | 0 | 42.3395 | 88065.659 | 176571.6463 | 265520.1635 | 0 | 0 | 0 | 0 | 0 | 0 | 0 | 0 | 0 | 324.5319 | 650.6864 | 978.4717 | 41.9193 | 84.0481 | 126.3876 | 88065.659 | 0 | 0 | 0 | 324.5319 | 41.9193 | 88505.9873 | 0 | 0 | 0 | 42.1288 | 88948.5172 | 0 | 0 | 0 | 42.3395 | 88065.659 | 84.0481 | 265520.1635 | 0 | 0 | 0 | 0 | 0 | 0 | 0 | 0 | 0 | 324.5319 | 650.6864 | 978.4717 | 41.9193 | 84.0481 | 126.3876 | 4542.7874 | 120703.1892 | 4542.7874 | 103507.0416 | 8668.8492 | 4575.8061 | 123187.361 | 4575.8061 | 105021.654 | 8731.8577 | 4618.3411 | 126621.3108 | 4618.3411 | 107478.5159 | 8813.0258 | 192.7695 | 194.1707 | 195.9756 | 0.054404 | 0.054133 | 0.053864 | 47910.9418 | 0 | 0 | 0 | 176.5572 | 22.8056 | 48259.1767 | 0 | 0 | 0 | 177.8405 | 22.9714 | 48707.7761 | 0 | 0 | 0 | 179.4936 | 23.1849 | 479109.4179 | 482591.7669 | 487077.7614 | 0 | 0 | 0 | 0 | 0 | 0 | 0 | 0 | 0 | 1765.5721 | 1778.405 | 1794.9363 | 47910.9418 | 45.777 | 144877.8946 | 0 | 0 | 0 | 0 | 0 | 0 | 0 | 0 | 0 | 176.5572 | 354.3977 | 533.8913 | 22.8056 | 45.777 | 68.9619 | 1 | 1 | 1 | 1 | 1 | 1 | 1 | 51.4019 | 574.7509 | 12.1815 | 51.4019 | 583.0263 | 12.3425 | 51.4019 | 594.7056 | 12.5697 | 88065.659 | 0 | 0 | 0 | 324.5319 | 41.9193 | 88505.9873 | 0 | 0 | 0 | 42.1288 | 88948.5172 | 0 | 0 | 0 | 42.3395 | 88065.659 | 84.0481 | 265520.1635 | 0 | 0 | 0 | 0 | 0 | 0 | 0 | 0 | 0 | 324.5319 | 650.6864 | 978.4717 | 41.9193 | 84.0481 | 126.3876 | 13684.5046 | 166697.8294 | 13684.5046 | 142948.9915 | 4561.5015 | 13759.0641 | 169821.2221 | 13759.0641 | 144778.6973 | 4586.3547 | 13839.5006 | 173958.5381 | 13839.5006 | 147659.232 | 4613.1669 | 266.2255 | 267.676 | 269.2408 | 0.075134 | 0.074761 | 0.074389 | 66167.68 | 0 | 0 | 0 | 243.8353 | 31.4958 | 66528.1917 | 0 | 0 | 0 | 245.1639 | 31.6674 | 66917.1206 | 0 | 0 | 0 | 246.5971 | 31.8525 | 661676.8001 | 665281.9169 | 669171.2065 | 0 | 0 | 0 | 0 | 0 | 0 | 0 | 0 | 0 | 2438.3534 | 2451.6387 | 2465.9712 | 66167.68 | 63.1632 | 199612.9923 | 0 | 0 | 0 | 0 | 0 | 0 | 0 | 0 | 0 | 243.8353 | 488.9992 | 735.5963 | 31.4958 | 63.1632 | 95.0158 | 68.5359 | 557.6169 | 9.1361 | 68.5359 | 565.8924 | 9.2569 | 68.5359 | 577.5716 | 9.4273 | 88065.659 | 0 | 0 | 0 | 324.5319 | 41.9193 | 88505.9873 | 0 | 0 | 0 | 42.1288 | 88948.5172 | 0 | 0 | 0 | 42.3395 | 88065.659 | 84.0481 | 265520.1635 | 0 | 0 | 0 | 0 | 0 | 0 | 0 | 0 | 0 | 324.5319 | 650.6864 | 978.4717 | 41.9193 | 84.0481 | 126.3876 | 19427.5702 | 177492.7481 | 19427.5702 | 152205.9971 | 0 | 19524.708 | 180737.7539 | 19524.708 | 154085.4331 | 0 | 19622.3316 | 184985.2937 | 19622.3316 | 157018.9466 | 0 | 283.4655 | 284.8829 | 286.3073 | 0.08 | 0.079602 | 0.079206 | 70452.5272 | 0 | 0 | 0 | 259.6255 | 33.5354 | 70804.7898 | 0 | 0 | 0 | 260.9236 | 33.7031 | 71158.8138 | 0 | 0 | 0 | 262.2282 | 33.8716 | 704525.2719 | 708047.8983 | 711588.1378 | 0 | 0 | 0 | 0 | 0 | 0 | 0 | 0 | 0 | 2596.2549 | 2609.2362 | 2622.2823 | 70452.5272 | 67.2385 | 212416.1308 | 0 | 0 | 0 | 0 | 0 | 0 | 0 | 0 | 0 | 259.6255 | 520.5491 | 782.7773 | 33.5354 | 67.2385 | 101.1101
| 951 | Business | Other Commercial | HVAC | Electric | 02-272 | 02-272.08 | HVAC Control | [02-272]_Business_HVAC_Dual Enthalpy Economizer Controls_ROB_Electric_per ton | temperature economizer | enthalpy economizer | DEEMED | 289 | 0 | 0 | 0 | 0.289 | 0 | 154.6851 | 10 | 0.476 | 0.25758 | 0.40817 | 0.12932 | 0.20492 | 0.86 | 1 | Replace on Burnout | 16.0076 | 0.062238 | 2485.4 | 0 | 0 | 0 | 9.6632 | 162.9867 | 0 | 0 | 0 | 463.1661 | 0 | 0 | 626.1528 | 64.7102 | 561.4427 | 9.6763 | 161.3842 | 0 | 0 | 0 | 473.0441 | 0 | 0 | 634.4283 | 64.7102 | 569.7181 | 9.8042 | 160.3663 | 0 | 0 | 0 | 485.7412 | 0 | 0 | 646.1075 | 64.7102 | 581.3974 | 9.9846 | per ton | 0.18574 | 705.8101 | 0.005 | 17629.9144 | 0 | 0 | 0 | 64.9682 | 8.3918 | 17718.0639 | 0 | 0 | 0 | 8.4338 | 17806.6542 | 0 | 0 | 0 | 8.476 | 17629.9144 | 35347.9783 | 53154.6325 | 0 | 0 | 0 | 0 | 0 | 0 | 0 | 0 | 0 | 64.9682 | 130.2613 | 195.8808 | 8.3918 | 16.8256 | 25.3016 | 17629.9144 | 0 | 0 | 0 | 64.9682 | 8.3918 | 17718.0639 | 0 | 0 | 0 | 8.4338 | 17806.6542 | 0 | 0 | 0 | 8.476 | 17629.9144 | 16.8256 | 53154.6325 | 0 | 0 | 0 | 0 | 0 | 0 | 0 | 0 | 0 | 64.9682 | 130.2613 | 195.8808 | 8.3918 | 16.8256 | 25.3016 | 2075.9023 | 20086.9872 | 2075.9023 | 17678.0813 | 2886.3984 | 2093.8211 | 20528.1434 | 2093.8211 | 17966.5904 | 2911.3133 | 2118.5608 | 21153.0645 | 2118.5608 | 18438.408 | 2945.7121 | 32.08 | 32.3569 | 32.7392 | 0.045225 | 0.045 | 0.044776 | 7973.1652 | 0 | 0 | 0 | 29.382 | 3.7952 | 8041.9882 | 0 | 0 | 0 | 29.6356 | 3.828 | 8137.0089 | 0 | 0 | 0 | 29.9858 | 3.8732 | 79731.6523 | 80419.8818 | 81370.0889 | 0 | 0 | 0 | 0 | 0 | 0 | 0 | 0 | 0 | 293.8201 | 296.3563 | 299.8579 | 7973.1652 | 7.6232 | 24152.1623 | 0 | 0 | 0 | 0 | 0 | 0 | 0 | 0 | 0 | 29.382 | 59.0176 | 89.0034 | 3.7952 | 7.6232 | 11.4964 | 1 | 1 | 1 | 1 | 1 | 1 | 1 | 116.0139 | 510.1389 | 5.3972 | 116.0139 | 518.4144 | 5.4686 | 116.0139 | 530.0937 | 5.5692 | 17629.9144 | 0 | 0 | 0 | 64.9682 | 8.3918 | 17718.0639 | 0 | 0 | 0 | 8.4338 | 17806.6542 | 0 | 0 | 0 | 8.476 | 17629.9144 | 16.8256 | 53154.6325 | 0 | 0 | 0 | 0 | 0 | 0 | 0 | 0 | 0 | 64.9682 | 130.2613 | 195.8808 | 8.3918 | 16.8256 | 25.3016 | 5753.8304 | 31054.713 | 5753.8304 | 27330.5169 | 1917.9435 | 5788.2569 | 31653.4075 | 5788.2569 | 27703.6163 | 1929.419 | 5827.6852 | 32455.7027 | 5827.6852 | 28290.5338 | 1942.5617 | 49.5961 | 49.8928 | 50.2327 | 0.069919 | 0.069571 | 0.069225 | 12326.6051 | 0 | 0 | 0 | 45.4249 | 5.8675 | 12400.3581 | 0 | 0 | 0 | 45.6967 | 5.9026 | 12484.8265 | 0 | 0 | 0 | 46.008 | 5.9428 | 123266.051 | 124003.5806 | 124848.2652 | 0 | 0 | 0 | 0 | 0 | 0 | 0 | 0 | 0 | 454.2493 | 456.9671 | 460.0799 | 12326.6051 | 11.77 | 37211.7897 | 0 | 0 | 0 | 0 | 0 | 0 | 0 | 0 | 0 | 45.4249 | 91.1216 | 137.1296 | 5.8675 | 11.77 | 17.7128 | 154.6851 | 471.4677 | 4.0479 | 154.6851 | 479.7431 | 4.1014 | 154.6851 | 491.4224 | 4.1769 | 17629.9144 | 0 | 0 | 0 | 64.9682 | 8.3918 | 17718.0639 | 0 | 0 | 0 | 8.4338 | 17806.6542 | 0 | 0 | 0 | 8.476 | 17629.9144 | 16.8256 | 53154.6325 | 0 | 0 | 0 | 0 | 0 | 0 | 0 | 0 | 0 | 64.9682 | 130.2613 | 195.8808 | 8.3918 | 16.8256 | 25.3016 | 8777.9378 | 35532.3742 | 8777.9378 | 31271.2004 | 0 | 8821.8275 | 36181.9937 | 8821.8275 | 31667.1142 | 0 | 8865.9366 | 37032.3111 | 8865.9366 | 32279.8079 | 0 | 56.7471 | 57.0309 | 57.316 | 0.08 | 0.079602 | 0.079206 | 14103.9315 | 0 | 0 | 0 | 51.9746 | 6.7135 | 14174.4511 | 0 | 0 | 0 | 52.2344 | 6.747 | 14245.3234 | 0 | 0 | 0 | 52.4956 | 6.7808 | 141039.3148 | 141744.5114 | 142453.234 | 0 | 0 | 0 | 0 | 0 | 0 | 0 | 0 | 0 | 519.7457 | 522.3445 | 524.9562 | 14103.9315 | 13.4605 | 42523.706 | 0 | 0 | 0 | 0 | 0 | 0 | 0 | 0 | 0 | 51.9746 | 104.209 | 156.7046 | 6.7135 | 13.4605 | 20.2413
| 952 | Business | Food Sales | HVAC | Electric | 02-272 | 02-272.09 | HVAC Control | [02-272]_Business_HVAC_Dual Enthalpy Economizer Controls_ROB_Electric_per ton | temperature economizer | enthalpy economizer | DEEMED | 289 | 0 | 0 | 0 | 0.289 | 0 | 66.8109 | 10 | 0.476 | 0.25758 | 0.40817 | 0.12932 | 0.20492 | 0.86 | 1 | Replace on Burnout | 6.9139 | 0.026881 | 2485.4 | 0 | 0 | 0 | 9.6632 | 162.9867 | 0 | 0 | 0 | 463.1661 | 0 | 0 | 626.1528 | 22.9728 | 603.1801 | 27.2563 | 161.3842 | 0 | 0 | 0 | 473.0441 | 0 | 0 | 634.4283 | 22.9728 | 611.4555 | 27.6166 | 160.3663 | 0 | 0 | 0 | 485.7412 | 0 | 0 | 646.1075 | 22.9728 | 623.1348 | 28.1249 | per ton | 1.0945 | 1965.7126 | 0.005 | 49100.1003 | 0 | 0 | 0 | 180.9394 | 23.3716 | 49345.6008 | 0 | 0 | 0 | 23.4885 | 49592.3288 | 0 | 0 | 0 | 23.6059 | 49100.1003 | 98445.7011 | 148038.0299 | 0 | 0 | 0 | 0 | 0 | 0 | 0 | 0 | 0 | 180.9394 | 362.7835 | 545.5368 | 23.3716 | 46.8602 | 70.4661 | 49100.1003 | 0 | 0 | 0 | 180.9394 | 23.3716 | 49345.6008 | 0 | 0 | 0 | 23.4885 | 49592.3288 | 0 | 0 | 0 | 23.6059 | 49100.1003 | 46.8602 | 148038.0299 | 0 | 0 | 0 | 0 | 0 | 0 | 0 | 0 | 0 | 180.9394 | 362.7835 | 545.5368 | 23.3716 | 46.8602 | 70.4661 | 1919.5887 | 52320.9311 | 1919.5887 | 45218.2493 | 3663.0869 | 1936.4673 | 53478.5556 | 1936.4673 | 45955.9113 | 3695.2959 | 1959.9262 | 55122.825 | 1959.9262 | 47168.9532 | 3740.0616 | 83.5594 | 84.2941 | 85.3153 | 0.042297 | 0.042087 | 0.041877 | 20767.8446 | 0 | 0 | 0 | 76.5318 | 9.8855 | 20950.4534 | 0 | 0 | 0 | 77.2048 | 9.9724 | 21204.2523 | 0 | 0 | 0 | 78.1401 | 10.0932 | 207678.4464 | 209504.5338 | 212042.5231 | 0 | 0 | 0 | 0 | 0 | 0 | 0 | 0 | 0 | 765.3184 | 772.0478 | 781.4006 | 20767.8446 | 19.8579 | 62922.5503 | 0 | 0 | 0 | 0 | 0 | 0 | 0 | 0 | 0 | 76.5318 | 153.7366 | 231.8767 | 9.8855 | 19.8579 | 29.9511 | 1 | 1 | 1 | 1 | 1 | 1 | 1 | 50.1082 | 576.0446 | 12.496 | 50.1082 | 584.3201 | 12.6612 | 50.1082 | 595.9994 | 12.8943 | 49100.1003 | 0 | 0 | 0 | 180.9394 | 23.3716 | 49345.6008 | 0 | 0 | 0 | 23.4885 | 49592.3288 | 0 | 0 | 0 | 23.6059 | 49100.1003 | 46.8602 | 148038.0299 | 0 | 0 | 0 | 0 | 0 | 0 | 0 | 0 | 0 | 180.9394 | 362.7835 | 545.5368 | 23.3716 | 46.8602 | 70.4661 | 6832.6995 | 85381.5693 | 6832.6995 | 73790.833 | 2277.5665 | 6871.0769 | 86995.9079 | 6871.0769 | 74758.493 | 2290.359 | 6913.3195 | 89142.1094 | 6913.3195 | 76279.472 | 2304.4398 | 136.359 | 137.1249 | 137.9679 | 0.069024 | 0.06868 | 0.068339 | 33890.6654 | 0 | 0 | 0 | 124.8909 | 16.132 | 34081.0198 | 0 | 0 | 0 | 125.5924 | 16.2226 | 34290.5462 | 0 | 0 | 0 | 126.3645 | 16.3223 | 338906.6536 | 340810.1982 | 342905.4622 | 0 | 0 | 0 | 0 | 0 | 0 | 0 | 0 | 0 | 1248.9091 | 1255.9239 | 1263.6452 | 33890.6654 | 32.3545 | 102262.2314 | 0 | 0 | 0 | 0 | 0 | 0 | 0 | 0 | 0 | 124.8909 | 250.4833 | 376.8478 | 16.132 | 32.3545 | 48.6768 | 66.8109 | 559.3419 | 9.372 | 66.8109 | 567.6174 | 9.4959 | 66.8109 | 579.2966 | 9.6707 | 49100.1003 | 0 | 0 | 0 | 180.9394 | 23.3716 | 49345.6008 | 0 | 0 | 0 | 23.4885 | 49592.3288 | 0 | 0 | 0 | 23.6059 | 49100.1003 | 46.8602 | 148038.0299 | 0 | 0 | 0 | 0 | 0 | 0 | 0 | 0 | 0 | 180.9394 | 362.7835 | 545.5368 | 23.3716 | 46.8602 | 70.4661 | 9899.0747 | 92774.2987 | 9899.0747 | 80179.9831 | 0 | 9948.5701 | 94470.442 | 9948.5701 | 81181.6101 | 0 | 9998.313 | 96690.6032 | 9998.313 | 82738.7663 | 0 | 148.1656 | 148.9064 | 149.6509 | 0.075 | 0.074627 | 0.074256 | 36825.0752 | 0 | 0 | 0 | 135.7045 | 17.5287 | 37009.2006 | 0 | 0 | 0 | 136.3831 | 17.6164 | 37194.2466 | 0 | 0 | 0 | 137.065 | 17.7045 | 368250.7521 | 370092.0059 | 371942.4659 | 0 | 0 | 0 | 0 | 0 | 0 | 0 | 0 | 0 | 1357.0454 | 1363.8307 | 1370.6498 | 36825.0752 | 35.1451 | 111028.5224 | 0 | 0 | 0 | 0 | 0 | 0 | 0 | 0 | 0 | 135.7045 | 272.0876 | 409.1526 | 17.5287 | 35.1451 | 52.8496
| 953 | Business | Manufacturing/Industrial | HVAC | Electric | 02-272 | 02-272.10 | HVAC Control | [02-272]_Business_HVAC_Dual Enthalpy Economizer Controls_ROB_Electric_per ton | temperature economizer | enthalpy economizer | DEEMED | 289 | 0 | 0 | 0 | 0.289 | 0 | 77.6697 | 10 | 0.476 | 0.25758 | 0.40817 | 0.12932 | 0.20492 | 0.86 | 1 | Replace on Burnout | 8.0377 | 0.03125 | 2485.4 | 0 | 0 | 0 | 9.6632 | 162.9867 | 0 | 0 | 0 | 463.1661 | 0 | 0 | 626.1528 | 26.7065 | 599.4463 | 23.4457 | 161.3842 | 0 | 0 | 0 | 473.0441 | 0 | 0 | 634.4283 | 26.7065 | 607.7217 | 23.7555 | 160.3663 | 0 | 0 | 0 | 485.7412 | 0 | 0 | 646.1075 | 26.7065 | 619.401 | 24.1929 | per ton | 0.64153 | 2657.8426 | 0.005 | 66388.3096 | 0 | 0 | 0 | 244.6484 | 31.6008 | 66720.2511 | 0 | 0 | 0 | 31.7588 | 67053.8524 | 0 | 0 | 0 | 31.9176 | 66388.3096 | 133108.5607 | 200162.4131 | 0 | 0 | 0 | 0 | 0 | 0 | 0 | 0 | 0 | 244.6484 | 490.52 | 737.621 | 31.6008 | 63.3597 | 95.2773 | 66388.3096 | 0 | 0 | 0 | 244.6484 | 31.6008 | 66720.2511 | 0 | 0 | 0 | 31.7588 | 67053.8524 | 0 | 0 | 0 | 31.9176 | 66388.3096 | 63.3597 | 200162.4131 | 0 | 0 | 0 | 0 | 0 | 0 | 0 | 0 | 0 | 244.6484 | 490.52 | 737.621 | 31.6008 | 63.3597 | 95.2773 | 3741.0457 | 87711.3191 | 3741.0457 | 76225.7914 | 7138.9123 | 3769.5635 | 89548.0034 | 3769.5635 | 77393.014 | 7193.332 | 3806.8379 | 92098.2729 | 3806.8379 | 79274.8249 | 7264.4615 | 140.0797 | 141.1476 | 142.5433 | 0.052442 | 0.052181 | 0.051922 | 34815.4173 | 0 | 0 | 0 | 128.2987 | 16.5721 | 35080.8142 | 0 | 0 | 0 | 129.2767 | 16.6985 | 35427.7019 | 0 | 0 | 0 | 130.5551 | 16.8636 | 348154.173 | 350808.1416 | 354277.0194 | 0 | 0 | 0 | 0 | 0 | 0 | 0 | 0 | 0 | 1282.9873 | 1292.7675 | 1305.5507 | 34815.4173 | 33.2706 | 105323.9334 | 0 | 0 | 0 | 0 | 0 | 0 | 0 | 0 | 0 | 128.2987 | 257.5755 | 388.1305 | 16.5721 | 33.2706 | 50.1342 | 1 | 1 | 1 | 1 | 1 | 1 | 1 | 58.2523 | 567.9005 | 10.749 | 58.2523 | 576.176 | 10.891 | 58.2523 | 587.8552 | 11.0915 | 66388.3096 | 0 | 0 | 0 | 244.6484 | 31.6008 | 66720.2511 | 0 | 0 | 0 | 31.7588 | 67053.8524 | 0 | 0 | 0 | 31.9176 | 66388.3096 | 63.3597 | 200162.4131 | 0 | 0 | 0 | 0 | 0 | 0 | 0 | 0 | 0 | 244.6484 | 490.52 | 737.621 | 31.6008 | 63.3597 | 95.2773 | 11606.4035 | 124756.9722 | 11606.4035 | 108420.4301 | 3868.8012 | 11670.4866 | 127103.7399 | 11670.4866 | 109851.0425 | 3890.1622 | 11740.0858 | 130215.5646 | 11740.0858 | 112084.7955 | 3913.3619 | 199.2437 | 200.3437 | 201.5385 | 0.074591 | 0.07422 | 0.073851 | 49520.0174 | 0 | 0 | 0 | 182.4868 | 23.5715 | 49793.4349 | 0 | 0 | 0 | 183.4944 | 23.7017 | 50090.3879 | 0 | 0 | 0 | 184.5887 | 23.843 | 495200.1739 | 497934.3495 | 500903.8788 | 0 | 0 | 0 | 0 | 0 | 0 | 0 | 0 | 0 | 1824.8683 | 1834.9441 | 1845.8871 | 49520.0174 | 47.2732 | 149403.8402 | 0 | 0 | 0 | 0 | 0 | 0 | 0 | 0 | 0 | 182.4868 | 365.9812 | 550.57 | 23.5715 | 47.2732 | 71.1162 | 77.6697 | 548.4831 | 8.0617 | 77.6697 | 556.7585 | 8.1683 | 77.6697 | 568.4378 | 8.3187 | 66388.3096 | 0 | 0 | 0 | 244.6484 | 31.6008 | 66720.2511 | 0 | 0 | 0 | 31.7588 | 67053.8524 | 0 | 0 | 0 | 31.9176 | 66388.3096 | 63.3597 | 200162.4131 | 0 | 0 | 0 | 0 | 0 | 0 | 0 | 0 | 0 | 244.6484 | 490.52 | 737.621 | 31.6008 | 63.3597 | 95.2773 | 16597.2911 | 133802.9335 | 16597.2911 | 116281.8506 | 0 | 16680.2775 | 136249.1816 | 16680.2775 | 117755.1081 | 0 | 16763.6789 | 139451.19 | 16763.6789 | 120034.4841 | 0 | 213.6905 | 214.759 | 215.8328 | 0.08 | 0.079602 | 0.079206 | 53110.6477 | 0 | 0 | 0 | 195.7187 | 25.2807 | 53376.2009 | 0 | 0 | 0 | 196.6973 | 25.4071 | 53643.0819 | 0 | 0 | 0 | 197.6808 | 25.5341 | 531106.4768 | 533762.0091 | 536430.8192 | 0 | 0 | 0 | 0 | 0 | 0 | 0 | 0 | 0 | 1957.1871 | 1966.973 | 1976.8079 | 53110.6477 | 50.6877 | 160129.9305 | 0 | 0 | 0 | 0 | 0 | 0 | 0 | 0 | 0 | 195.7187 | 392.416 | 590.0968 | 25.2807 | 50.6877 | 76.2218
| 954 | Business | Office | HVAC | Electric | 02-185 | 02-185.01 | HVAC Control | [02-185]_Business_HVAC_Energy Management System (EMS)_ADD_Electric_per ksf | No EMS | EMS | DEEMED | 1166.0137 | 0 | 0 | 0 | 0 | 0 | 1000 | 10 | 0.476 | 0.25758 | 0.40817 | 0.12932 | 0.20492 | 1 | 1 | Additions on Existing | 22.0582 | 0.085762 | 11660.1366 | 0 | 0 | 0 | 45.3346 | 764.6443 | 0 | 0 | 0 | 0 | 0 | 0 | 764.6443 | 418.3346 | 346.3096 | 1.8278 | 757.1261 | 0 | 0 | 0 | 0 | 0 | 0 | 757.1261 | 418.3346 | 338.7915 | 1.8099 | 752.3509 | 0 | 0 | 0 | 0 | 0 | 0 | 752.3509 | 418.3346 | 334.0162 | 1.7984 | per ksf | 0.060284 | 1481.1716 | 0.005 | 0 | 0 | 0 | 0 | 0 | 0 | 0 | 0 | 0 | 0 | 0 | 0 | 0 | 0 | 0 | 0 | 0 | 0 | 0 | 0 | 0 | 0 | 0 | 0 | 0 | 0 | 0 | 0 | 0 | 0 | 0 | 0 | 0 | 0 | 0 | 0 | 0 | 0 | 0 | 0 | 0 | 0 | 0 | 0 | 0 | 0 | 0 | 0 | 0 | 0 | 0 | 0 | 0 | 0 | 0 | 0 | 0 | 0 | 0 | 0 | 0 | 0 | 0 | 0 | 0 | 0 | 0 | 0 | 11646.7134 | 21288.2025 | 11646.7134 | 43160.9545 | 16193.9486 | 11219.5321 | 20305.755 | 11219.5321 | 41428.5478 | 15599.9826 | 10372.4437 | 18654.2456 | 10372.4437 | 38417.3324 | 14422.1648 | 27.8407 | 26.8195 | 24.7946 | 0.018703 | 0.01861 | 0.018517 | 32462.5921 | 0 | 0 | 0 | 119.6283 | 0 | 31271.9204 | 0 | 0 | 0 | 115.2405 | 0 | 28910.8522 | 0 | 0 | 0 | 106.5397 | 0 | 324625.9209 | 312719.2044 | 289108.522 | 0 | 0 | 0 | 0 | 0 | 0 | 0 | 0 | 0 | 1196.283 | 1152.4054 | 1065.3974 | 32462.5921 | 0 | 92645.3647 | 0 | 0 | 0 | 0 | 0 | 0 | 0 | 0 | 0 | 119.6283 | 234.8688 | 341.4086 | 0 | 0 | 0 | 1 | 1 | 1 | 1 | 1 | 1 | 1 | 750 | 14.6443 | 1.0195 | 750 | 7.1261 | 1.0095 | 750 | 2.3509 | 1.0031 | 0 | 0 | 0 | 0 | 0 | 0 | 0 | 0 | 0 | 0 | 0 | 0 | 0 | 0 | 0 | 0 | 0 | 0 | 0 | 0 | 0 | 0 | 0 | 0 | 0 | 0 | 0 | 0 | 0 | 0 | 0 | 0 | 0 | 0 | 67998.0046 | 69325.7122 | 67998.0046 | 140555.0285 | 22666.0015 | 65722.8999 | 66347.3653 | 65722.8999 | 135364.3333 | 21907.6333 | 60558.5898 | 60748.4114 | 60558.5898 | 125107.8148 | 20186.1966 | 90.664 | 87.6305 | 80.7448 | 0.060906 | 0.060603 | 0.060302 | 105715.4693 | 0 | 0 | 0 | 389.5734 | 0 | 102178.3984 | 0 | 0 | 0 | 376.5389 | 0 | 94149.5237 | 0 | 0 | 0 | 346.9516 | 0 | 1057154.6928 | 1021783.9838 | 941495.2369 | 0 | 0 | 0 | 0 | 0 | 0 | 0 | 0 | 0 | 3895.734 | 3765.3889 | 3469.5159 | 105715.4693 | 0 | 302043.3914 | 0 | 0 | 0 | 0 | 0 | 0 | 0 | 0 | 0 | 389.5734 | 766.1123 | 1113.0639 | 0 | 0 | 0 | 1000 | -235.3557 | 0.76464 | 1000 | -242.8739 | 0.75713 | 1000 | -247.6491 | 0.75235 | 0 | 0 | 0 | 0 | 0 | 0 | 0 | 0 | 0 | 0 | 0 | 0 | 0 | 0 | 0 | 0 | 0 | 0 | 0 | 0 | 0 | 0 | 0 | 0 | 0 | 0 | 0 | 0 | 0 | 0 | 0 | 0 | 0 | 0 | 124131.6175 | 94916.5293 | 124131.6175 | 192439.357 | 0 | 120090.2456 | 90923.4614 | 120090.2456 | 185505.3878 | 0 | 110531.1078 | 83158.1765 | 110531.1078 | 171259.4209 | 0 | 124.1316 | 120.0902 | 110.5311 | 0.083389 | 0.082975 | 0.082562 | 144739.1612 | 0 | 0 | 0 | 533.3801 | 0 | 140026.8664 | 0 | 0 | 0 | 516.0148 | 0 | 128880.7812 | 0 | 0 | 0 | 474.9402 | 0 | 1447391.6124 | 1400268.6643 | 1288807.8116 | 0 | 0 | 0 | 0 | 0 | 0 | 0 | 0 | 0 | 5333.8009 | 5160.1476 | 4749.4018 | 144739.1612 | 0 | 413646.8088 | 0 | 0 | 0 | 0 | 0 | 0 | 0 | 0 | 0 | 533.3801 | 1049.3948 | 1524.335 | 0 | 0 | 0
| 955 | Business | Retail | HVAC | Electric | 02-185 | 02-185.02 | HVAC Control | [02-185]_Business_HVAC_Energy Management System (EMS)_ADD_Electric_per ksf | No EMS | EMS | DEEMED | 1604.8474 | 0 | 0 | 0 | 0 | 0 | 1000 | 10 | 0.476 | 0.25758 | 0.40817 | 0.12932 | 0.20492 | 1 | 1 | Additions on Existing | 16.0265 | 0.062311 | 16048.4739 | 0 | 0 | 0 | 62.3965 | 1052.4211 | 0 | 0 | 0 | 0 | 0 | 0 | 1052.4211 | 418.3346 | 634.0864 | 2.5157 | 1042.0735 | 0 | 0 | 0 | 0 | 0 | 0 | 1042.0735 | 418.3346 | 623.7388 | 2.491 | 1035.501 | 0 | 0 | 0 | 0 | 0 | 0 | 1035.501 | 418.3346 | 617.1664 | 2.4753 | per ksf | 0.077147 | 661.072 | 0.005 | 229688.8771 | 0 | 0 | 0 | 846.4294 | 0 | 222210.8615 | 0 | 0 | 0 | 0 | 204522.9615 | 0 | 0 | 0 | 0 | 229688.8771 | 451899.7386 | 656422.7001 | 0 | 0 | 0 | 0 | 0 | 0 | 0 | 0 | 0 | 846.4294 | 1665.3014 | 2418.9915 | 0 | 0 | 0 | 229688.8771 | 0 | 0 | 0 | 846.4294 | 0 | 222210.8615 | 0 | 0 | 0 | 0 | 204522.9615 | 0 | 0 | 0 | 0 | 229688.8771 | 0 | 656422.7001 | 0 | 0 | 0 | 0 | 0 | 0 | 0 | 0 | 0 | 846.4294 | 1665.3014 | 2418.9915 | 0 | 0 | 0 | 3836.7199 | 9652.1887 | 3836.7199 | 19596.1221 | 5334.6934 | 3693.5411 | 9200.6273 | 3693.5411 | 18797.0758 | 5135.6132 | 3417.6837 | 8459.7703 | 3417.6837 | 17446.1809 | 4752.0525 | 9.1714 | 8.8292 | 8.1697 | 0.013805 | 0.013736 | 0.013668 | 14718.7187 | 0 | 0 | 0 | 54.2401 | 0 | 14169.4453 | 0 | 0 | 0 | 52.216 | 0 | 13111.1798 | 0 | 0 | 0 | 48.3162 | 0 | 147187.1866 | 141694.4533 | 131111.7981 | 0 | 0 | 0 | 0 | 0 | 0 | 0 | 0 | 0 | 542.4013 | 522.16 | 483.1617 | 14718.7187 | 0 | 41999.3438 | 0 | 0 | 0 | 0 | 0 | 0 | 0 | 0 | 0 | 54.2401 | 106.4561 | 154.7723 | 0 | 0 | 0 | 1 | 1 | 1 | 1 | 1 | 1 | 1 | 750 | 302.4211 | 1.4032 | 750 | 292.0735 | 1.3894 | 750 | 285.501 | 1.3807 | 229688.8771 | 0 | 0 | 0 | 846.4294 | 0 | 222210.8615 | 0 | 0 | 0 | 0 | 204522.9615 | 0 | 0 | 0 | 0 | 229688.8771 | 0 | 656422.7001 | 0 | 0 | 0 | 0 | 0 | 0 | 0 | 0 | 0 | 846.4294 | 1665.3014 | 2418.9915 | 0 | 0 | 0 | 26615.347 | 37347.4031 | 26615.347 | 75823.6598 | 8871.7823 | 25718.6442 | 35734.2884 | 25718.6442 | 73005.9055 | 8572.8814 | 23704.9728 | 32728.6986 | 23704.9728 | 67494.8345 | 7901.6576 | 35.4871 | 34.2915 | 31.6066 | 0.053414 | 0.053148 | 0.052884 | 56951.427 | 0 | 0 | 0 | 209.8724 | 0 | 55032.6655 | 0 | 0 | 0 | 202.8016 | 0 | 50723.8184 | 0 | 0 | 0 | 186.923 | 0 | 569514.2704 | 550326.6545 | 507238.184 | 0 | 0 | 0 | 0 | 0 | 0 | 0 | 0 | 0 | 2098.7242 | 2028.0156 | 1869.2298 | 56951.427 | 0 | 162707.9109 | 0 | 0 | 0 | 0 | 0 | 0 | 0 | 0 | 0 | 209.8724 | 412.674 | 599.597 | 0 | 0 | 0 | 1000 | 52.4211 | 1.0524 | 1000 | 42.0735 | 1.0421 | 1000 | 35.501 | 1.0355 | 229688.8771 | 0 | 0 | 0 | 846.4294 | 0 | 222210.8615 | 0 | 0 | 0 | 0 | 204522.9615 | 0 | 0 | 0 | 0 | 229688.8771 | 0 | 656422.7001 | 0 | 0 | 0 | 0 | 0 | 0 | 0 | 0 | 0 | 846.4294 | 1665.3014 | 2418.9915 | 0 | 0 | 0 | 51820.0138 | 54536.475 | 51820.0138 | 110721.3564 | 0 | 50132.9018 | 52242.166 | 50132.9018 | 106731.8478 | 0 | 46142.3419 | 47780.443 | 46142.3419 | 98535.3291 | 0 | 51.82 | 50.1329 | 46.1423 | 0.077998 | 0.07761 | 0.077224 | 83163.2141 | 0 | 0 | 0 | 306.4658 | 0 | 80455.6568 | 0 | 0 | 0 | 296.4881 | 0 | 74051.4171 | 0 | 0 | 0 | 272.8878 | 0 | 831632.1412 | 804556.5675 | 740514.171 | 0 | 0 | 0 | 0 | 0 | 0 | 0 | 0 | 0 | 3064.658 | 2964.8815 | 2728.878 | 83163.2141 | 0 | 237670.288 | 0 | 0 | 0 | 0 | 0 | 0 | 0 | 0 | 0 | 306.4658 | 602.9539 | 875.8417 | 0 | 0 | 0
| 956 | Business | Food Service | HVAC | Electric | 02-185 | 02-185.03 | HVAC Control | [02-185]_Business_HVAC_Energy Management System (EMS)_ADD_Electric_per ksf | No EMS | EMS | DEEMED | 9786.3951 | 0 | 0 | 0 | 0 | 0 | 1000 | 10 | 0.476 | 0.25758 | 0.40817 | 0.12932 | 0.20492 | 1 | 1 | Additions on Existing | 2.6282 | 0.010218 | 97863.951 | 0 | 0 | 0 | 380.495 | 6417.6872 | 0 | 0 | 0 | 0 | 0 | 0 | 7701.2246 | 418.3346 | 7282.89 | 18.4092 | 6354.5871 | 0 | 0 | 0 | 0 | 0 | 0 | 7625.5045 | 418.3346 | 7207.1699 | 18.2282 | 6314.5084 | 0 | 0 | 0 | 0 | 0 | 0 | 7577.41 | 418.3346 | 7159.0754 | 18.1133 | per ksf | 0.00086681 | 1.3895 | 0.005 | 2943.9946 | 0 | 0 | 0 | 10.849 | 0 | 2848.1465 | 0 | 0 | 0 | 0 | 2621.4351 | 0 | 0 | 0 | 0 | 2943.9946 | 5792.1411 | 8413.5762 | 0 | 0 | 0 | 0 | 0 | 0 | 0 | 0 | 0 | 10.849 | 21.3447 | 31.005 | 0 | 0 | 0 | 2943.9946 | 0 | 0 | 0 | 10.849 | 0 | 2848.1465 | 0 | 0 | 0 | 0 | 2621.4351 | 0 | 0 | 0 | 0 | 2943.9946 | 0 | 8413.5762 | 0 | 0 | 0 | 0 | 0 | 0 | 0 | 0 | 0 | 10.849 | 21.3447 | 31.005 | 0 | 0 | 0 | 35.0848 | 645.8839 | 35.0848 | 1317.8415 | 48.7829 | 33.9217 | 618.3336 | 33.9217 | 1269.5799 | 47.1658 | 31.2462 | 565.9719 | 31.2462 | 1173.0081 | 43.4457 | 0.083868 | 0.081088 | 0.074692 | 0.060058 | 0.059759 | 0.059462 | 820.7624 | 0 | 0 | 0 | 3.0246 | 0 | 793.5549 | 0 | 0 | 0 | 2.9243 | 0 | 730.9654 | 0 | 0 | 0 | 2.6937 | 0 | 8207.6237 | 7935.5493 | 7309.6538 | 0 | 0 | 0 | 0 | 0 | 0 | 0 | 0 | 0 | 30.246 | 29.2434 | 26.9369 | 820.7624 | 0 | 2345.2827 | 0 | 0 | 0 | 0 | 0 | 0 | 0 | 0 | 0 | 3.0246 | 5.9489 | 8.6426 | 0 | 0 | 0 | 1 | 1 | 1 | 1 | 1 | 1 | 1 | 750 | 6951.2246 | 10.2683 | 750 | 6875.5045 | 10.1673 | 750 | 6827.41 | 10.1032 | 2943.9946 | 0 | 0 | 0 | 10.849 | 0 | 2848.1465 | 0 | 0 | 0 | 0 | 2621.4351 | 0 | 0 | 0 | 0 | 2943.9946 | 0 | 8413.5762 | 0 | 0 | 0 | 0 | 0 | 0 | 0 | 0 | 0 | 10.849 | 21.3447 | 31.005 | 0 | 0 | 0 | 77.7533 | 798.3938 | 77.7533 | 1629.0179 | 25.9178 | 75.2109 | 764.6949 | 75.2109 | 1570.0931 | 25.0703 | 69.2371 | 699.5174 | 69.2371 | 1449.7887 | 23.079 | 0.10367 | 0.10028 | 0.092316 | 0.074239 | 0.07387 | 0.073503 | 1014.5655 | 0 | 0 | 0 | 3.7388 | 0 | 981.3916 | 0 | 0 | 0 | 3.6165 | 0 | 903.4425 | 0 | 0 | 0 | 3.3293 | 0 | 10145.6553 | 9813.9163 | 9034.4246 | 0 | 0 | 0 | 0 | 0 | 0 | 0 | 0 | 0 | 37.3879 | 36.1654 | 33.2929 | 1014.5655 | 0 | 2899.3996 | 0 | 0 | 0 | 0 | 0 | 0 | 0 | 0 | 0 | 3.7388 | 7.3553 | 10.6846 | 0 | 0 | 0 | 1000 | 6701.2246 | 7.7012 | 1000 | 6625.5045 | 7.6255 | 1000 | 6577.41 | 7.5774 | 2943.9946 | 0 | 0 | 0 | 10.849 | 0 | 2848.1465 | 0 | 0 | 0 | 0 | 2621.4351 | 0 | 0 | 0 | 0 | 2943.9946 | 0 | 8413.5762 | 0 | 0 | 0 | 0 | 0 | 0 | 0 | 0 | 0 | 10.849 | 21.3447 | 31.005 | 0 | 0 | 0 | 108.9195 | 838.8134 | 108.9195 | 1711.4888 | 0 | 105.3734 | 803.5251 | 105.3734 | 1649.8204 | 0 | 96.9857 | 734.9004 | 96.9857 | 1523.1218 | 0 | 0.10892 | 0.10537 | 0.096986 | 0.077998 | 0.07761 | 0.077224 | 1065.9291 | 0 | 0 | 0 | 3.9281 | 0 | 1031.2255 | 0 | 0 | 0 | 3.8002 | 0 | 949.1403 | 0 | 0 | 0 | 3.4977 | 0 | 10659.2907 | 10312.2545 | 9491.403 | 0 | 0 | 0 | 0 | 0 | 0 | 0 | 0 | 0 | 39.2807 | 38.0018 | 34.9769 | 1065.9291 | 0 | 3046.2948 | 0 | 0 | 0 | 0 | 0 | 0 | 0 | 0 | 0 | 3.9281 | 7.7283 | 11.2259 | 0 | 0 | 0
| 957 | Business | Healthcare/Hospitals | HVAC | Electric | 02-185 | 02-185.04 | HVAC Control | [02-185]_Business_HVAC_Energy Management System (EMS)_ADD_Electric_per ksf | No EMS | EMS | DEEMED | 2912.3473 | 0 | 0 | 0 | 0 | 0 | 1000 | 10 | 0.476 | 0.25758 | 0.40817 | 0.12932 | 0.20492 | 1 | 1 | Additions on Existing | 8.8314 | 0.034337 | 29123.4727 | 0 | 0 | 0 | 113.2321 | 1909.8487 | 0 | 0 | 0 | 0 | 0 | 0 | 1909.8487 | 343.8474 | 1566.0012 | 5.5543 | 1891.0706 | 0 | 0 | 0 | 0 | 0 | 0 | 1891.0706 | 343.8474 | 1547.2232 | 5.4997 | 1879.1435 | 0 | 0 | 0 | 0 | 0 | 0 | 1879.1435 | 343.8474 | 1535.2961 | 5.4651 | per ksf | 0.22286 | 605.2868 | 0.005 | 381647.0171 | 0 | 0 | 0 | 1406.4122 | 0 | 369221.6773 | 0 | 0 | 0 | 0 | 339831.7723 | 0 | 0 | 0 | 0 | 381647.0171 | 750868.6943 | 1090700.4666 | 0 | 0 | 0 | 0 | 0 | 0 | 0 | 0 | 0 | 1406.4122 | 2767.0356 | 4019.3539 | 0 | 0 | 0 | 381647.0171 | 0 | 0 | 0 | 1406.4122 | 0 | 369221.6773 | 0 | 0 | 0 | 0 | 339831.7723 | 0 | 0 | 0 | 0 | 381647.0171 | 0 | 1090700.4666 | 0 | 0 | 0 | 0 | 0 | 0 | 0 | 0 | 0 | 1406.4122 | 2767.0356 | 4019.3539 | 0 | 0 | 0 | 4297.8 | 23871.4815 | 4297.8 | 48122.2659 | 8201.3481 | 4140.9794 | 22774.2996 | 4140.9794 | 46199.8158 | 7902.0925 | 3827.7082 | 20918.6179 | 3827.7082 | 42834.8399 | 7304.2875 | 12.4991 | 12.0431 | 11.132 | 0.020547 | 0.020445 | 0.020343 | 36401.86 | 0 | 0 | 0 | 134.1449 | 0 | 35073.6076 | 0 | 0 | 0 | 129.2502 | 0 | 32420.2373 | 0 | 0 | 0 | 119.4722 | 0 | 364018.6 | 350736.0758 | 324202.3725 | 0 | 0 | 0 | 0 | 0 | 0 | 0 | 0 | 0 | 1341.4495 | 1292.5019 | 1194.7222 | 36401.86 | 0 | 103895.7048 | 0 | 0 | 0 | 0 | 0 | 0 | 0 | 0 | 0 | 134.1449 | 263.3951 | 382.8674 | 0 | 0 | 0 | 1 | 1 | 1 | 1 | 1 | 1 | 1 | 750 | 1159.8487 | 2.5465 | 750 | 1141.0706 | 2.5214 | 750 | 1129.1435 | 2.5055 | 381647.0171 | 0 | 0 | 0 | 1406.4122 | 0 | 369221.6773 | 0 | 0 | 0 | 0 | 339831.7723 | 0 | 0 | 0 | 0 | 381647.0171 | 0 | 1090700.4666 | 0 | 0 | 0 | 0 | 0 | 0 | 0 | 0 | 0 | 1406.4122 | 2767.0356 | 4019.3539 | 0 | 0 | 0 | 29006.2191 | 73863.3188 | 29006.2191 | 148900.2792 | 9668.7397 | 28044.6275 | 70712.4953 | 28044.6275 | 143446.9695 | 9348.2092 | 25832.319 | 64723.5142 | 25832.319 | 132533.6779 | 8610.773 | 38.675 | 37.3928 | 34.4431 | 0.063577 | 0.063261 | 0.062946 | 112634.9107 | 0 | 0 | 0 | 415.0723 | 0 | 108900.926 | 0 | 0 | 0 | 401.3122 | 0 | 100310.245 | 0 | 0 | 0 | 369.6545 | 0 | 1126349.1071 | 1089009.2598 | 1003102.4503 | 0 | 0 | 0 | 0 | 0 | 0 | 0 | 0 | 0 | 4150.7232 | 4013.1216 | 3696.5454 | 112634.9107 | 0 | 321846.0817 | 0 | 0 | 0 | 0 | 0 | 0 | 0 | 0 | 0 | 415.0723 | 816.3845 | 1186.039 | 0 | 0 | 0 | 1000 | 909.8487 | 1.9098 | 1000 | 891.0706 | 1.8911 | 1000 | 879.1435 | 1.8791 | 381647.0171 | 0 | 0 | 0 | 1406.4122 | 0 | 369221.6773 | 0 | 0 | 0 | 0 | 339831.7723 | 0 | 0 | 0 | 0 | 381647.0171 | 0 | 1090700.4666 | 0 | 0 | 0 | 0 | 0 | 0 | 0 | 0 | 0 | 1406.4122 | 2767.0356 | 4019.3539 | 0 | 0 | 0 | 47447.1373 | 90616.8521 | 47447.1373 | 182673.5491 | 0 | 45902.3936 | 86804.6684 | 45902.3936 | 176091.4612 | 0 | 42248.5806 | 79391.1476 | 42248.5806 | 162568.4409 | 0 | 47.4471 | 45.9024 | 42.2486 | 0.077998 | 0.07761 | 0.077224 | 138182.5407 | 0 | 0 | 0 | 509.2182 | 0 | 133683.7107 | 0 | 0 | 0 | 492.6395 | 0 | 123042.5382 | 0 | 0 | 0 | 453.4256 | 0 | 1381825.4066 | 1336837.1073 | 1230425.3825 | 0 | 0 | 0 | 0 | 0 | 0 | 0 | 0 | 0 | 5092.1821 | 4926.3951 | 4534.256 | 138182.5407 | 0 | 394908.7896 | 0 | 0 | 0 | 0 | 0 | 0 | 0 | 0 | 0 | 509.2182 | 1001.8577 | 1455.2833 | 0 | 0 | 0
| 958 | Business | Campus/Education | HVAC | Electric | 02-185 | 02-185.05 | HVAC Control | [02-185]_Business_HVAC_Energy Management System (EMS)_ADD_Electric_per ksf | No EMS | EMS | DEEMED | 1589.1281 | 0 | 0 | 0 | 0 | 0 | 1000 | 10 | 0.476 | 0.25758 | 0.40817 | 0.12932 | 0.20492 | 1 | 1 | Additions on Existing | 16.1851 | 0.062928 | 15891.2809 | 0 | 0 | 0 | 61.7853 | 1042.1127 | 0 | 0 | 0 | 0 | 0 | 0 | 1042.1127 | 343.8474 | 698.2653 | 3.0307 | 1031.8665 | 0 | 0 | 0 | 0 | 0 | 0 | 1031.8665 | 343.8474 | 688.019 | 3.0009 | 1025.3584 | 0 | 0 | 0 | 0 | 0 | 0 | 1025.3584 | 343.8474 | 681.511 | 2.982 | per ksf | 0.36813 | 836.0201 | 0.005 | 287629.2745 | 0 | 0 | 0 | 1059.9462 | 0 | 278264.8846 | 0 | 0 | 0 | 0 | 256115.1057 | 0 | 0 | 0 | 0 | 287629.2745 | 565894.1591 | 822009.2648 | 0 | 0 | 0 | 0 | 0 | 0 | 0 | 0 | 0 | 1059.9462 | 2085.3836 | 3029.1966 | 0 | 0 | 0 | 287629.2745 | 0 | 0 | 0 | 1059.9462 | 0 | 278264.8846 | 0 | 0 | 0 | 0 | 256115.1057 | 0 | 0 | 0 | 0 | 287629.2745 | 0 | 822009.2648 | 0 | 0 | 0 | 0 | 0 | 0 | 0 | 0 | 0 | 1059.9462 | 2085.3836 | 3029.1966 | 0 | 0 | 0 | 2258.9201 | 6846.2032 | 2258.9201 | 13829.3379 | 4310.6218 | 2172.8374 | 6520.5605 | 2172.8374 | 13254.5519 | 4146.3529 | 2011.7181 | 5998.9747 | 2011.7181 | 12309.0942 | 3838.8943 | 6.5695 | 6.3192 | 5.8506 | 0.007819 | 0.0077801 | 0.0077414 | 10439.8435 | 0 | 0 | 0 | 38.472 | 0 | 10042.0028 | 0 | 0 | 0 | 37.0059 | 0 | 9297.3725 | 0 | 0 | 0 | 34.2619 | 0 | 104398.4354 | 100420.0284 | 92973.725 | 0 | 0 | 0 | 0 | 0 | 0 | 0 | 0 | 0 | 384.72 | 370.0591 | 342.6186 | 10439.8435 | 0 | 29779.2189 | 0 | 0 | 0 | 0 | 0 | 0 | 0 | 0 | 0 | 38.472 | 75.4779 | 109.7398 | 0 | 0 | 0 | 1 | 1 | 1 | 1 | 1 | 1 | 1 | 750 | 292.1127 | 1.3895 | 750 | 281.8665 | 1.3758 | 750 | 275.3584 | 1.3671 | 287629.2745 | 0 | 0 | 0 | 1059.9462 | 0 | 278264.8846 | 0 | 0 | 0 | 0 | 256115.1057 | 0 | 0 | 0 | 0 | 287629.2745 | 0 | 822009.2648 | 0 | 0 | 0 | 0 | 0 | 0 | 0 | 0 | 0 | 1059.9462 | 2085.3836 | 3029.1966 | 0 | 0 | 0 | 33440.8082 | 46465.4559 | 33440.8082 | 93860.2709 | 11146.9361 | 32313.545 | 44457.6842 | 32313.545 | 90370.5565 | 10771.1817 | 29784.5025 | 40719.7205 | 29784.5025 | 83551.4238 | 9928.1675 | 44.5877 | 43.0847 | 39.7127 | 0.053068 | 0.052804 | 0.052541 | 70855.6367 | 0 | 0 | 0 | 261.111 | 0 | 68467.1493 | 0 | 0 | 0 | 252.3091 | 0 | 63108.5193 | 0 | 0 | 0 | 232.562 | 0 | 708556.3668 | 684671.4931 | 631085.1928 | 0 | 0 | 0 | 0 | 0 | 0 | 0 | 0 | 0 | 2611.1099 | 2523.0915 | 2325.6199 | 70855.6367 | 0 | 202431.3053 | 0 | 0 | 0 | 0 | 0 | 0 | 0 | 0 | 0 | 261.111 | 513.4201 | 745.9821 | 0 | 0 | 0 | 1000 | 42.1127 | 1.0421 | 1000 | 31.8665 | 1.0319 | 1000 | 25.3584 | 1.0254 | 287629.2745 | 0 | 0 | 0 | 1059.9462 | 0 | 278264.8846 | 0 | 0 | 0 | 0 | 256115.1057 | 0 | 0 | 0 | 0 | 287629.2745 | 0 | 822009.2648 | 0 | 0 | 0 | 0 | 0 | 0 | 0 | 0 | 0 | 1059.9462 | 2085.3836 | 3029.1966 | 0 | 0 | 0 | 65533.82 | 68293.6281 | 65533.82 | 137953.2021 | 0 | 63400.2254 | 65420.5658 | 63400.2254 | 132982.4764 | 0 | 58353.5916 | 59833.3464 | 58353.5916 | 122770.0293 | 0 | 65.5338 | 63.4002 | 58.3536 | 0.077998 | 0.07761 | 0.077224 | 104141.6339 | 0 | 0 | 0 | 383.7736 | 0 | 100751.0789 | 0 | 0 | 0 | 371.2791 | 0 | 92731.3314 | 0 | 0 | 0 | 341.7254 | 0 | 1041416.3387 | 1007510.7891 | 927313.3138 | 0 | 0 | 0 | 0 | 0 | 0 | 0 | 0 | 0 | 3837.7364 | 3712.7906 | 3417.2539 | 104141.6339 | 0 | 297624.0441 | 0 | 0 | 0 | 0 | 0 | 0 | 0 | 0 | 0 | 383.7736 | 755.0527 | 1096.7781 | 0 | 0 | 0
| 959 | Business | Warehouse | HVAC | Electric | 02-185 | 02-185.06 | HVAC Control | [02-185]_Business_HVAC_Energy Management System (EMS)_ADD_Electric_per ksf | No EMS | EMS | DEEMED | 1316.7246 | 0 | 0 | 0 | 0 | 0 | 1000 | 10 | 0.476 | 0.25758 | 0.40817 | 0.12932 | 0.20492 | 1 | 1 | Additions on Existing | 19.5334 | 0.075946 | 13167.2461 | 0 | 0 | 0 | 51.1943 | 863.477 | 0 | 0 | 0 | 0 | 0 | 0 | 863.477 | 418.3346 | 445.1423 | 2.0641 | 854.9871 | 0 | 0 | 0 | 0 | 0 | 0 | 854.9871 | 418.3346 | 436.6524 | 2.0438 | 849.5946 | 0 | 0 | 0 | 0 | 0 | 0 | 849.5946 | 418.3346 | 431.26 | 2.0309 | per ksf | 0.20685 | 429.4145 | 0.005 | 122413.4588 | 0 | 0 | 0 | 451.1074 | 0 | 118428.0253 | 0 | 0 | 0 | 0 | 109001.1995 | 0 | 0 | 0 | 0 | 122413.4588 | 240841.4841 | 349842.6836 | 0 | 0 | 0 | 0 | 0 | 0 | 0 | 0 | 0 | 451.1074 | 887.528 | 1289.2096 | 0 | 0 | 0 | 122413.4588 | 0 | 0 | 0 | 451.1074 | 0 | 118428.0253 | 0 | 0 | 0 | 0 | 109001.1995 | 0 | 0 | 0 | 0 | 122413.4588 | 0 | 349842.6836 | 0 | 0 | 0 | 0 | 0 | 0 | 0 | 0 | 0 | 451.1074 | 887.528 | 1289.2096 | 0 | 0 | 0 | 3760.8634 | 7762.7299 | 3760.8634 | 15790.8377 | 5229.2201 | 3623.6515 | 7405.9732 | 3623.6515 | 15160.0751 | 5038.4365 | 3349.5684 | 6802.6289 | 3349.5684 | 14056.1033 | 4657.343 | 8.9901 | 8.6621 | 8.0069 | 0.020832 | 0.020728 | 0.020625 | 11837.4642 | 0 | 0 | 0 | 43.6224 | 0 | 11405.5845 | 0 | 0 | 0 | 42.0309 | 0 | 10542.8974 | 0 | 0 | 0 | 38.8518 | 0 | 118374.6418 | 114055.8449 | 105428.9739 | 0 | 0 | 0 | 0 | 0 | 0 | 0 | 0 | 0 | 436.2239 | 420.3086 | 388.5176 | 11837.4642 | 0 | 33785.9461 | 0 | 0 | 0 | 0 | 0 | 0 | 0 | 0 | 0 | 43.6224 | 85.6532 | 124.505 | 0 | 0 | 0 | 1 | 1 | 1 | 1 | 1 | 1 | 1 | 750 | 113.477 | 1.1513 | 750 | 104.9871 | 1.14 | 750 | 99.5946 | 1.1328 | 122413.4588 | 0 | 0 | 0 | 451.1074 | 0 | 118428.0253 | 0 | 0 | 0 | 0 | 109001.1995 | 0 | 0 | 0 | 0 | 122413.4588 | 0 | 349842.6836 | 0 | 0 | 0 | 0 | 0 | 0 | 0 | 0 | 0 | 451.1074 | 887.528 | 1289.2096 | 0 | 0 | 0 | 19968.9304 | 22990.2816 | 19968.9304 | 46766.5127 | 6656.3101 | 19302.9491 | 22005.0291 | 19302.9491 | 45044.4368 | 6434.3164 | 17785.9237 | 20147.7667 | 17785.9237 | 41630.8305 | 5928.6412 | 26.6252 | 25.7373 | 23.7146 | 0.061695 | 0.061388 | 0.061083 | 35058.1095 | 0 | 0 | 0 | 129.1931 | 0 | 33888.8909 | 0 | 0 | 0 | 124.8844 | 0 | 31225.5514 | 0 | 0 | 0 | 115.0697 | 0 | 350581.0951 | 338888.9095 | 312255.5139 | 0 | 0 | 0 | 0 | 0 | 0 | 0 | 0 | 0 | 1291.9308 | 1248.8438 | 1150.6967 | 35058.1095 | 0 | 100172.5518 | 0 | 0 | 0 | 0 | 0 | 0 | 0 | 0 | 0 | 129.1931 | 254.0775 | 369.1471 | 0 | 0 | 0 | 1000 | -136.523 | 0.86348 | 1000 | -145.0129 | 0.85499 | 1000 | -150.4054 | 0.84959 | 122413.4588 | 0 | 0 | 0 | 451.1074 | 0 | 118428.0253 | 0 | 0 | 0 | 0 | 109001.1995 | 0 | 0 | 0 | 0 | 122413.4588 | 0 | 349842.6836 | 0 | 0 | 0 | 0 | 0 | 0 | 0 | 0 | 0 | 451.1074 | 887.528 | 1289.2096 | 0 | 0 | 0 | 35987.6731 | 31074.5265 | 35987.6731 | 63211.3717 | 0 | 34816.017 | 29767.2442 | 34816.017 | 60933.7414 | 0 | 32044.6753 | 27224.9836 | 32044.6753 | 56254.3082 | 0 | 35.9877 | 34.816 | 32.0447 | 0.083389 | 0.082975 | 0.082562 | 47385.855 | 0 | 0 | 0 | 174.6222 | 0 | 45843.1066 | 0 | 0 | 0 | 168.937 | 0 | 42194.0127 | 0 | 0 | 0 | 155.4897 | 0 | 473858.5502 | 458431.0656 | 421940.1272 | 0 | 0 | 0 | 0 | 0 | 0 | 0 | 0 | 0 | 1746.2221 | 1689.37 | 1554.8968 | 47385.855 | 0 | 135422.9743 | 0 | 0 | 0 | 0 | 0 | 0 | 0 | 0 | 0 | 174.6222 | 343.5592 | 499.0489 | 0 | 0 | 0
| 960 | Business | Lodging | HVAC | Electric | 02-185 | 02-185.07 | HVAC Control | [02-185]_Business_HVAC_Energy Management System (EMS)_ADD_Electric_per ksf | No EMS | EMS | DEEMED | 433.651 | 0 | 0 | 0 | 0 | 0 | 1000 | 10 | 0.476 | 0.25758 | 0.40817 | 0.12932 | 0.20492 | 1 | 1 | Additions on Existing | 59.3107 | 0.2306 | 4336.5099 | 0 | 0 | 0 | 16.8604 | 284.3781 | 0 | 0 | 0 | 0 | 0 | 0 | 284.3781 | 343.8474 | -59.4693 | 0.82705 | 281.582 | 0 | 0 | 0 | 0 | 0 | 0 | 281.582 | 343.8474 | -62.2654 | 0.81892 | 279.8061 | 0 | 0 | 0 | 0 | 0 | 0 | 279.8061 | 343.8474 | -64.0414 | 0.81375 | per ksf | 0.34284 | 982.9349 | 0.005 | 0 | 0 | 0 | 0 | 0 | 0 | 0 | 0 | 0 | 0 | 0 | 0 | 0 | 0 | 0 | 0 | 0 | 0 | 0 | 0 | 0 | 0 | 0 | 0 | 0 | 0 | 0 | 0 | 0 | 0 | 0 | 0 | 0 | 0 | 0 | 0 | 0 | 0 | 0 | 0 | 0 | 0 | 0 | 0 | 0 | 0 | 0 | 0 | 0 | 0 | 0 | 0 | 0 | 0 | 0 | 0 | 0 | 0 | 0 | 0 | 0 | 0 | 0 | 0 | 0 | 0 | 0 | 0 | 517.3998 | 427.9141 | 517.3998 | 866.0676 | 987.3367 | 496.5957 | 406.67 | 496.5957 | 828.2584 | 947.637 | 460.8879 | 375.0478 | 460.8879 | 771.0443 | 879.497 | 1.5047 | 1.4442 | 1.3404 | 0.0015232 | 0.0015157 | 0.0015081 | 652.5305 | 0 | 0 | 0 | 2.4046 | 0 | 626.2929 | 0 | 0 | 0 | 2.308 | 0 | 581.2592 | 0 | 0 | 0 | 2.142 | 0 | 6525.3045 | 6262.9293 | 5812.5922 | 0 | 0 | 0 | 0 | 0 | 0 | 0 | 0 | 0 | 24.0465 | 23.0796 | 21.4201 | 652.5305 | 0 | 1860.0826 | 0 | 0 | 0 | 0 | 0 | 0 | 0 | 0 | 0 | 2.4046 | 4.7126 | 6.8546 | 0 | 0 | 0 | 1 | 1 | 1 | 1 | 1 | 1 | 1 | 750 | -465.6219 | 0.37917 | 750 | -468.418 | 0.37544 | 750 | -470.1939 | 0.37307 | 0 | 0 | 0 | 0 | 0 | 0 | 0 | 0 | 0 | 0 | 0 | 0 | 0 | 0 | 0 | 0 | 0 | 0 | 0 | 0 | 0 | 0 | 0 | 0 | 0 | 0 | 0 | 0 | 0 | 0 | 0 | 0 | 0 | 0 | 27981.5909 | 10609.802 | 27981.5909 | 21473.4833 | 9327.197 | 27003.2702 | 10138.1808 | 27003.2702 | 20648.2747 | 9001.0901 | 24918.7206 | 9296.5459 | 24918.7206 | 19112.3593 | 8306.2402 | 37.3088 | 36.0044 | 33.225 | 0.037768 | 0.03758 | 0.037393 | 16178.9928 | 0 | 0 | 0 | 59.6214 | 0 | 15613.3265 | 0 | 0 | 0 | 57.5369 | 0 | 14408.0371 | 0 | 0 | 0 | 53.0952 | 0 | 161789.9278 | 156133.2646 | 144080.3713 | 0 | 0 | 0 | 0 | 0 | 0 | 0 | 0 | 0 | 596.2141 | 575.3686 | 530.9524 | 16178.9928 | 0 | 46200.3564 | 0 | 0 | 0 | 0 | 0 | 0 | 0 | 0 | 0 | 59.6214 | 117.1583 | 170.2535 | 0 | 0 | 0 | 1000 | -715.6219 | 0.28438 | 1000 | -718.418 | 0.28158 | 1000 | -720.1939 | 0.27981 | 0 | 0 | 0 | 0 | 0 | 0 | 0 | 0 | 0 | 0 | 0 | 0 | 0 | 0 | 0 | 0 | 0 | 0 | 0 | 0 | 0 | 0 | 0 | 0 | 0 | 0 | 0 | 0 | 0 | 0 | 0 | 0 | 0 | 0 | 82376.2028 | 23425.9875 | 82376.2028 | 47412.5296 | 0 | 79694.2683 | 22440.4736 | 79694.2683 | 45704.1627 | 0 | 73350.6349 | 20523.9532 | 73350.6349 | 42194.2917 | 0 | 82.3762 | 79.6943 | 73.3506 | 0.083389 | 0.082975 | 0.082562 | 35722.5218 | 0 | 0 | 0 | 131.6415 | 0 | 34559.4982 | 0 | 0 | 0 | 127.3556 | 0 | 31808.5753 | 0 | 0 | 0 | 117.2182 | 0 | 357225.218 | 345594.9825 | 318085.7534 | 0 | 0 | 0 | 0 | 0 | 0 | 0 | 0 | 0 | 1316.4151 | 1273.5564 | 1172.1818 | 35722.5218 | 0 | 102090.5954 | 0 | 0 | 0 | 0 | 0 | 0 | 0 | 0 | 0 | 131.6415 | 258.9972 | 376.2153 | 0 | 0 | 0
| 961 | Business | Other Commercial | HVAC | Electric | 02-185 | 02-185.08 | HVAC Control | [02-185]_Business_HVAC_Energy Management System (EMS)_ADD_Electric_per ksf | No EMS | EMS | DEEMED | 1895.9836 | 0 | 0 | 0 | 0 | 0 | 1000 | 10 | 0.476 | 0.25758 | 0.40817 | 0.12932 | 0.20492 | 1 | 1 | Additions on Existing | 13.5656 | 0.052743 | 18959.8355 | 0 | 0 | 0 | 73.7158 | 1243.3413 | 0 | 0 | 0 | 0 | 0 | 0 | 1243.3413 | 418.3346 | 825.0067 | 2.9721 | 1231.1165 | 0 | 0 | 0 | 0 | 0 | 0 | 1231.1165 | 418.3346 | 812.7819 | 2.9429 | 1223.3518 | 0 | 0 | 0 | 0 | 0 | 0 | 1223.3518 | 418.3346 | 805.0171 | 2.9243 | per ksf | 0.032445 | 123.2898 | 0.005 | 50608.0169 | 0 | 0 | 0 | 186.4962 | 0 | 48960.364 | 0 | 0 | 0 | 0 | 45063.1377 | 0 | 0 | 0 | 0 | 50608.0169 | 99568.3809 | 144631.5186 | 0 | 0 | 0 | 0 | 0 | 0 | 0 | 0 | 0 | 186.4962 | 366.9207 | 532.9834 | 0 | 0 | 0 | 50608.0169 | 0 | 0 | 0 | 186.4962 | 0 | 48960.364 | 0 | 0 | 0 | 0 | 45063.1377 | 0 | 0 | 0 | 0 | 50608.0169 | 0 | 144631.5186 | 0 | 0 | 0 | 0 | 0 | 0 | 0 | 0 | 0 | 186.4962 | 366.9207 | 532.9834 | 0 | 0 | 0 | 1613.6328 | 4795.9124 | 1613.6328 | 9783.3106 | 2243.6447 | 1556.8395 | 4581.6212 | 1556.8395 | 9405.0757 | 2164.6776 | 1437.4589 | 4203.6152 | 1437.4589 | 8710.3382 | 1998.687 | 3.8573 | 3.7215 | 3.4361 | 0.031131 | 0.030976 | 0.030822 | 7313.3346 | 0 | 0 | 0 | 26.9505 | 0 | 7055.9352 | 0 | 0 | 0 | 26.0019 | 0 | 6514.876 | 0 | 0 | 0 | 24.0081 | 0 | 73133.3462 | 70559.3522 | 65148.7604 | 0 | 0 | 0 | 0 | 0 | 0 | 0 | 0 | 0 | 269.5046 | 260.0192 | 240.0805 | 7313.3346 | 0 | 20884.1459 | 0 | 0 | 0 | 0 | 0 | 0 | 0 | 0 | 0 | 26.9505 | 52.9524 | 76.9604 | 0 | 0 | 0 | 1 | 1 | 1 | 1 | 1 | 1 | 1 | 750 | 493.3413 | 1.6578 | 750 | 481.1165 | 1.6415 | 750 | 473.3518 | 1.6311 | 50608.0169 | 0 | 0 | 0 | 186.4962 | 0 | 48960.364 | 0 | 0 | 0 | 0 | 45063.1377 | 0 | 0 | 0 | 0 | 50608.0169 | 0 | 144631.5186 | 0 | 0 | 0 | 0 | 0 | 0 | 0 | 0 | 0 | 186.4962 | 366.9207 | 532.9834 | 0 | 0 | 0 | 6285.1107 | 10419.3838 | 6285.1107 | 21254.7809 | 2095.0369 | 6076.9787 | 9975.2917 | 6076.9787 | 20477.1127 | 2025.6596 | 5597.6254 | 9130.4868 | 5597.6254 | 18919.3406 | 1865.8751 | 8.3801 | 8.1026 | 7.4635 | 0.067633 | 0.067296 | 0.066962 | 15888.6221 | 0 | 0 | 0 | 58.5514 | 0 | 15362.4688 | 0 | 0 | 0 | 56.6124 | 0 | 14150.6742 | 0 | 0 | 0 | 52.1468 | 0 | 158886.2212 | 153624.6876 | 141506.7423 | 0 | 0 | 0 | 0 | 0 | 0 | 0 | 0 | 0 | 585.5136 | 566.1243 | 521.4683 | 15888.6221 | 0 | 45401.7651 | 0 | 0 | 0 | 0 | 0 | 0 | 0 | 0 | 0 | 58.5514 | 115.1638 | 167.3106 | 0 | 0 | 0 | 1000 | 243.3413 | 1.2433 | 1000 | 231.1165 | 1.2311 | 1000 | 223.3518 | 1.2234 | 50608.0169 | 0 | 0 | 0 | 186.4962 | 0 | 48960.364 | 0 | 0 | 0 | 0 | 45063.1377 | 0 | 0 | 0 | 0 | 50608.0169 | 0 | 144631.5186 | 0 | 0 | 0 | 0 | 0 | 0 | 0 | 0 | 0 | 186.4962 | 366.9207 | 532.9834 | 0 | 0 | 0 | 10332.4737 | 12846.7913 | 10332.4737 | 26206.5148 | 0 | 9996.0777 | 12306.3363 | 9996.0777 | 25262.2425 | 0 | 9200.3938 | 11255.3182 | 9200.3938 | 23322.2176 | 0 | 10.3325 | 9.9961 | 9.2004 | 0.083389 | 0.082975 | 0.082562 | 19590.2001 | 0 | 0 | 0 | 72.1921 | 0 | 18952.399 | 0 | 0 | 0 | 69.8417 | 0 | 17443.7952 | 0 | 0 | 0 | 64.2823 | 0 | 195902.0009 | 189523.9898 | 174437.9523 | 0 | 0 | 0 | 0 | 0 | 0 | 0 | 0 | 0 | 721.9209 | 698.4172 | 642.8235 | 19590.2001 | 0 | 55986.3943 | 0 | 0 | 0 | 0 | 0 | 0 | 0 | 0 | 0 | 72.1921 | 142.0338 | 206.3162 | 0 | 0 | 0
| 962 | Business | Food Sales | HVAC | Electric | 02-185 | 02-185.09 | HVAC Control | [02-185]_Business_HVAC_Energy Management System (EMS)_ADD_Electric_per ksf | No EMS | EMS | DEEMED | 5588.233 | 0 | 0 | 0 | 0 | 0 | 1000 | 10 | 0.476 | 0.25758 | 0.40817 | 0.12932 | 0.20492 | 1 | 1 | Additions on Existing | 4.6026 | 0.017895 | 55882.3301 | 0 | 0 | 0 | 217.2705 | 3664.6315 | 0 | 0 | 0 | 0 | 0 | 0 | 3664.6315 | 343.8474 | 3320.784 | 10.6577 | 3628.6 | 0 | 0 | 0 | 0 | 0 | 0 | 3628.6 | 343.8474 | 3284.7526 | 10.5529 | 3605.7142 | 0 | 0 | 0 | 0 | 0 | 0 | 3605.7142 | 343.8474 | 3261.8668 | 10.4864 | per ksf | 0.014565 | 26.1583 | 0.005 | 0 | 0 | 0 | 0 | 0 | 0 | 0 | 0 | 0 | 0 | 0 | 0 | 0 | 0 | 0 | 0 | 0 | 0 | 0 | 0 | 0 | 0 | 0 | 0 | 0 | 0 | 0 | 0 | 0 | 0 | 0 | 0 | 0 | 0 | 0 | 0 | 0 | 0 | 0 | 0 | 0 | 0 | 0 | 0 | 0 | 0 | 0 | 0 | 0 | 0 | 0 | 0 | 0 | 0 | 0 | 0 | 0 | 0 | 0 | 0 | 0 | 0 | 0 | 0 | 0 | 0 | 0 | 0 | 368.8492 | 3931.0929 | 368.8492 | 7952.2806 | 703.8625 | 356.0506 | 3757.3793 | 356.0506 | 7648.776 | 679.4395 | 328.458 | 3444.3352 | 328.458 | 7077.5226 | 626.7855 | 1.0727 | 1.0355 | 0.95524 | 0.040804 | 0.040601 | 0.040399 | 5994.5628 | 0 | 0 | 0 | 22.0906 | 0 | 5786.5598 | 0 | 0 | 0 | 21.3241 | 0 | 5338.1235 | 0 | 0 | 0 | 19.6716 | 0 | 59945.6275 | 57865.5984 | 53381.2349 | 0 | 0 | 0 | 0 | 0 | 0 | 0 | 0 | 0 | 220.9064 | 213.2412 | 196.7159 | 5994.5628 | 0 | 17119.2461 | 0 | 0 | 0 | 0 | 0 | 0 | 0 | 0 | 0 | 22.0906 | 43.4148 | 63.0863 | 0 | 0 | 0 | 1 | 1 | 1 | 1 | 1 | 1 | 1 | 750 | 2914.6315 | 4.8862 | 750 | 2878.6 | 4.8381 | 750 | 2855.7142 | 4.8076 | 0 | 0 | 0 | 0 | 0 | 0 | 0 | 0 | 0 | 0 | 0 | 0 | 0 | 0 | 0 | 0 | 0 | 0 | 0 | 0 | 0 | 0 | 0 | 0 | 0 | 0 | 0 | 0 | 0 | 0 | 0 | 0 | 0 | 0 | 1398.5033 | 6833.332 | 1398.5033 | 13823.2737 | 466.1678 | 1352.5558 | 6543.8454 | 1352.5558 | 13321.0953 | 450.8519 | 1245.3231 | 5987.0388 | 1245.3231 | 12302.3456 | 415.1077 | 1.8647 | 1.8034 | 1.6604 | 0.07093 | 0.070577 | 0.070225 | 10420.2161 | 0 | 0 | 0 | 38.3997 | 0 | 10077.8627 | 0 | 0 | 0 | 37.1381 | 0 | 9278.8739 | 0 | 0 | 0 | 34.1937 | 0 | 104202.1605 | 100778.6271 | 92788.7388 | 0 | 0 | 0 | 0 | 0 | 0 | 0 | 0 | 0 | 383.9967 | 371.3806 | 341.9369 | 10420.2161 | 0 | 29776.9526 | 0 | 0 | 0 | 0 | 0 | 0 | 0 | 0 | 0 | 38.3997 | 75.5377 | 109.7314 | 0 | 0 | 0 | 1000 | 2664.6315 | 3.6646 | 1000 | 2628.6 | 3.6286 | 1000 | 2605.7142 | 3.6057 | 0 | 0 | 0 | 0 | 0 | 0 | 0 | 0 | 0 | 0 | 0 | 0 | 0 | 0 | 0 | 0 | 0 | 0 | 0 | 0 | 0 | 0 | 0 | 0 | 0 | 0 | 0 | 0 | 0 | 0 | 0 | 0 | 0 | 0 | 2050.4915 | 7514.2956 | 2050.4915 | 15200.8076 | 0 | 1983.7333 | 7198.1748 | 1983.7333 | 14653.0926 | 0 | 1825.8289 | 6583.4173 | 1825.8289 | 13527.802 | 0 | 2.0505 | 1.9837 | 1.8258 | 0.077998 | 0.07761 | 0.077224 | 11458.6243 | 0 | 0 | 0 | 42.2263 | 0 | 11085.5641 | 0 | 0 | 0 | 40.8516 | 0 | 10203.1574 | 0 | 0 | 0 | 37.5998 | 0 | 114586.2427 | 110855.641 | 102031.5742 | 0 | 0 | 0 | 0 | 0 | 0 | 0 | 0 | 0 | 422.2632 | 408.5155 | 375.9978 | 11458.6243 | 0 | 32747.3458 | 0 | 0 | 0 | 0 | 0 | 0 | 0 | 0 | 0 | 42.2263 | 83.0779 | 120.6777 | 0 | 0 | 0
| 963 | Business | Manufacturing/Industrial | HVAC | Electric | 02-185 | 02-185.10 | HVAC Control | [02-185]_Business_HVAC_Energy Management System (EMS)_ADD_Electric_per ksf | No EMS | EMS | DEEMED | 4764.5487 | 0 | 0 | 0 | 0 | 0 | 1000 | 10 | 0.476 | 0.25758 | 0.40817 | 0.12932 | 0.20492 | 1 | 1 | Additions on Existing | 5.3982 | 0.020988 | 47645.4873 | 0 | 0 | 0 | 185.2457 | 3124.4787 | 0 | 0 | 0 | 0 | 0 | 0 | 3124.4787 | 343.8474 | 2780.6313 | 9.0868 | 3093.7582 | 0 | 0 | 0 | 0 | 0 | 0 | 3093.7582 | 343.8474 | 2749.9107 | 8.9975 | 3074.2457 | 0 | 0 | 0 | 0 | 0 | 0 | 3074.2457 | 343.8474 | 2730.3982 | 8.9407 | per ksf | 0.45841 | 1899.2115 | 0.005 | 0 | 0 | 0 | 0 | 0 | 0 | 0 | 0 | 0 | 0 | 0 | 0 | 0 | 0 | 0 | 0 | 0 | 0 | 0 | 0 | 0 | 0 | 0 | 0 | 0 | 0 | 0 | 0 | 0 | 0 | 0 | 0 | 0 | 0 | 0 | 0 | 0 | 0 | 0 | 0 | 0 | 0 | 0 | 0 | 0 | 0 | 0 | 0 | 0 | 0 | 0 | 0 | 0 | 0 | 0 | 0 | 0 | 0 | 0 | 0 | 0 | 0 | 0 | 0 | 0 | 0 | 0 | 0 | 32411.9478 | 294521.4377 | 32411.9478 | 592963.4959 | 61850.6361 | 31308.3036 | 281695.6304 | 31308.3036 | 570715.5114 | 59744.5889 | 28863.2866 | 258058.7345 | 28863.2866 | 527748.5823 | 55078.8447 | 94.2626 | 91.0529 | 83.9421 | 0.049386 | 0.04914 | 0.048895 | 449118.6748 | 0 | 0 | 0 | 1655.0528 | 0 | 433825.9436 | 0 | 0 | 0 | 1598.6974 | 0 | 399946.3754 | 0 | 0 | 0 | 1473.8474 | 0 | 4491186.7482 | 4338259.4359 | 3999463.7544 | 0 | 0 | 0 | 0 | 0 | 0 | 0 | 0 | 0 | 16550.5284 | 15986.9741 | 14738.4739 | 449118.6748 | 0 | 1282890.9938 | 0 | 0 | 0 | 0 | 0 | 0 | 0 | 0 | 0 | 1655.0528 | 3253.7502 | 4727.5976 | 0 | 0 | 0 | 1 | 1 | 1 | 1 | 1 | 1 | 1 | 750 | 2374.4787 | 4.166 | 750 | 2343.7582 | 4.125 | 750 | 2324.2457 | 4.099 | 0 | 0 | 0 | 0 | 0 | 0 | 0 | 0 | 0 | 0 | 0 | 0 | 0 | 0 | 0 | 0 | 0 | 0 | 0 | 0 | 0 | 0 | 0 | 0 | 0 | 0 | 0 | 0 | 0 | 0 | 0 | 0 | 0 | 0 | 110821.2136 | 461678.0319 | 110821.2136 | 929501.845 | 36940.4045 | 107189.0856 | 442156.1464 | 107189.0856 | 895808.6101 | 35729.6952 | 98683.296 | 404502.2616 | 98683.296 | 827236.0768 | 32894.432 | 147.7616 | 142.9188 | 131.5777 | 0.077414 | 0.077029 | 0.076646 | 704017.4307 | 0 | 0 | 0 | 2594.3834 | 0 | 680943.4961 | 0 | 0 | 0 | 2509.3534 | 0 | 626908.497 | 0 | 0 | 0 | 2310.2283 | 0 | 7040174.3072 | 6809434.9605 | 6269084.97 | 0 | 0 | 0 | 0 | 0 | 0 | 0 | 0 | 0 | 25943.8343 | 25093.5339 | 23102.2834 | 704017.4307 | 0 | 2011869.4238 | 0 | 0 | 0 | 0 | 0 | 0 | 0 | 0 | 0 | 2594.3834 | 5103.7368 | 7413.9652 | 0 | 0 | 0 | 1000 | 2124.4787 | 3.1245 | 1000 | 2093.7582 | 3.0938 | 1000 | 2074.2457 | 3.0742 | 0 | 0 | 0 | 0 | 0 | 0 | 0 | 0 | 0 | 0 | 0 | 0 | 0 | 0 | 0 | 0 | 0 | 0 | 0 | 0 | 0 | 0 | 0 | 0 | 0 | 0 | 0 | 0 | 0 | 0 | 0 | 0 | 0 | 0 | 159166.0197 | 497310.8417 | 159166.0197 | 1001241.8027 | 0 | 153984.0274 | 476389.3436 | 153984.0274 | 965165.0877 | 0 | 141726.9575 | 435703.4867 | 141726.9575 | 891044.8151 | 0 | 159.166 | 153.984 | 141.727 | 0.083389 | 0.082975 | 0.082562 | 758354.2574 | 0 | 0 | 0 | 2794.6208 | 0 | 733664.4029 | 0 | 0 | 0 | 2703.6359 | 0 | 675264.9957 | 0 | 0 | 0 | 2488.4275 | 0 | 7583542.5743 | 7336644.029 | 6752649.9571 | 0 | 0 | 0 | 0 | 0 | 0 | 0 | 0 | 0 | 27946.2075 | 27036.3586 | 24884.2747 | 758354.2574 | 0 | 2167283.656 | 0 | 0 | 0 | 0 | 0 | 0 | 0 | 0 | 0 | 2794.6208 | 5498.2566 | 7986.6841 | 0 | 0 | 0
| 964 | Business | Office | HVAC | Gas | 02-311 | 02-311.01 | HVAC Control | [02-311]_Business_HVAC_Energy Management System (EMS)_ADD_Gas_per ksf | No EMS | EMS | DEEMED | 431.7961 | 5.1229 | 0 | 0 | 0 | 0 | 1000 | 10 | 0.476 | 0.25758 | 0.40817 | 0.12932 | 0.20492 | 1 | 1 | Additions on Existing | 14.1168 | 0.23159 | 4317.9609 | 54.0493 | 0 | 0 | 70.8375 | 283.1617 | 408.2909 | 0 | 0 | 0 | 5.4049 | 0 | 696.8575 | 367.9041 | 328.9534 | 1.8941 | 280.3776 | 413.6958 | 0 | 0 | 0 | 5.4049 | 0 | 699.4783 | 367.9041 | 331.5742 | 1.9013 | 278.6092 | 419.8721 | 0 | 0 | 0 | 5.4049 | 0 | 703.8863 | 367.9041 | 335.9822 | 1.9132 | per ksf | 0.082118 | 2017.6421 | 0.005 | 188616.7751 | 2237.7741 | 0 | 0 | 2932.8482 | 0 | 182475.9502 | 2164.9186 | 0 | 0 | 0 | 167950.934 | 1992.5919 | 0 | 0 | 0 | 188616.7751 | 371092.7253 | 539043.6594 | 2237.7741 | 4402.6927 | 6395.2846 | 0 | 0 | 0 | 0 | 0 | 0 | 2932.8482 | 5770.2111 | 8381.7211 | 0 | 0 | 0 | 188616.7751 | 2237.7741 | 0 | 0 | 2932.8482 | 0 | 182475.9502 | 2164.9186 | 0 | 0 | 0 | 167950.934 | 1992.5919 | 0 | 0 | 0 | 188616.7751 | 0 | 539043.6594 | 2237.7741 | 4402.6927 | 6395.2846 | 0 | 0 | 0 | 0 | 0 | 0 | 2932.8482 | 5770.2111 | 8381.7211 | 0 | 0 | 0 | 3383.6564 | 6409.0785 | 3383.6564 | 8253.7149 | 5813.4583 | 3275.0391 | 6226.6736 | 3275.0391 | 7991.7369 | 5626.8432 | 3050.5803 | 5836.4709 | 3050.5803 | 7482.3685 | 5241.2006 | 9.1971 | 8.9019 | 8.2918 | 0.0045357 | 0.0045131 | 0.0044907 | 3971.2782 | 47.1158 | 0 | 0 | 61.7504 | 0 | 3843.798 | 45.6033 | 0 | 0 | 59.7682 | 0 | 3580.3586 | 42.4778 | 0 | 0 | 55.6719 | 0 | 39712.7822 | 38437.9801 | 35803.5862 | 471.1576 | 456.0332 | 424.7784 | 0 | 0 | 0 | 0 | 0 | 0 | 617.5037 | 597.6815 | 556.7187 | 3971.2782 | 0 | 11395.4348 | 47.1158 | 92.7191 | 135.1969 | 0 | 0 | 0 | 0 | 0 | 0 | 61.7504 | 121.5185 | 177.1904 | 0 | 0 | 0 | 1 | 1 | 1 | 1 | 1 | 1 | 1 | 750 | -53.1425 | 0.92914 | 750 | -50.5217 | 0.93264 | 750 | -46.1137 | 0.93852 | 188616.7751 | 2237.7741 | 0 | 0 | 2932.8482 | 0 | 182475.9502 | 2164.9186 | 0 | 0 | 0 | 167950.934 | 1992.5919 | 0 | 0 | 0 | 188616.7751 | 0 | 539043.6594 | 2237.7741 | 4402.6927 | 6395.2846 | 0 | 0 | 0 | 0 | 0 | 0 | 2932.8482 | 5770.2111 | 8381.7211 | 0 | 0 | 0 | 69978.7301 | 65020.2715 | 69978.7301 | 83734.1572 | 23326.2434 | 67725.6881 | 63163.5332 | 67725.6881 | 81068.38 | 22575.2294 | 62530.4886 | 58685.8045 | 62530.4886 | 75235.3302 | 20843.4962 | 93.305 | 90.3009 | 83.374 | 0.046014 | 0.045786 | 0.045558 | 40288.7232 | 477.9907 | 0 | 0 | 626.4592 | 0 | 38991.5835 | 462.6013 | 0 | 0 | 606.2896 | 0 | 36000.561 | 427.1154 | 0 | 0 | 559.7815 | 0 | 402887.2317 | 389915.8351 | 360005.6104 | 4779.9069 | 4626.0125 | 4271.1537 | 0 | 0 | 0 | 0 | 0 | 0 | 6264.5916 | 6062.8962 | 5597.8149 | 40288.7232 | 0 | 115280.8677 | 477.9907 | 940.5919 | 1367.7073 | 0 | 0 | 0 | 0 | 0 | 0 | 626.4592 | 1232.7488 | 1792.5303 | 0 | 0 | 0 | 1000 | -303.1425 | 0.69686 | 1000 | -300.5217 | 0.69948 | 1000 | -296.1137 | 0.70389 | 188616.7751 | 2237.7741 | 0 | 0 | 2932.8482 | 0 | 182475.9502 | 2164.9186 | 0 | 0 | 0 | 167950.934 | 1992.5919 | 0 | 0 | 0 | 188616.7751 | 0 | 539043.6594 | 2237.7741 | 4402.6927 | 6395.2846 | 0 | 0 | 0 | 0 | 0 | 0 | 2932.8482 | 5770.2111 | 8381.7211 | 0 | 0 | 0 | 169091.2589 | 117832.5136 | 169091.2589 | 151746.6167 | 0 | 163586.1291 | 114424.9493 | 163586.1291 | 146860.7722 | 0 | 150564.7355 | 105980.4525 | 150564.7355 | 135867.1727 | 0 | 169.0913 | 163.5861 | 150.5647 | 0.083389 | 0.082975 | 0.082562 | 73012.9452 | 866.2351 | 0 | 0 | 1135.2961 | 0 | 70635.8517 | 838.033 | 0 | 0 | 1098.3341 | 0 | 65013.2648 | 771.3259 | 0 | 0 | 1010.9071 | 0 | 730129.4521 | 706358.5169 | 650132.6478 | 8662.3514 | 8380.3299 | 7713.2589 | 0 | 0 | 0 | 0 | 0 | 0 | 11352.9606 | 10983.3405 | 10109.0708 | 73012.9452 | 0 | 208662.0617 | 866.2351 | 1704.2681 | 2475.594 | 0 | 0 | 0 | 0 | 0 | 0 | 1135.2961 | 2233.6301 | 3244.5372 | 0 | 0 | 0
| 965 | Business | Retail | HVAC | Gas | 02-311 | 02-311.02 | HVAC Control | [02-311]_Business_HVAC_Energy Management System (EMS)_ADD_Gas_per ksf | No EMS | EMS | DEEMED | 573.0555 | 4.7114 | 0 | 0 | 0 | 0 | 1000 | 10 | 0.476 | 0.25758 | 0.40817 | 0.12932 | 0.20492 | 1 | 1 | Additions on Existing | 13.8911 | 0.1745 | 5730.5554 | 49.708 | 0 | 0 | 71.9884 | 375.7963 | 375.4962 | 0 | 0 | 0 | 4.9708 | 0 | 756.2633 | 367.9041 | 388.3591 | 2.0556 | 372.1014 | 380.4669 | 0 | 0 | 0 | 4.9708 | 0 | 757.5391 | 367.9041 | 389.635 | 2.0591 | 369.7545 | 386.1472 | 0 | 0 | 0 | 4.9708 | 0 | 760.8725 | 367.9041 | 392.9684 | 2.0681 | per ksf | 0.15846 | 1357.8115 | 0.005 | 168458.7945 | 1384.9925 | 0 | 0 | 2005.7821 | 0 | 162974.256 | 1339.9011 | 0 | 0 | 0 | 150001.5673 | 1233.2455 | 0 | 0 | 0 | 168458.7945 | 331433.0505 | 481434.6178 | 1384.9925 | 2724.8936 | 3958.1391 | 0 | 0 | 0 | 0 | 0 | 0 | 2005.7821 | 3946.2617 | 5732.2798 | 0 | 0 | 0 | 168458.7945 | 1384.9925 | 0 | 0 | 2005.7821 | 0 | 162974.256 | 1339.9011 | 0 | 0 | 0 | 150001.5673 | 1233.2455 | 0 | 0 | 0 | 168458.7945 | 0 | 481434.6178 | 1384.9925 | 2724.8936 | 3958.1391 | 0 | 0 | 0 | 0 | 0 | 0 | 2005.7821 | 3946.2617 | 5732.2798 | 0 | 0 | 0 | 1086.9149 | 2234.2609 | 1086.9149 | 3134.9895 | 1867.4279 | 1050.9485 | 2163.9731 | 1050.9485 | 3029.7353 | 1805.6341 | 978.5582 | 2023.7829 | 978.5582 | 2834.2768 | 1681.2604 | 2.9543 | 2.8566 | 2.6598 | 0.002165 | 0.0021542 | 0.0021435 | 1693.0025 | 13.9191 | 0 | 0 | 20.158 | 0 | 1636.9805 | 13.4585 | 0 | 0 | 19.491 | 0 | 1524.2238 | 12.5315 | 0 | 0 | 18.1484 | 0 | 16930.0252 | 16369.8048 | 15242.2381 | 139.1911 | 134.5852 | 125.3148 | 0 | 0 | 0 | 0 | 0 | 0 | 201.5801 | 194.9098 | 181.4842 | 1693.0025 | 0 | 4854.2068 | 13.9191 | 27.3776 | 39.9091 | 0 | 0 | 0 | 0 | 0 | 0 | 20.158 | 39.649 | 57.7974 | 0 | 0 | 0 | 1 | 1 | 1 | 1 | 1 | 1 | 1 | 750 | 6.2633 | 1.0084 | 750 | 7.5391 | 1.0101 | 750 | 10.8725 | 1.0145 | 168458.7945 | 1384.9925 | 0 | 0 | 2005.7821 | 0 | 162974.256 | 1339.9011 | 0 | 0 | 0 | 150001.5673 | 1233.2455 | 0 | 0 | 0 | 168458.7945 | 0 | 481434.6178 | 1384.9925 | 2724.8936 | 3958.1391 | 0 | 0 | 0 | 0 | 0 | 0 | 2005.7821 | 3946.2617 | 5732.2798 | 0 | 0 | 0 | 35243.4976 | 35537.8168 | 35243.4976 | 49864.6693 | 11747.8325 | 34089.0073 | 34431.6759 | 34089.0073 | 48207.0995 | 11363.0024 | 31506.0379 | 31962.7705 | 31506.0379 | 44763.3695 | 10502.0126 | 46.9913 | 45.452 | 42.0081 | 0.034436 | 0.034265 | 0.034094 | 26928.6423 | 221.3952 | 0 | 0 | 320.6303 | 0 | 26046.5262 | 214.1428 | 0 | 0 | 310.1272 | 0 | 24072.9463 | 197.9169 | 0 | 0 | 286.6285 | 0 | 269286.4231 | 260465.2619 | 240729.4628 | 2213.952 | 2141.4283 | 1979.1695 | 0 | 0 | 0 | 0 | 0 | 0 | 3206.3027 | 3101.2721 | 2866.2846 | 26928.6423 | 0 | 77048.1148 | 221.3952 | 435.538 | 633.455 | 0 | 0 | 0 | 0 | 0 | 0 | 320.6303 | 630.7575 | 917.3859 | 0 | 0 | 0 | 1000 | -243.7367 | 0.75626 | 1000 | -242.4609 | 0.75754 | 1000 | -239.1275 | 0.76087 | 168458.7945 | 1384.9925 | 0 | 0 | 2005.7821 | 0 | 162974.256 | 1339.9011 | 0 | 0 | 0 | 150001.5673 | 1233.2455 | 0 | 0 | 0 | 168458.7945 | 0 | 481434.6178 | 1384.9925 | 2724.8936 | 3958.1391 | 0 | 0 | 0 | 0 | 0 | 0 | 2005.7821 | 3946.2617 | 5732.2798 | 0 | 0 | 0 | 106435.9329 | 80493.586 | 106435.9329 | 112944.0807 | 0 | 102970.682 | 78004.3208 | 102970.682 | 109212.2866 | 0 | 94774.255 | 72111.1245 | 94774.255 | 100990.5229 | 0 | 106.4359 | 102.9707 | 94.7743 | 0.077998 | 0.07761 | 0.077224 | 60993.7015 | 501.4628 | 0 | 0 | 726.2315 | 0 | 59007.9203 | 485.1366 | 0 | 0 | 702.5874 | 0 | 54310.9123 | 446.5199 | 0 | 0 | 646.6617 | 0 | 609937.0146 | 590079.2028 | 543109.1228 | 5014.628 | 4851.366 | 4465.1991 | 0 | 0 | 0 | 0 | 0 | 0 | 7262.3146 | 7025.8743 | 6466.6174 | 60993.7015 | 0 | 174312.534 | 501.4628 | 986.5994 | 1433.1193 | 0 | 0 | 0 | 0 | 0 | 0 | 726.2315 | 1428.8189 | 2075.4806 | 0 | 0 | 0
| 966 | Business | Food Service | HVAC | Gas | 02-311 | 02-311.03 | HVAC Control | [02-311]_Business_HVAC_Energy Management System (EMS)_ADD_Gas_per ksf | No EMS | EMS | DEEMED | 1750.0637 | 39.55 | 0 | 0 | 0 | 0 | 1000 | 10 | 0.476 | 0.25758 | 0.40817 | 0.12932 | 0.20492 | 1 | 1 | Additions on Existing | 2.0605 | 0.057141 | 17500.6371 | 417.275 | 0 | 0 | 485.3175 | 1147.6505 | 3152.1138 | 0 | 0 | 0 | 41.7275 | 0 | 5209.7902 | 367.9041 | 4841.8861 | 14.1607 | 1136.3666 | 3193.8411 | 0 | 0 | 0 | 41.7275 | 0 | 5246.3222 | 367.9041 | 4878.4181 | 14.26 | 1129.1994 | 3241.524 | 0 | 0 | 0 | 41.7275 | 0 | 5294.9412 | 367.9041 | 4927.037 | 14.3922 | per ksf | 0.0069357 | 11.1179 | 0.005 | 4212.4338 | 95.1976 | 0 | 0 | 110.7209 | 0 | 4075.289 | 92.0983 | 0 | 0 | 0 | 3750.8975 | 84.7673 | 0 | 0 | 0 | 4212.4338 | 8287.7228 | 12038.6203 | 95.1976 | 187.2959 | 272.0631 | 0 | 0 | 0 | 0 | 0 | 0 | 110.7209 | 217.8371 | 316.4268 | 0 | 0 | 0 | 4212.4338 | 95.1976 | 0 | 0 | 110.7209 | 0 | 4075.289 | 92.0983 | 0 | 0 | 0 | 3750.8975 | 84.7673 | 0 | 0 | 0 | 4212.4338 | 0 | 12038.6203 | 95.1976 | 187.2959 | 272.0631 | 0 | 0 | 0 | 0 | 0 | 0 | 110.7209 | 217.8371 | 316.4268 | 0 | 0 | 0 | 133.7202 | 1893.5756 | 133.7202 | 2078.6692 | 229.7446 | 129.6192 | 1848.3733 | 129.6192 | 2018.9579 | 222.6987 | 119.943 | 1726.2402 | 119.943 | 1879.4771 | 206.0739 | 0.36346 | 0.35232 | 0.32602 | 0.032529 | 0.032367 | 0.032206 | 636.0867 | 14.375 | 0 | 0 | 16.7191 | 0 | 616.5788 | 13.9342 | 0 | 0 | 16.2063 | 0 | 570.5503 | 12.894 | 0 | 0 | 14.9965 | 0 | 6360.8666 | 6165.7879 | 5705.5032 | 143.7505 | 139.3418 | 128.9398 | 0 | 0 | 0 | 0 | 0 | 0 | 167.191 | 162.0635 | 149.9652 | 636.0867 | 0 | 1823.2158 | 14.375 | 28.3092 | 41.2032 | 0 | 0 | 0 | 0 | 0 | 0 | 16.7191 | 32.9254 | 47.922 | 0 | 0 | 0 | 1 | 1 | 1 | 1 | 1 | 1 | 1 | 750 | 4459.7902 | 6.9464 | 750 | 4496.3222 | 6.9951 | 750 | 4544.9412 | 7.0599 | 4212.4338 | 95.1976 | 0 | 0 | 110.7209 | 0 | 4075.289 | 92.0983 | 0 | 0 | 0 | 3750.8975 | 84.7673 | 0 | 0 | 0 | 4212.4338 | 0 | 12038.6203 | 95.1976 | 187.2959 | 272.0631 | 0 | 0 | 0 | 0 | 0 | 0 | 110.7209 | 217.8371 | 316.4268 | 0 | 0 | 0 | 562.5077 | 3907.3962 | 562.5077 | 4289.337 | 187.5026 | 544.3873 | 3808.0415 | 544.3873 | 4159.482 | 181.4624 | 501.5361 | 3540.8056 | 501.5361 | 3855.1199 | 167.1787 | 0.75001 | 0.72585 | 0.66871 | 0.067124 | 0.06679 | 0.066458 | 1312.5658 | 29.6629 | 0 | 0 | 34.4999 | 0 | 1270.2833 | 28.7074 | 0 | 0 | 33.3885 | 0 | 1170.2935 | 26.4477 | 0 | 0 | 30.7604 | 0 | 13125.6579 | 12702.8325 | 11702.9354 | 296.6293 | 287.0738 | 264.4769 | 0 | 0 | 0 | 0 | 0 | 0 | 344.9988 | 333.8852 | 307.6036 | 1312.5658 | 0 | 3753.1426 | 29.6629 | 58.3703 | 84.818 | 0 | 0 | 0 | 0 | 0 | 0 | 34.4999 | 67.8884 | 98.6488 | 0 | 0 | 0 | 1000 | 4209.7902 | 5.2098 | 1000 | 4246.3222 | 5.2463 | 1000 | 4294.9412 | 5.2949 | 4212.4338 | 95.1976 | 0 | 0 | 110.7209 | 0 | 4075.289 | 92.0983 | 0 | 0 | 0 | 3750.8975 | 84.7673 | 0 | 0 | 0 | 4212.4338 | 0 | 12038.6203 | 95.1976 | 187.2959 | 272.0631 | 0 | 0 | 0 | 0 | 0 | 0 | 110.7209 | 217.8371 | 316.4268 | 0 | 0 | 0 | 871.5063 | 4540.365 | 871.5063 | 4984.1772 | 0 | 843.1325 | 4423.345 | 843.1325 | 4831.5712 | 0 | 776.0195 | 4108.9776 | 776.0195 | 4473.7281 | 0 | 0.87151 | 0.84313 | 0.77602 | 0.077998 | 0.07761 | 0.077224 | 1525.1916 | 34.4681 | 0 | 0 | 40.0886 | 0 | 1475.5357 | 33.3459 | 0 | 0 | 38.7834 | 0 | 1358.0836 | 30.6916 | 0 | 0 | 35.6963 | 0 | 15251.9155 | 14755.3566 | 13580.8358 | 344.681 | 333.4592 | 306.916 | 0 | 0 | 0 | 0 | 0 | 0 | 400.8861 | 387.8343 | 356.9629 | 1525.1916 | 0 | 4358.8108 | 34.4681 | 67.814 | 98.5056 | 0 | 0 | 0 | 0 | 0 | 0 | 40.0886 | 78.872 | 114.5683 | 0 | 0 | 0
| 967 | Business | Healthcare/Hospitals | HVAC | Gas | 02-311 | 02-311.04 | HVAC Control | [02-311]_Business_HVAC_Energy Management System (EMS)_ADD_Gas_per ksf | No EMS | EMS | DEEMED | 1208.6494 | 8.3616 | 0 | 0 | 0 | 0 | 1000 | 10 | 0.476 | 0.25758 | 0.40817 | 0.12932 | 0.20492 | 1 | 1 | Additions on Existing | 7.3958 | 0.082737 | 12086.4942 | 88.2192 | 0 | 0 | 135.2115 | 792.6038 | 666.4117 | 0 | 0 | 0 | 8.8219 | 0 | 1467.8374 | 421.5342 | 1046.3032 | 3.4821 | 784.8107 | 675.2336 | 0 | 0 | 0 | 8.8219 | 0 | 1468.8663 | 421.5342 | 1047.332 | 3.4846 | 779.8609 | 685.3146 | 0 | 0 | 0 | 8.8219 | 0 | 1473.9974 | 421.5342 | 1052.4632 | 3.4967 | per ksf | 0.39247 | 1065.9467 | 0.005 | 278928.7667 | 1929.6589 | 0 | 0 | 2957.5428 | 0 | 269847.6406 | 1866.8347 | 0 | 0 | 0 | 248367.8711 | 1718.2354 | 0 | 0 | 0 | 278928.7667 | 548776.4073 | 797144.2784 | 1929.6589 | 3796.4936 | 5514.7289 | 0 | 0 | 0 | 0 | 0 | 0 | 2957.5428 | 5818.7964 | 8452.2953 | 0 | 0 | 0 | 278928.7667 | 1929.6589 | 0 | 0 | 2957.5428 | 0 | 269847.6406 | 1866.8347 | 0 | 0 | 0 | 248367.8711 | 1718.2354 | 0 | 0 | 0 | 278928.7667 | 0 | 797144.2784 | 1929.6589 | 3796.4936 | 5514.7289 | 0 | 0 | 0 | 0 | 0 | 0 | 2957.5428 | 5818.7964 | 8452.2953 | 0 | 0 | 0 | 6076.9334 | 21160.6796 | 6076.9334 | 31330.3649 | 8339.295 | 5875.626 | 20474.0412 | 5875.626 | 30271.9426 | 8063.0435 | 5451.4454 | 19062.3114 | 5451.4454 | 28215.5975 | 7480.9461 | 14.4162 | 13.9387 | 12.9324 | 0.013457 | 0.01339 | 0.013323 | 17424.1661 | 120.5422 | 0 | 0 | 184.7522 | 0 | 16846.9647 | 116.5491 | 0 | 0 | 178.6321 | 0 | 15630.7274 | 108.135 | 0 | 0 | 165.736 | 0 | 174241.661 | 168469.6475 | 156307.2736 | 1205.4223 | 1165.4909 | 1081.3503 | 0 | 0 | 0 | 0 | 0 | 0 | 1847.5225 | 1786.3205 | 1657.3602 | 17424.1661 | 0 | 49901.8582 | 120.5422 | 237.0913 | 345.2264 | 0 | 0 | 0 | 0 | 0 | 0 | 184.7522 | 363.3843 | 529.1203 | 0 | 0 | 0 | 1 | 1 | 1 | 1 | 1 | 1 | 1 | 750 | 717.8374 | 1.9571 | 750 | 718.8663 | 1.9585 | 750 | 723.9974 | 1.9653 | 278928.7667 | 1929.6589 | 0 | 0 | 2957.5428 | 0 | 269847.6406 | 1866.8347 | 0 | 0 | 0 | 248367.8711 | 1718.2354 | 0 | 0 | 0 | 278928.7667 | 0 | 797144.2784 | 1929.6589 | 3796.4936 | 5514.7289 | 0 | 0 | 0 | 0 | 0 | 0 | 2957.5428 | 5818.7964 | 8452.2953 | 0 | 0 | 0 | 42132.6804 | 82458.5666 | 42132.6804 | 122087.6189 | 14044.2268 | 40758.2054 | 79824.47 | 40758.2054 | 118024.6611 | 13586.0685 | 37590.7557 | 73878.2354 | 37590.7557 | 109352.8745 | 12530.2519 | 56.1769 | 54.3443 | 50.121 | 0.052439 | 0.052178 | 0.051919 | 67898.1861 | 469.7269 | 0 | 0 | 719.9393 | 0 | 65683.175 | 454.4032 | 0 | 0 | 696.4531 | 0 | 60578.7267 | 419.0901 | 0 | 0 | 642.3295 | 0 | 678981.8614 | 656831.7501 | 605787.267 | 4697.2687 | 4544.0319 | 4190.9008 | 0 | 0 | 0 | 0 | 0 | 0 | 7199.3933 | 6964.5308 | 6423.295 | 67898.1861 | 0 | 194160.0879 | 469.7269 | 924.1301 | 1343.2201 | 0 | 0 | 0 | 0 | 0 | 0 | 719.9393 | 1416.3924 | 2058.7219 | 0 | 0 | 0 | 1000 | 467.8374 | 1.4678 | 1000 | 468.8663 | 1.4689 | 1000 | 473.9974 | 1.474 | 278928.7667 | 1929.6589 | 0 | 0 | 2957.5428 | 0 | 269847.6406 | 1866.8347 | 0 | 0 | 0 | 248367.8711 | 1718.2354 | 0 | 0 | 0 | 278928.7667 | 0 | 797144.2784 | 1929.6589 | 3796.4936 | 5514.7289 | 0 | 0 | 0 | 0 | 0 | 0 | 2957.5428 | 5818.7964 | 8452.2953 | 0 | 0 | 0 | 83557.2736 | 122648.493 | 83557.2736 | 181592.5633 | 0 | 80836.8867 | 118738.5749 | 80836.8867 | 175561.2041 | 0 | 74402.3013 | 109668.7993 | 74402.3013 | 162329.2488 | 0 | 83.5573 | 80.8369 | 74.4023 | 0.077998 | 0.07761 | 0.077224 | 100991.45 | 698.6696 | 0 | 0 | 1070.8344 | 0 | 97703.4561 | 675.9229 | 0 | 0 | 1035.9711 | 0 | 89926.2982 | 622.1197 | 0 | 0 | 953.5082 | 0 | 1009914.5001 | 977034.5606 | 899262.9815 | 6986.6959 | 6759.229 | 6221.197 | 0 | 0 | 0 | 0 | 0 | 0 | 10708.3445 | 10359.7113 | 9535.0822 | 100991.45 | 0 | 288621.2042 | 698.6696 | 1374.5925 | 1996.7122 | 0 | 0 | 0 | 0 | 0 | 0 | 1070.8344 | 2106.8056 | 3060.3138 | 0 | 0 | 0
| 968 | Business | Campus/Education | HVAC | Gas | 02-311 | 02-311.05 | HVAC Control | [02-311]_Business_HVAC_Energy Management System (EMS)_ADD_Gas_per ksf | No EMS | EMS | DEEMED | 559.0775 | 4.738 | 0 | 0 | 0 | 0 | 1000 | 10 | 0.476 | 0.25758 | 0.40817 | 0.12932 | 0.20492 | 1 | 1 | Additions on Existing | 13.9421 | 0.17887 | 5590.7745 | 49.9885 | 0 | 0 | 71.7254 | 366.6298 | 377.6154 | 0 | 0 | 0 | 4.9989 | 0 | 749.2441 | 421.5342 | 327.7099 | 1.7774 | 363.025 | 382.6143 | 0 | 0 | 0 | 4.9989 | 0 | 750.6382 | 421.5342 | 329.1039 | 1.7807 | 360.7354 | 388.3266 | 0 | 0 | 0 | 4.9989 | 0 | 754.0608 | 421.5342 | 332.5266 | 1.7888 | per ksf | 0.70793 | 1607.7115 | 0.005 | 194597.6439 | 1649.1506 | 0 | 0 | 2366.2648 | 0 | 188262.099 | 1595.4589 | 0 | 0 | 0 | 173276.5075 | 1468.461 | 0 | 0 | 0 | 194597.6439 | 382859.7429 | 556136.2504 | 1649.1506 | 3244.6095 | 4713.0705 | 0 | 0 | 0 | 0 | 0 | 0 | 2366.2648 | 4655.4907 | 6762.4952 | 0 | 0 | 0 | 194597.6439 | 1649.1506 | 0 | 0 | 2366.2648 | 0 | 188262.099 | 1595.4589 | 0 | 0 | 0 | 173276.5075 | 1468.461 | 0 | 0 | 0 | 194597.6439 | 0 | 556136.2504 | 1649.1506 | 3244.6095 | 4713.0705 | 0 | 0 | 0 | 0 | 0 | 0 | 2366.2648 | 4655.4907 | 6762.4952 | 0 | 0 | 0 | 2367.3182 | 4207.723 | 2367.3182 | 5912.1881 | 3248.6393 | 2289.7262 | 4077.3818 | 2289.7262 | 5716.5234 | 3142.1609 | 2130.9248 | 3811.9016 | 2130.9248 | 5345.4952 | 2924.2398 | 5.616 | 5.4319 | 5.0552 | 0.0034758 | 0.0034585 | 0.0034413 | 3139.7552 | 26.6084 | 0 | 0 | 38.1787 | 0 | 3036.8456 | 25.7363 | 0 | 0 | 36.9274 | 0 | 2826.2285 | 23.9514 | 0 | 0 | 34.3663 | 0 | 31397.5518 | 30368.4563 | 28262.2852 | 266.0839 | 257.3626 | 239.5135 | 0 | 0 | 0 | 0 | 0 | 0 | 381.7874 | 369.2738 | 343.6632 | 3139.7552 | 0 | 9002.8293 | 26.6084 | 52.3446 | 76.296 | 0 | 0 | 0 | 0 | 0 | 0 | 38.1787 | 75.1061 | 109.4724 | 0 | 0 | 0 | 1 | 1 | 1 | 1 | 1 | 1 | 1 | 750 | -0.75589 | 0.99899 | 750 | 0.63816 | 1.0009 | 750 | 4.0608 | 1.0054 | 194597.6439 | 1649.1506 | 0 | 0 | 2366.2648 | 0 | 188262.099 | 1595.4589 | 0 | 0 | 0 | 173276.5075 | 1468.461 | 0 | 0 | 0 | 194597.6439 | 0 | 556136.2504 | 1649.1506 | 3244.6095 | 4713.0705 | 0 | 0 | 0 | 0 | 0 | 0 | 2366.2648 | 4655.4907 | 6762.4952 | 0 | 0 | 0 | 41418.0453 | 41376.3019 | 41418.0453 | 58137.0206 | 13806.0151 | 40074.7647 | 40108.8633 | 40074.7647 | 56232.9623 | 13358.2549 | 37039.2236 | 37239.7704 | 37039.2236 | 52221.971 | 12346.4079 | 55.2241 | 53.433 | 49.3856 | 0.034179 | 0.034009 | 0.033839 | 30874.5269 | 261.6514 | 0 | 0 | 375.4275 | 0 | 29873.1964 | 253.1654 | 0 | 0 | 363.2515 | 0 | 27610.393 | 233.9889 | 0 | 0 | 335.7363 | 0 | 308745.2691 | 298731.9645 | 276103.9297 | 2616.5139 | 2531.6545 | 2339.8894 | 0 | 0 | 0 | 0 | 0 | 0 | 3754.275 | 3632.5154 | 3357.3634 | 30874.5269 | 0 | 88358.1163 | 261.6514 | 514.8168 | 748.8058 | 0 | 0 | 0 | 0 | 0 | 0 | 375.4275 | 738.679 | 1074.4154 | 0 | 0 | 0 | 1000 | -250.7559 | 0.74924 | 1000 | -249.3618 | 0.75064 | 1000 | -245.9392 | 0.75406 | 194597.6439 | 1649.1506 | 0 | 0 | 2366.2648 | 0 | 188262.099 | 1595.4589 | 0 | 0 | 0 | 173276.5075 | 1468.461 | 0 | 0 | 0 | 194597.6439 | 0 | 556136.2504 | 1649.1506 | 3244.6095 | 4713.0705 | 0 | 0 | 0 | 0 | 0 | 0 | 2366.2648 | 4655.4907 | 6762.4952 | 0 | 0 | 0 | 126025.0569 | 94423.5314 | 126025.0569 | 132672.6301 | 0 | 121922.04 | 91519.3352 | 121922.04 | 128310.8745 | 0 | 112217.0921 | 84618.5139 | 112217.0921 | 118661.9985 | 0 | 126.0251 | 121.922 | 112.2171 | 0.077998 | 0.07761 | 0.077224 | 70457.7676 | 597.1062 | 0 | 0 | 856.751 | 0 | 68163.8634 | 577.6662 | 0 | 0 | 828.8577 | 0 | 62738.0458 | 531.6842 | 0 | 0 | 762.8809 | 0 | 704577.6764 | 681638.6341 | 627380.4583 | 5971.0625 | 5776.6617 | 5316.8416 | 0 | 0 | 0 | 0 | 0 | 0 | 8567.5105 | 8288.5767 | 7628.8092 | 70457.7676 | 0 | 201359.6769 | 597.1062 | 1174.7724 | 1706.4566 | 0 | 0 | 0 | 0 | 0 | 0 | 856.751 | 1685.6087 | 2448.4896 | 0 | 0 | 0
| 969 | Business | Warehouse | HVAC | Gas | 02-311 | 02-311.06 | HVAC Control | [02-311]_Business_HVAC_Energy Management System (EMS)_ADD_Gas_per ksf | No EMS | EMS | DEEMED | 402.8383 | 3.7423 | 0 | 0 | 0 | 0 | 1000 | 10 | 0.476 | 0.25758 | 0.40817 | 0.12932 | 0.20492 | 1 | 1 | Additions on Existing | 18.1337 | 0.24824 | 4028.3828 | 39.4835 | 0 | 0 | 55.1458 | 264.1718 | 298.2599 | 0 | 0 | 0 | 3.9483 | 0 | 566.3801 | 421.5342 | 144.8459 | 1.3436 | 261.5744 | 302.2083 | 0 | 0 | 0 | 3.9483 | 0 | 567.7311 | 421.5342 | 146.1969 | 1.3468 | 259.9247 | 306.7201 | 0 | 0 | 0 | 3.9483 | 0 | 570.5932 | 421.5342 | 149.059 | 1.3536 | per ksf | 0.25403 | 527.3591 | 0.005 | 45993.306 | 427.2714 | 0 | 0 | 596.7619 | 0 | 44495.895 | 413.3606 | 0 | 0 | 0 | 40954.0387 | 380.4573 | 0 | 0 | 0 | 45993.306 | 90489.201 | 131443.2397 | 427.2714 | 840.632 | 1221.0893 | 0 | 0 | 0 | 0 | 0 | 0 | 596.7619 | 1174.0949 | 1705.4724 | 0 | 0 | 0 | 45993.306 | 427.2714 | 0 | 0 | 596.7619 | 0 | 44495.895 | 413.3606 | 0 | 0 | 0 | 40954.0387 | 380.4573 | 0 | 0 | 0 | 45993.306 | 0 | 131443.2397 | 427.2714 | 840.632 | 1221.0893 | 0 | 0 | 0 | 0 | 0 | 0 | 596.7619 | 1174.0949 | 1705.4724 | 0 | 0 | 0 | 1220.1777 | 1639.4504 | 1220.1777 | 2271.148 | 1674.4337 | 1181.0137 | 1590.6139 | 1181.0137 | 2197.9759 | 1620.6894 | 1098.6282 | 1487.1148 | 1098.6282 | 2054.6459 | 1507.6329 | 2.8946 | 2.8017 | 2.6063 | 0.0054616 | 0.0054344 | 0.0054074 | 1166.0603 | 10.8325 | 0 | 0 | 15.1296 | 0 | 1128.6332 | 10.4848 | 0 | 0 | 14.644 | 0 | 1049.9017 | 9.7534 | 0 | 0 | 13.6224 | 0 | 11660.6027 | 11286.3323 | 10499.0173 | 108.3254 | 104.8484 | 97.5344 | 0 | 0 | 0 | 0 | 0 | 0 | 151.296 | 146.4399 | 136.2245 | 1166.0603 | 0 | 3344.5952 | 10.8325 | 21.3174 | 31.0708 | 0 | 0 | 0 | 0 | 0 | 0 | 15.1296 | 29.7736 | 43.396 | 0 | 0 | 0 | 1 | 1 | 1 | 1 | 1 | 1 | 1 | 750 | -183.6199 | 0.75517 | 750 | -182.2689 | 0.75697 | 750 | -179.4068 | 0.76079 | 45993.306 | 427.2714 | 0 | 0 | 596.7619 | 0 | 44495.895 | 413.3606 | 0 | 0 | 0 | 40954.0387 | 380.4573 | 0 | 0 | 0 | 45993.306 | 0 | 131443.2397 | 427.2714 | 840.632 | 1221.0893 | 0 | 0 | 0 | 0 | 0 | 0 | 596.7619 | 1174.0949 | 1705.4724 | 0 | 0 | 0 | 16921.409 | 12778.6 | 16921.409 | 17702.3295 | 5640.4697 | 16374.9161 | 12395.3983 | 16374.9161 | 17128.4729 | 5458.3054 | 15120.3793 | 11503.4469 | 15120.3793 | 15893.5345 | 5040.1264 | 22.5619 | 21.8332 | 20.1605 | 0.04257 | 0.042358 | 0.042147 | 9088.7883 | 84.4336 | 0 | 0 | 117.9268 | 0 | 8795.2573 | 81.7067 | 0 | 0 | 114.1182 | 0 | 8121.4234 | 75.4469 | 0 | 0 | 105.3752 | 0 | 90887.8833 | 87952.5734 | 81214.2338 | 844.3357 | 817.0671 | 754.4689 | 0 | 0 | 0 | 0 | 0 | 0 | 1179.2678 | 1141.1822 | 1053.7524 | 9088.7883 | 0 | 26005.4691 | 84.4336 | 166.1403 | 241.5872 | 0 | 0 | 0 | 0 | 0 | 0 | 117.9268 | 232.045 | 337.4202 | 0 | 0 | 0 | 1000 | -433.6199 | 0.56638 | 1000 | -432.2689 | 0.56773 | 1000 | -429.4068 | 0.57059 | 45993.306 | 427.2714 | 0 | 0 | 596.7619 | 0 | 44495.895 | 413.3606 | 0 | 0 | 0 | 40954.0387 | 380.4573 | 0 | 0 | 0 | 45993.306 | 0 | 131443.2397 | 427.2714 | 840.632 | 1221.0893 | 0 | 0 | 0 | 0 | 0 | 0 | 596.7619 | 1174.0949 | 1705.4724 | 0 | 0 | 0 | 44196.0493 | 25031.7646 | 44196.0493 | 34676.7678 | 0 | 42757.1519 | 24274.5638 | 42757.1519 | 33543.594 | 0 | 39353.6989 | 22454.9519 | 39353.6989 | 31024.4881 | 0 | 44.196 | 42.7572 | 39.3537 | 0.083389 | 0.082975 | 0.082562 | 17803.8604 | 165.3954 | 0 | 0 | 231.0046 | 0 | 17224.2174 | 160.0106 | 0 | 0 | 223.4837 | 0 | 15853.1763 | 147.2738 | 0 | 0 | 205.6945 | 0 | 178038.604 | 172242.1741 | 158531.7626 | 1653.9537 | 1600.1057 | 1472.7379 | 0 | 0 | 0 | 0 | 0 | 0 | 2310.046 | 2234.8375 | 2056.9453 | 17803.8604 | 0 | 50881.2541 | 165.3954 | 325.4059 | 472.6797 | 0 | 0 | 0 | 0 | 0 | 0 | 231.0046 | 454.4883 | 660.1829 | 0 | 0 | 0
| 970 | Business | Lodging | HVAC | Gas | 02-311 | 02-311.07 | HVAC Control | [02-311]_Business_HVAC_Energy Management System (EMS)_ADD_Gas_per ksf | No EMS | EMS | DEEMED | 214.4208 | 2.8821 | 0 | 0 | 0 | 0 | 1000 | 10 | 0.476 | 0.25758 | 0.40817 | 0.12932 | 0.20492 | 1 | 1 | Additions on Existing | 25.8099 | 0.46637 | 2144.2084 | 30.4082 | 0 | 0 | 38.7449 | 140.6121 | 229.7048 | 0 | 0 | 0 | 3.0408 | 0 | 373.3578 | 367.9041 | 5.4537 | 1.0148 | 139.2296 | 232.7457 | 0 | 0 | 0 | 3.0408 | 0 | 375.0161 | 367.9041 | 7.112 | 1.0193 | 138.3515 | 236.2205 | 0 | 0 | 0 | 3.0408 | 0 | 377.6128 | 367.9041 | 9.7086 | 1.0264 | per ksf | 0.33528 | 961.2511 | 0.005 | 44623.262 | 599.8041 | 0 | 0 | 764.2459 | 0 | 43170.4557 | 580.2762 | 0 | 0 | 0 | 39734.1038 | 534.0865 | 0 | 0 | 0 | 44623.262 | 87793.7177 | 127527.8215 | 599.8041 | 1180.0803 | 1714.1668 | 0 | 0 | 0 | 0 | 0 | 0 | 764.2459 | 1503.6101 | 2184.1212 | 0 | 0 | 0 | 44623.262 | 599.8041 | 0 | 0 | 764.2459 | 0 | 43170.4557 | 580.2762 | 0 | 0 | 0 | 39734.1038 | 534.0865 | 0 | 0 | 0 | 44623.262 | 0 | 127527.8215 | 599.8041 | 1180.0803 | 1714.1668 | 0 | 0 | 0 | 0 | 0 | 0 | 764.2459 | 1503.6101 | 2184.1212 | 0 | 0 | 0 | 366.4416 | 371.8736 | 366.4416 | 463.9553 | 629.5832 | 354.8535 | 361.7131 | 354.8535 | 449.5927 | 609.6735 | 331.0199 | 339.7552 | 331.0199 | 421.6271 | 568.7251 | 0.99602 | 0.96453 | 0.89975 | 0.001031 | 0.0010259 | 0.0010208 | 213.5685 | 2.8707 | 0 | 0 | 3.6577 | 0 | 206.8147 | 2.7799 | 0 | 0 | 3.542 | 0 | 192.9241 | 2.5932 | 0 | 0 | 3.3041 | 0 | 2135.6848 | 2068.1469 | 1929.2408 | 28.7068 | 27.799 | 25.9319 | 0 | 0 | 0 | 0 | 0 | 0 | 36.5771 | 35.4204 | 33.0414 | 213.5685 | 0 | 613.3072 | 2.8707 | 5.6506 | 8.2438 | 0 | 0 | 0 | 0 | 0 | 0 | 3.6577 | 7.1997 | 10.5039 | 0 | 0 | 0 | 1 | 1 | 1 | 1 | 1 | 1 | 1 | 750 | -376.6422 | 0.49781 | 750 | -374.9839 | 0.50002 | 750 | -372.3872 | 0.50348 | 44623.262 | 599.8041 | 0 | 0 | 764.2459 | 0 | 43170.4557 | 580.2762 | 0 | 0 | 0 | 39734.1038 | 534.0865 | 0 | 0 | 0 | 44623.262 | 0 | 127527.8215 | 599.8041 | 1180.0803 | 1714.1668 | 0 | 0 | 0 | 0 | 0 | 0 | 764.2459 | 1503.6101 | 2184.1212 | 0 | 0 | 0 | 20381.2979 | 10146.022 | 20381.2979 | 12658.3348 | 6793.766 | 19742.9552 | 9871.9008 | 19742.9552 | 12270.3149 | 6580.9851 | 18264.6289 | 9195.9425 | 18264.6289 | 11411.9183 | 6088.2096 | 27.1751 | 26.3239 | 24.3528 | 0.02813 | 0.02799 | 0.027851 | 5826.8999 | 78.3223 | 0 | 0 | 99.7951 | 0 | 5644.4013 | 75.8693 | 0 | 0 | 96.6695 | 0 | 5221.756 | 70.1883 | 0 | 0 | 89.4311 | 0 | 58268.9993 | 56444.0129 | 52217.5601 | 783.2235 | 758.6929 | 701.883 | 0 | 0 | 0 | 0 | 0 | 0 | 997.9513 | 966.6954 | 894.3106 | 5826.8999 | 0 | 16693.0572 | 78.3223 | 154.1916 | 224.3799 | 0 | 0 | 0 | 0 | 0 | 0 | 99.7951 | 196.4647 | 285.8957 | 0 | 0 | 0 | 1000 | -626.6422 | 0.37336 | 1000 | -624.9839 | 0.37502 | 1000 | -622.3872 | 0.37761 | 44623.262 | 599.8041 | 0 | 0 | 764.2459 | 0 | 43170.4557 | 580.2762 | 0 | 0 | 0 | 39734.1038 | 534.0865 | 0 | 0 | 0 | 44623.262 | 0 | 127527.8215 | 599.8041 | 1180.0803 | 1714.1668 | 0 | 0 | 0 | 0 | 0 | 0 | 764.2459 | 1503.6101 | 2184.1212 | 0 | 0 | 0 | 80558.9654 | 30077.3179 | 80558.9654 | 37524.9296 | 0 | 77936.195 | 29227.326 | 77936.195 | 36328.2111 | 0 | 71732.5035 | 27087.1084 | 71732.5035 | 33614.3759 | 0 | 80.559 | 77.9362 | 71.7325 | 0.083389 | 0.082975 | 0.082562 | 17273.5208 | 232.1822 | 0 | 0 | 295.8371 | 0 | 16711.1441 | 224.6231 | 0 | 0 | 286.2055 | 0 | 15380.9434 | 206.7431 | 0 | 0 | 263.4236 | 0 | 172735.2077 | 167111.4414 | 153809.4342 | 2321.8224 | 2246.2305 | 2067.4314 | 0 | 0 | 0 | 0 | 0 | 0 | 2958.3711 | 2862.055 | 2634.2365 | 17273.5208 | 0 | 49365.6083 | 232.1822 | 456.8053 | 663.5484 | 0 | 0 | 0 | 0 | 0 | 0 | 295.8371 | 582.0426 | 845.4663 | 0 | 0 | 0
| 971 | Business | Other Commercial | HVAC | Gas | 02-311 | 02-311.08 | HVAC Control | [02-311]_Business_HVAC_Energy Management System (EMS)_ADD_Gas_per ksf | No EMS | EMS | DEEMED | 380.4369 | 6.7123 | 0 | 0 | 0 | 0 | 1000 | 10 | 0.476 | 0.25758 | 0.40817 | 0.12932 | 0.20492 | 1 | 1 | Additions on Existing | 11.6809 | 0.26286 | 3804.3692 | 70.8183 | 0 | 0 | 85.6097 | 249.4816 | 534.9645 | 0 | 0 | 0 | 7.0818 | 0 | 791.5279 | 367.9041 | 423.6238 | 2.1515 | 247.0286 | 542.0463 | 0 | 0 | 0 | 7.0818 | 0 | 796.1568 | 367.9041 | 428.2527 | 2.164 | 245.4706 | 550.1389 | 0 | 0 | 0 | 7.0818 | 0 | 802.6913 | 367.9041 | 434.7872 | 2.1818 | per ksf | 0.029423 | 111.8092 | 0.005 | 9209.1076 | 162.4818 | 0 | 0 | 196.4184 | 0 | 8909.2853 | 157.1919 | 0 | 0 | 0 | 8200.1096 | 144.6795 | 0 | 0 | 0 | 9209.1076 | 18118.3929 | 26318.5025 | 162.4818 | 319.6737 | 464.3532 | 0 | 0 | 0 | 0 | 0 | 0 | 196.4184 | 386.4421 | 561.3399 | 0 | 0 | 0 | 9209.1076 | 162.4818 | 0 | 0 | 196.4184 | 0 | 8909.2853 | 157.1919 | 0 | 0 | 0 | 8200.1096 | 144.6795 | 0 | 0 | 0 | 9209.1076 | 0 | 26318.5025 | 162.4818 | 319.6737 | 464.3532 | 0 | 0 | 0 | 0 | 0 | 0 | 196.4184 | 386.4421 | 561.3399 | 0 | 0 | 0 | 203.4441 | 437.7002 | 203.4441 | 516.9194 | 349.5373 | 197.4481 | 427.2844 | 197.4481 | 502.3971 | 339.2355 | 183.8394 | 401.1 | 183.8394 | 470.4398 | 315.8545 | 0.55298 | 0.53668 | 0.49969 | 0.0049212 | 0.0048967 | 0.0048723 | 210.3745 | 3.7118 | 0 | 0 | 4.487 | 0 | 204.1743 | 3.6024 | 0 | 0 | 4.3548 | 0 | 190.102 | 3.3541 | 0 | 0 | 4.0546 | 0 | 2103.7454 | 2041.7429 | 1901.0201 | 37.1177 | 36.0237 | 33.5408 | 0 | 0 | 0 | 0 | 0 | 0 | 44.8702 | 43.5478 | 40.5463 | 210.3745 | 0 | 604.6508 | 3.7118 | 7.3141 | 10.6682 | 0 | 0 | 0 | 0 | 0 | 0 | 4.487 | 8.8418 | 12.8964 | 0 | 0 | 0 | 1 | 1 | 1 | 1 | 1 | 1 | 1 | 750 | 41.5279 | 1.0554 | 750 | 46.1568 | 1.0615 | 750 | 52.6913 | 1.0703 | 9209.1076 | 162.4818 | 0 | 0 | 196.4184 | 0 | 8909.2853 | 157.1919 | 0 | 0 | 0 | 8200.1096 | 144.6795 | 0 | 0 | 0 | 9209.1076 | 0 | 26318.5025 | 162.4818 | 319.6737 | 464.3532 | 0 | 0 | 0 | 0 | 0 | 0 | 196.4184 | 386.4421 | 561.3399 | 0 | 0 | 0 | 3961.6466 | 4181.0053 | 3961.6466 | 4937.7241 | 1320.5489 | 3836.1691 | 4072.256 | 3836.1691 | 4788.1216 | 1278.723 | 3542.4285 | 3791.3021 | 3542.4285 | 4446.7205 | 1180.8095 | 5.2822 | 5.1149 | 4.7232 | 0.047008 | 0.046774 | 0.046541 | 2009.5422 | 35.4556 | 0 | 0 | 42.861 | 0 | 1945.8938 | 34.3326 | 0 | 0 | 41.5034 | 0 | 1796.8941 | 31.7037 | 0 | 0 | 38.3254 | 0 | 20095.4221 | 19458.9381 | 17968.9411 | 354.5557 | 343.3258 | 317.0369 | 0 | 0 | 0 | 0 | 0 | 0 | 428.6096 | 415.0342 | 383.2544 | 2009.5422 | 0 | 5752.3301 | 35.4556 | 69.7881 | 101.4918 | 0 | 0 | 0 | 0 | 0 | 0 | 42.861 | 84.3644 | 122.6898 | 0 | 0 | 0 | 1000 | -208.4721 | 0.79153 | 1000 | -203.8432 | 0.79616 | 1000 | -197.3087 | 0.80269 | 9209.1076 | 162.4818 | 0 | 0 | 196.4184 | 0 | 8909.2853 | 157.1919 | 0 | 0 | 0 | 8200.1096 | 144.6795 | 0 | 0 | 0 | 9209.1076 | 0 | 26318.5025 | 162.4818 | 319.6737 | 464.3532 | 0 | 0 | 0 | 0 | 0 | 0 | 196.4184 | 386.4421 | 561.3399 | 0 | 0 | 0 | 9370.3204 | 7416.8703 | 9370.3204 | 8759.2473 | 0 | 9065.2494 | 7217.3598 | 9065.2494 | 8486.106 | 0 | 8343.659 | 6697.3826 | 8343.659 | 7855.1875 | 0 | 9.3703 | 9.0652 | 8.3437 | 0.083389 | 0.082975 | 0.082562 | 3564.8158 | 62.8962 | 0 | 0 | 76.0329 | 0 | 3448.7556 | 60.8485 | 0 | 0 | 73.5575 | 0 | 3174.236 | 56.005 | 0 | 0 | 67.7024 | 0 | 35648.1585 | 34487.556 | 31742.3597 | 628.962 | 608.4848 | 560.0496 | 0 | 0 | 0 | 0 | 0 | 0 | 760.3295 | 735.5753 | 677.0238 | 3564.8158 | 0 | 10187.8074 | 62.8962 | 123.7447 | 179.7496 | 0 | 0 | 0 | 0 | 0 | 0 | 76.0329 | 149.5905 | 217.2929 | 0 | 0 | 0
| 972 | Business | Food Sales | HVAC | Gas | 02-311 | 02-311.09 | HVAC Control | [02-311]_Business_HVAC_Energy Management System (EMS)_ADD_Gas_per ksf | No EMS | EMS | DEEMED | 3359.715 | 20.0787 | 0 | 0 | 0 | 0 | 1000 | 10 | 0.476 | 0.25758 | 0.40817 | 0.12932 | 0.20492 | 1 | 1 | Additions on Existing | 2.92 | 0.029764 | 33597.1505 | 211.8413 | 0 | 0 | 342.467 | 2203.2219 | 1600.2584 | 0 | 0 | 0 | 21.1841 | 0 | 3824.6644 | 367.9041 | 3456.7603 | 10.3958 | 2181.5594 | 1621.4424 | 0 | 0 | 0 | 21.1841 | 0 | 3824.1859 | 367.9041 | 3456.2818 | 10.3945 | 2167.8002 | 1645.65 | 0 | 0 | 0 | 21.1841 | 0 | 3834.6343 | 367.9041 | 3466.7302 | 10.4229 | per ksf | 0.045557 | 81.8204 | 0.005 | 59514.3269 | 355.6757 | 0 | 0 | 574.9927 | 0 | 57576.7099 | 344.0959 | 0 | 0 | 0 | 52993.6257 | 316.706 | 0 | 0 | 0 | 59514.3269 | 117091.0368 | 170084.6625 | 355.6757 | 699.7716 | 1016.4775 | 0 | 0 | 0 | 0 | 0 | 0 | 574.9927 | 1131.2652 | 1643.2586 | 0 | 0 | 0 | 59514.3269 | 355.6757 | 0 | 0 | 574.9927 | 0 | 57576.7099 | 344.0959 | 0 | 0 | 0 | 52993.6257 | 316.706 | 0 | 0 | 0 | 59514.3269 | 0 | 170084.6625 | 355.6757 | 699.7716 | 1016.4775 | 0 | 0 | 0 | 0 | 0 | 0 | 574.9927 | 1131.2652 | 1643.2586 | 0 | 0 | 0 | 989.0898 | 10282.398 | 989.0898 | 15362.1704 | 1699.3547 | 956.2622 | 9939.8848 | 956.2622 | 14834.9093 | 1642.9537 | 883.8339 | 9212.1281 | 883.8339 | 13770.7312 | 1518.5146 | 2.6884 | 2.5992 | 2.4023 | 0.032694 | 0.032532 | 0.03237 | 9032.4074 | 53.9804 | 0 | 0 | 87.2658 | 0 | 8732.6247 | 52.1888 | 0 | 0 | 84.3695 | 0 | 8071.2066 | 48.236 | 0 | 0 | 77.9793 | 0 | 90324.0737 | 87326.247 | 80712.066 | 539.8041 | 521.8881 | 482.3598 | 0 | 0 | 0 | 0 | 0 | 0 | 872.6584 | 843.6952 | 779.7928 | 9032.4074 | 0 | 25836.2387 | 53.9804 | 106.1692 | 154.4052 | 0 | 0 | 0 | 0 | 0 | 0 | 87.2658 | 171.6354 | 249.6146 | 0 | 0 | 0 | 1 | 1 | 1 | 1 | 1 | 1 | 1 | 750 | 3074.6644 | 5.0996 | 750 | 3074.1859 | 5.0989 | 750 | 3084.6343 | 5.1128 | 59514.3269 | 355.6757 | 0 | 0 | 574.9927 | 0 | 57576.7099 | 344.0959 | 0 | 0 | 0 | 52993.6257 | 316.706 | 0 | 0 | 0 | 59514.3269 | 0 | 170084.6625 | 355.6757 | 699.7716 | 1016.4775 | 0 | 0 | 0 | 0 | 0 | 0 | 574.9927 | 1131.2652 | 1643.2586 | 0 | 0 | 0 | 4144.2187 | 21133.6613 | 4144.2187 | 31574.2404 | 1381.4062 | 4008.9263 | 20441.1726 | 4008.9263 | 30507.6918 | 1336.3088 | 3692.5526 | 18879.4516 | 3692.5526 | 28221.9104 | 1230.8509 | 5.5256 | 5.3452 | 4.9234 | 0.067198 | 0.066863 | 0.066531 | 18564.5253 | 110.9472 | 0 | 0 | 179.3596 | 0 | 17958.4666 | 107.3252 | 0 | 0 | 173.5042 | 0 | 16541.2327 | 98.8554 | 0 | 0 | 159.8117 | 0 | 185645.253 | 179584.666 | 165412.3266 | 1109.4723 | 1073.2524 | 988.5542 | 0 | 0 | 0 | 0 | 0 | 0 | 1793.596 | 1735.0421 | 1598.1173 | 18564.5253 | 0 | 53064.2246 | 110.9472 | 218.2725 | 317.1279 | 0 | 0 | 0 | 0 | 0 | 0 | 179.3596 | 352.8638 | 512.6755 | 0 | 0 | 0 | 1000 | 2824.6644 | 3.8247 | 1000 | 2824.1859 | 3.8242 | 1000 | 2834.6343 | 3.8346 | 59514.3269 | 355.6757 | 0 | 0 | 574.9927 | 0 | 57576.7099 | 344.0959 | 0 | 0 | 0 | 52993.6257 | 316.706 | 0 | 0 | 0 | 59514.3269 | 0 | 170084.6625 | 355.6757 | 699.7716 | 1016.4775 | 0 | 0 | 0 | 0 | 0 | 0 | 574.9927 | 1131.2652 | 1643.2586 | 0 | 0 | 0 | 6413.7257 | 24530.3486 | 6413.7257 | 36648.9798 | 0 | 6204.9131 | 23728.7412 | 6204.9131 | 35414.2659 | 0 | 5711.0043 | 21899.613 | 5711.0043 | 32736.5926 | 0 | 6.4137 | 6.2049 | 5.711 | 0.077998 | 0.07761 | 0.077224 | 21548.2908 | 128.7791 | 0 | 0 | 208.187 | 0 | 20846.7398 | 124.5864 | 0 | 0 | 201.409 | 0 | 19187.3472 | 114.6694 | 0 | 0 | 185.3769 | 0 | 215482.9077 | 208467.398 | 191873.4725 | 1287.7912 | 1245.8644 | 1146.6941 | 0 | 0 | 0 | 0 | 0 | 0 | 2081.87 | 2014.0902 | 1853.7694 | 21548.2908 | 0 | 61582.3778 | 128.7791 | 253.3656 | 368.035 | 0 | 0 | 0 | 0 | 0 | 0 | 208.187 | 409.596 | 594.973 | 0 | 0 | 0
| 973 | Business | Manufacturing/Industrial | HVAC | Gas | 02-311 | 02-311.10 | HVAC Control | [02-311]_Business_HVAC_Energy Management System (EMS)_ADD_Gas_per ksf | No EMS | EMS | DEEMED | 1888.7519 | 26.0507 | 0 | 0 | 0 | 0 | 1000 | 10 | 0.476 | 0.25758 | 0.40817 | 0.12932 | 0.20492 | 1 | 1 | Additions on Existing | 2.8712 | 0.052945 | 18887.5189 | 274.8497 | 0 | 0 | 348.2844 | 1238.599 | 2076.2271 | 0 | 0 | 0 | 27.485 | 0 | 3342.311 | 421.5342 | 2920.7768 | 7.9289 | 1226.4208 | 2103.712 | 0 | 0 | 0 | 27.485 | 0 | 3357.6177 | 421.5342 | 2936.0835 | 7.9652 | 1218.6857 | 2135.1196 | 0 | 0 | 0 | 27.485 | 0 | 3381.2903 | 421.5342 | 2959.7561 | 8.0214 | per ksf | 0.58074 | 2406.0122 | 0.005 | 983853.0198 | 13569.8525 | 0 | 0 | 17195.4615 | 0 | 951821.5679 | 13128.0567 | 0 | 0 | 0 | 876056.9334 | 12083.0684 | 0 | 0 | 0 | 983853.0198 | 1935674.5877 | 2811731.5211 | 13569.8525 | 26697.9092 | 38780.9776 | 0 | 0 | 0 | 0 | 0 | 0 | 17195.4615 | 33831.0878 | 49142.5246 | 0 | 0 | 0 | 983853.0198 | 13569.8525 | 0 | 0 | 17195.4615 | 0 | 951821.5679 | 13128.0567 | 0 | 0 | 0 | 876056.9334 | 12083.0684 | 0 | 0 | 0 | 983853.0198 | 0 | 2811731.5211 | 13569.8525 | 26697.9092 | 38780.9776 | 0 | 0 | 0 | 0 | 0 | 0 | 17195.4615 | 33831.0878 | 49142.5246 | 0 | 0 | 0 | 46011.5332 | 364821.769 | 46011.5332 | 476849.1742 | 63141.0161 | 44550.1864 | 354852.5661 | 44550.1864 | 462225.9202 | 61135.6292 | 41137.4804 | 329979.7756 | 41137.4804 | 429187.9806 | 56452.4181 | 109.1525 | 105.6858 | 97.5899 | 0.045141 | 0.044916 | 0.044693 | 206162.0839 | 2843.5031 | 0 | 0 | 3603.2335 | 0 | 199614.284 | 2753.1921 | 0 | 0 | 3488.7932 | 0 | 184323.1055 | 2542.2876 | 0 | 0 | 3221.539 | 0 | 2061620.8393 | 1996142.8404 | 1843231.0547 | 28435.0305 | 27531.9213 | 25422.8762 | 0 | 0 | 0 | 0 | 0 | 0 | 36032.3352 | 34887.9322 | 32215.39 | 206162.0839 | 0 | 590099.4734 | 2843.5031 | 5596.6952 | 8138.9828 | 0 | 0 | 0 | 0 | 0 | 0 | 3603.2335 | 7092.0267 | 10313.5657 | 0 | 0 | 0 | 1 | 1 | 1 | 1 | 1 | 1 | 1 | 750 | 2592.311 | 4.4564 | 750 | 2607.6177 | 4.4768 | 750 | 2631.2903 | 4.5084 | 983853.0198 | 13569.8525 | 0 | 0 | 17195.4615 | 0 | 951821.5679 | 13128.0567 | 0 | 0 | 0 | 876056.9334 | 12083.0684 | 0 | 0 | 0 | 983853.0198 | 0 | 2811731.5211 | 13569.8525 | 26697.9092 | 38780.9776 | 0 | 0 | 0 | 0 | 0 | 0 | 17195.4615 | 33831.0878 | 49142.5246 | 0 | 0 | 0 | 132741.0652 | 591549.2346 | 132741.0652 | 773198.8275 | 44247.0217 | 128444.6091 | 575023.8592 | 128444.6091 | 749017.9243 | 42814.8697 | 118311.0593 | 533392.0469 | 118311.0593 | 693756.0192 | 39437.0198 | 176.9881 | 171.2595 | 157.7481 | 0.073195 | 0.072831 | 0.072468 | 334286.5841 | 4610.668 | 0 | 0 | 5842.5517 | 0 | 323466.6646 | 4461.4336 | 0 | 0 | 5653.4446 | 0 | 297946.9828 | 4109.4518 | 0 | 0 | 5207.42 | 0 | 3342865.8406 | 3234666.6456 | 2979469.8281 | 46106.68 | 44614.336 | 41094.5184 | 0 | 0 | 0 | 0 | 0 | 0 | 58425.5166 | 56534.4465 | 52074.1999 | 334286.5841 | 0 | 955700.2314 | 4610.668 | 9072.1016 | 13181.5534 | 0 | 0 | 0 | 0 | 0 | 0 | 5842.5517 | 11495.9963 | 16703.4163 | 0 | 0 | 0 | 1000 | 2342.311 | 3.3423 | 1000 | 2357.6177 | 3.3576 | 1000 | 2381.2903 | 3.3813 | 983853.0198 | 13569.8525 | 0 | 0 | 17195.4615 | 0 | 951821.5679 | 13128.0567 | 0 | 0 | 0 | 876056.9334 | 12083.0684 | 0 | 0 | 0 | 983853.0198 | 0 | 2811731.5211 | 13569.8525 | 26697.9092 | 38780.9776 | 0 | 0 | 0 | 0 | 0 | 0 | 17195.4615 | 33831.0878 | 49142.5246 | 0 | 0 | 0 | 201639.1523 | 673940.7619 | 201639.1523 | 880890.679 | 0 | 195074.3558 | 654985.112 | 195074.3558 | 853174.3182 | 0 | 179546.5113 | 607098.874 | 179546.5113 | 789622.7559 | 0 | 201.6392 | 195.0744 | 179.5465 | 0.083389 | 0.082975 | 0.082562 | 380846.3303 | 5252.8461 | 0 | 0 | 6656.3077 | 0 | 368447.0585 | 5081.8284 | 0 | 0 | 6439.5973 | 0 | 339118.8129 | 4677.3168 | 0 | 0 | 5927.0078 | 0 | 3808463.3025 | 3684470.5854 | 3391188.1293 | 52528.4612 | 50818.2841 | 46773.1681 | 0 | 0 | 0 | 0 | 0 | 0 | 66563.0769 | 64395.9727 | 59270.0778 | 380846.3303 | 0 | 1088412.2017 | 5252.8461 | 10334.6745 | 15011.9913 | 0 | 0 | 0 | 0 | 0 | 0 | 6656.3077 | 13095.905 | 19022.9127 | 0 | 0 | 0
| 974 | Business | Office | HVAC | Electric | 02-281 | 02-281.01 | Misc Heating | [02-281]_Business_HVAC_Energy Recovery Ventilator (ERV)_ROB_Electric_per ton | HRV with sensible effectiveness of 50% (IECC 2015) | ERV with sensible effectiveness of 0.65 | ENGINEER | 305.7566 | 0 | 0 | 0 | 0.48686 | 0 | 300 | 15 | 0 | 0.387 | 0.612 | 0 | 0.001 | 1 | 1 | Replace on Burnout | 16.8239 | 0.065412 | 4586.3484 | 0 | 0 | 0 | 17.8317 | 293.1572 | 0 | 0 | 0 | 0 | 0 | 0 | 293.1572 | 125.5004 | 167.6568 | 2.3359 | 291.9822 | 0 | 0 | 0 | 0 | 0 | 0 | 291.9822 | 125.5004 | 166.4819 | 2.3265 | 292.034 | 0 | 0 | 0 | 0 | 0 | 0 | 292.034 | 125.5004 | 166.5336 | 2.327 | per ton | 0.26462 | 6501.6113 | 0.005 | 133189.9916 | 0 | 0 | 0 | 490.8201 | 0 | 133855.9415 | 0 | 0 | 0 | 0 | 134525.2213 | 0 | 0 | 0 | 0 | 133189.9916 | 267045.9331 | 401571.1544 | 0 | 0 | 0 | 0 | 0 | 0 | 0 | 0 | 0 | 490.8201 | 984.0943 | 1479.8349 | 0 | 0 | 0 | 133189.9916 | 0 | 0 | 0 | 490.8201 | 0 | 133855.9415 | 0 | 0 | 0 | 0 | 134525.2213 | 0 | 0 | 0 | 0 | 133189.9916 | 0 | 401571.1544 | 0 | 0 | 0 | 0 | 0 | 0 | 0 | 0 | 0 | 490.8201 | 984.0943 | 1479.8349 | 0 | 0 | 0 | 23845.1504 | 55700.038 | 23845.1504 | 107614.1163 | 33155.0306 | 24040.0845 | 55930.3261 | 24040.0845 | 109166.6352 | 33426.0729 | 24318.1927 | 56587.3914 | 24318.1927 | 111868.4527 | 33812.7631 | 190.0006 | 191.5539 | 193.7699 | 0.029078 | 0.028934 | 0.02879 | 58093.9311 | 0 | 0 | 0 | 214.0827 | 0 | 58568.8489 | 0 | 0 | 0 | 215.8328 | 0 | 59246.4038 | 0 | 0 | 0 | 218.3297 | 0 | 871408.9659 | 878532.7334 | 888696.0573 | 0 | 0 | 0 | 0 | 0 | 0 | 0 | 0 | 0 | 3211.2401 | 3237.492 | 3274.9449 | 58093.9311 | 0 | 175909.1838 | 0 | 0 | 0 | 0 | 0 | 0 | 0 | 0 | 0 | 214.0827 | 429.9155 | 648.2451 | 0 | 0 | 0 | 1 | 1 | 1 | 1 | 1 | 1 | 1 | 225 | 68.1572 | 1.3029 | 225 | 66.9822 | 1.2977 | 225 | 67.034 | 1.2979 | 133189.9916 | 0 | 0 | 0 | 490.8201 | 0 | 133855.9415 | 0 | 0 | 0 | 0 | 134525.2213 | 0 | 0 | 0 | 0 | 133189.9916 | 0 | 401571.1544 | 0 | 0 | 0 | 0 | 0 | 0 | 0 | 0 | 0 | 490.8201 | 984.0943 | 1479.8349 | 0 | 0 | 0 | 74540.7075 | 97120.633 | 74540.7075 | 187639.9275 | 24846.9025 | 74986.6169 | 97310.0489 | 74986.6169 | 189932.9281 | 24995.539 | 75513.9914 | 98011.8018 | 75513.9914 | 193760.9835 | 25171.3305 | 331.292 | 333.2739 | 335.6177 | 0.050702 | 0.05045 | 0.050199 | 101294.7129 | 0 | 0 | 0 | 373.2824 | 0 | 101900.6672 | 0 | 0 | 0 | 375.5154 | 0 | 102617.326 | 0 | 0 | 0 | 378.1564 | 0 | 1519420.6929 | 1528510.0087 | 1539259.8894 | 0 | 0 | 0 | 0 | 0 | 0 | 0 | 0 | 0 | 5599.2362 | 5632.7313 | 5672.3459 | 101294.7129 | 0 | 305812.7061 | 0 | 0 | 0 | 0 | 0 | 0 | 0 | 0 | 0 | 373.2824 | 748.7978 | 1126.9542 | 0 | 0 | 0 | 300 | -6.8428 | 0.97719 | 300 | -8.0178 | 0.97327 | 300 | -7.966 | 0.97345 | 133189.9916 | 0 | 0 | 0 | 490.8201 | 0 | 133855.9415 | 0 | 0 | 0 | 0 | 134525.2213 | 0 | 0 | 0 | 0 | 133189.9916 | 0 | 401571.1544 | 0 | 0 | 0 | 0 | 0 | 0 | 0 | 0 | 0 | 490.8201 | 984.0943 | 1479.8349 | 0 | 0 | 0 | 117614.1489 | 114931.4345 | 117614.1489 | 222050.9215 | 0 | 118202.2197 | 115043.1662 | 118202.2197 | 224545.0049 | 0 | 118793.2307 | 115638.8873 | 118793.2307 | 228608.2301 | 0 | 392.0472 | 394.0074 | 395.9774 | 0.06 | 0.059701 | 0.059404 | 119870.9924 | 0 | 0 | 0 | 441.7381 | 0 | 120470.3474 | 0 | 0 | 0 | 443.9468 | 0 | 121072.6991 | 0 | 0 | 0 | 446.1665 | 0 | 1798064.8865 | 1807055.2109 | 1816090.4869 | 0 | 0 | 0 | 0 | 0 | 0 | 0 | 0 | 0 | 6626.0714 | 6659.2017 | 6692.4977 | 119870.9924 | 0 | 361414.039 | 0 | 0 | 0 | 0 | 0 | 0 | 0 | 0 | 0 | 441.7381 | 885.6849 | 1331.8514 | 0 | 0 | 0
| 975 | Business | Retail | HVAC | Electric | 02-281 | 02-281.02 | Misc Heating | [02-281]_Business_HVAC_Energy Recovery Ventilator (ERV)_ROB_Electric_per ton | HRV with sensible effectiveness of 50% (IECC 2015) | ERV with sensible effectiveness of 0.65 | ENGINEER | 209.4143 | 0 | 0 | 0 | 0.17997 | 0 | 300 | 15 | 0 | 0.387 | 0.612 | 0 | 0.001 | 1 | 1 | Replace on Burnout | 24.5639 | 0.095504 | 3141.2142 | 0 | 0 | 0 | 12.213 | 200.7849 | 0 | 0 | 0 | 0 | 0 | 0 | 200.7849 | 125.5004 | 75.2845 | 1.5999 | 199.9802 | 0 | 0 | 0 | 0 | 0 | 0 | 199.9802 | 125.5004 | 74.4798 | 1.5935 | 200.0156 | 0 | 0 | 0 | 0 | 0 | 0 | 200.0156 | 125.5004 | 74.5153 | 1.5937 | per ton | 0.19242 | 1648.8835 | 0.005 | 23135.084 | 0 | 0 | 0 | 85.2554 | 0 | 23250.7595 | 0 | 0 | 0 | 0 | 23367.0133 | 0 | 0 | 0 | 0 | 23135.084 | 46385.8435 | 69752.8568 | 0 | 0 | 0 | 0 | 0 | 0 | 0 | 0 | 0 | 85.2554 | 170.9371 | 257.0471 | 0 | 0 | 0 | 23135.084 | 0 | 0 | 0 | 85.2554 | 0 | 23250.7595 | 0 | 0 | 0 | 0 | 23367.0133 | 0 | 0 | 0 | 0 | 23135.084 | 0 | 69752.8568 | 0 | 0 | 0 | 0 | 0 | 0 | 0 | 0 | 0 | 85.2554 | 170.9371 | 257.0471 | 0 | 0 | 0 | 2836.3662 | 4537.8301 | 2836.3662 | 8779.1865 | 3943.7708 | 2871.326 | 4575.3506 | 2871.326 | 8942.506 | 3992.38 | 2928.6848 | 4667.5772 | 2928.6848 | 9239.9954 | 4072.1334 | 22.6005 | 22.879 | 23.3361 | 0.013638 | 0.01357 | 0.013503 | 4732.8584 | 0 | 0 | 0 | 17.4411 | 0 | 4791.1936 | 0 | 0 | 0 | 17.6561 | 0 | 4886.9043 | 0 | 0 | 0 | 18.0088 | 0 | 70992.8757 | 71867.9033 | 73303.5645 | 0 | 0 | 0 | 0 | 0 | 0 | 0 | 0 | 0 | 261.6167 | 264.8413 | 270.1319 | 4732.8584 | 0 | 14410.9562 | 0 | 0 | 0 | 0 | 0 | 0 | 0 | 0 | 0 | 17.4411 | 35.0972 | 53.106 | 0 | 0 | 0 | 1 | 1 | 1 | 1 | 1 | 1 | 1 | 225 | -24.2151 | 0.89238 | 225 | -25.0198 | 0.8888 | 225 | -24.9844 | 0.88896 | 23135.084 | 0 | 0 | 0 | 85.2554 | 0 | 23250.7595 | 0 | 0 | 0 | 0 | 23367.0133 | 0 | 0 | 0 | 0 | 23135.084 | 0 | 69752.8568 | 0 | 0 | 0 | 0 | 0 | 0 | 0 | 0 | 0 | 85.2554 | 170.9371 | 257.0471 | 0 | 0 | 0 | 14080.9726 | 12565.54 | 14080.9726 | 24310.1252 | 4693.6575 | 14178.3536 | 12601.7321 | 14178.3536 | 24630.0391 | 4726.1179 | 14306.0299 | 12717.466 | 14306.0299 | 25175.6579 | 4768.6766 | 62.5821 | 63.0149 | 63.5824 | 0.037765 | 0.037578 | 0.037391 | 13105.5856 | 0 | 0 | 0 | 48.2956 | 0 | 13196.221 | 0 | 0 | 0 | 48.6296 | 0 | 13315.0532 | 0 | 0 | 0 | 49.0675 | 0 | 196583.7839 | 197943.3147 | 199725.7976 | 0 | 0 | 0 | 0 | 0 | 0 | 0 | 0 | 0 | 724.4334 | 729.4434 | 736.012 | 13105.5856 | 0 | 39616.8597 | 0 | 0 | 0 | 0 | 0 | 0 | 0 | 0 | 0 | 48.2956 | 96.9251 | 145.9926 | 0 | 0 | 0 | 300 | -99.2151 | 0.66928 | 300 | -100.0198 | 0.6666 | 300 | -99.9844 | 0.66672 | 23135.084 | 0 | 0 | 0 | 85.2554 | 0 | 23250.7595 | 0 | 0 | 0 | 0 | 23367.0133 | 0 | 0 | 0 | 0 | 23135.084 | 0 | 69752.8568 | 0 | 0 | 0 | 0 | 0 | 0 | 0 | 0 | 0 | 85.2554 | 170.9371 | 257.0471 | 0 | 0 | 0 | 26514.0474 | 17745.4001 | 26514.0474 | 34331.4253 | 0 | 26646.6177 | 17762.6514 | 26646.6177 | 34717.037 | 0 | 26779.8508 | 17854.6307 | 26779.8508 | 35345.2547 | 0 | 88.3802 | 88.8221 | 89.2662 | 0.053333 | 0.053068 | 0.052804 | 18508.0672 | 0 | 0 | 0 | 68.2043 | 0 | 18600.6076 | 0 | 0 | 0 | 68.5453 | 0 | 18693.6106 | 0 | 0 | 0 | 68.8881 | 0 | 277621.0086 | 279009.1136 | 280404.1592 | 0 | 0 | 0 | 0 | 0 | 0 | 0 | 0 | 0 | 1023.0646 | 1028.18 | 1033.3209 | 18508.0672 | 0 | 55802.2854 | 0 | 0 | 0 | 0 | 0 | 0 | 0 | 0 | 0 | 68.2043 | 136.7496 | 205.6377 | 0 | 0 | 0
| 976 | Business | Food Service | HVAC | Electric | 02-281 | 02-281.03 | Misc Heating | [02-281]_Business_HVAC_Energy Recovery Ventilator (ERV)_ROB_Electric_per ton | HRV with sensible effectiveness of 50% (IECC 2015) | ERV with sensible effectiveness of 0.65 | ENGINEER | 183.1961 | 0 | 0 | 0 | 0.15847 | 0 | 300 | 15 | 0 | 0.387 | 0.612 | 0 | 0.001 | 1 | 1 | Replace on Burnout | 28.0794 | 0.10917 | 2747.9411 | 0 | 0 | 0 | 10.684 | 175.6471 | 0 | 0 | 0 | 0 | 0 | 0 | 210.7765 | 125.5004 | 85.2761 | 1.6795 | 174.9431 | 0 | 0 | 0 | 0 | 0 | 0 | 209.9317 | 125.5004 | 84.4313 | 1.6728 | 174.9741 | 0 | 0 | 0 | 0 | 0 | 0 | 209.969 | 125.5004 | 84.4686 | 1.6731 | per ton | 0.036296 | 58.1818 | 0.005 | 714.1314 | 0 | 0 | 0 | 2.6317 | 0 | 717.7021 | 0 | 0 | 0 | 0 | 721.2906 | 0 | 0 | 0 | 0 | 714.1314 | 1431.8335 | 2153.124 | 0 | 0 | 0 | 0 | 0 | 0 | 0 | 0 | 0 | 2.6317 | 5.2765 | 7.9345 | 0 | 0 | 0 | 714.1314 | 0 | 0 | 0 | 2.6317 | 0 | 717.7021 | 0 | 0 | 0 | 0 | 721.2906 | 0 | 0 | 0 | 0 | 714.1314 | 0 | 2153.124 | 0 | 0 | 0 | 0 | 0 | 0 | 0 | 0 | 0 | 2.6317 | 5.2765 | 7.9345 | 0 | 0 | 0 | 106.3967 | 178.6921 | 106.3967 | 347.4367 | 147.9373 | 107.6372 | 180.0509 | 107.6372 | 353.667 | 149.662 | 109.7419 | 183.6041 | 109.7419 | 365.2809 | 152.5885 | 0.84778 | 0.85766 | 0.87443 | 0.014499 | 0.014427 | 0.014355 | 155.3099 | 0 | 0 | 0 | 0.57233 | 0 | 157.1207 | 0 | 0 | 0 | 0.57901 | 0 | 160.193 | 0 | 0 | 0 | 0.59033 | 0 | 2329.6492 | 2356.8102 | 2402.8947 | 0 | 0 | 0 | 0 | 0 | 0 | 0 | 0 | 0 | 8.585 | 8.6851 | 8.8549 | 155.3099 | 0 | 472.6236 | 0 | 0 | 0 | 0 | 0 | 0 | 0 | 0 | 0 | 0.57233 | 1.1513 | 1.7417 | 0 | 0 | 0 | 1 | 1 | 1 | 1 | 1 | 1 | 1 | 225 | -14.2235 | 0.93678 | 225 | -15.0683 | 0.93303 | 225 | -15.031 | 0.9332 | 714.1314 | 0 | 0 | 0 | 2.6317 | 0 | 717.7021 | 0 | 0 | 0 | 0 | 721.2906 | 0 | 0 | 0 | 0 | 714.1314 | 0 | 2153.124 | 0 | 0 | 0 | 0 | 0 | 0 | 0 | 0 | 0 | 2.6317 | 5.2765 | 7.9345 | 0 | 0 | 0 | 504.9924 | 473.069 | 504.9924 | 919.8032 | 168.3308 | 508.4497 | 474.3988 | 508.4497 | 931.8431 | 169.4832 | 512.9473 | 478.68 | 512.9473 | 952.3354 | 170.9824 | 2.2444 | 2.2598 | 2.2798 | 0.038384 | 0.038193 | 0.038003 | 411.1673 | 0 | 0 | 0 | 1.5152 | 0 | 413.9822 | 0 | 0 | 0 | 1.5256 | 0 | 417.6441 | 0 | 0 | 0 | 1.5391 | 0 | 6167.5088 | 6209.7332 | 6264.6622 | 0 | 0 | 0 | 0 | 0 | 0 | 0 | 0 | 0 | 22.728 | 22.8836 | 23.086 | 411.1673 | 0 | 1242.7936 | 0 | 0 | 0 | 0 | 0 | 0 | 0 | 0 | 0 | 1.5152 | 3.0408 | 4.5798 | 0 | 0 | 0 | 300 | -89.2235 | 0.70259 | 300 | -90.0683 | 0.69977 | 300 | -90.031 | 0.6999 | 714.1314 | 0 | 0 | 0 | 2.6317 | 0 | 717.7021 | 0 | 0 | 0 | 0 | 721.2906 | 0 | 0 | 0 | 0 | 714.1314 | 0 | 2153.124 | 0 | 0 | 0 | 0 | 0 | 0 | 0 | 0 | 0 | 2.6317 | 5.2765 | 7.9345 | 0 | 0 | 0 | 935.5634 | 657.3158 | 935.5634 | 1278.0401 | 0 | 940.2412 | 657.9548 | 940.2412 | 1292.3951 | 0 | 944.9424 | 661.3619 | 944.9424 | 1315.7815 | 0 | 3.1185 | 3.1341 | 3.1498 | 0.053333 | 0.053068 | 0.052804 | 571.3051 | 0 | 0 | 0 | 2.1053 | 0 | 574.1616 | 0 | 0 | 0 | 2.1159 | 0 | 577.0325 | 0 | 0 | 0 | 2.1264 | 0 | 8569.5769 | 8612.4247 | 8655.4869 | 0 | 0 | 0 | 0 | 0 | 0 | 0 | 0 | 0 | 31.5799 | 31.7378 | 31.8964 | 571.3051 | 0 | 1722.4992 | 0 | 0 | 0 | 0 | 0 | 0 | 0 | 0 | 0 | 2.1053 | 4.2212 | 6.3476 | 0 | 0 | 0
| 977 | Business | Healthcare/Hospitals | HVAC | Electric | 02-281 | 02-281.04 | Misc Heating | [02-281]_Business_HVAC_Energy Recovery Ventilator (ERV)_ROB_Electric_per ton | HRV with sensible effectiveness of 50% (IECC 2015) | ERV with sensible effectiveness of 0.65 | ENGINEER | 496.5027 | 0 | 0 | 0 | 0.3544 | 0 | 300 | 15 | 0 | 0.387 | 0.612 | 0 | 0.001 | 1 | 1 | Replace on Burnout | 10.3605 | 0.040282 | 7447.5409 | 0 | 0 | 0 | 28.956 | 476.0432 | 0 | 0 | 0 | 0 | 0 | 0 | 476.0432 | 103.1542 | 372.889 | 4.6149 | 474.1353 | 0 | 0 | 0 | 0 | 0 | 0 | 474.1353 | 103.1542 | 370.9811 | 4.5964 | 474.2194 | 0 | 0 | 0 | 0 | 0 | 0 | 474.2194 | 103.1542 | 371.0652 | 4.5972 | per ton | 1.0359 | 2813.5381 | 0.005 | 93594.2649 | 0 | 0 | 0 | 344.9054 | 0 | 94062.2362 | 0 | 0 | 0 | 0 | 94532.5474 | 0 | 0 | 0 | 0 | 93594.2649 | 187656.5011 | 282189.0484 | 0 | 0 | 0 | 0 | 0 | 0 | 0 | 0 | 0 | 344.9054 | 691.5353 | 1039.8984 | 0 | 0 | 0 | 93594.2649 | 0 | 0 | 0 | 344.9054 | 0 | 94062.2362 | 0 | 0 | 0 | 0 | 94532.5474 | 0 | 0 | 0 | 0 | 93594.2649 | 0 | 282189.0484 | 0 | 0 | 0 | 0 | 0 | 0 | 0 | 0 | 0 | 344.9054 | 691.5353 | 1039.8984 | 0 | 0 | 0 | 6609.2664 | 30500.8948 | 6609.2664 | 58592.3585 | 12612.2421 | 6671.8958 | 30666.5211 | 6671.8958 | 59514.355 | 12731.7556 | 6769.3257 | 31119.8634 | 6769.3257 | 61170.2544 | 12917.6778 | 64.0717 | 64.6788 | 65.6233 | 0.022659 | 0.022547 | 0.022434 | 31811.7714 | 0 | 0 | 0 | 117.23 | 0 | 32113.2195 | 0 | 0 | 0 | 118.3408 | 0 | 32582.1698 | 0 | 0 | 0 | 120.069 | 0 | 477176.5715 | 481698.2927 | 488732.5466 | 0 | 0 | 0 | 0 | 0 | 0 | 0 | 0 | 0 | 1758.4493 | 1775.1124 | 1801.0344 | 31811.7714 | 0 | 96507.1607 | 0 | 0 | 0 | 0 | 0 | 0 | 0 | 0 | 0 | 117.23 | 235.5708 | 355.6397 | 0 | 0 | 0 | 1 | 1 | 1 | 1 | 1 | 1 | 1 | 225 | 251.0432 | 2.1157 | 225 | 249.1353 | 2.1073 | 225 | 249.2194 | 2.1076 | 93594.2649 | 0 | 0 | 0 | 344.9054 | 0 | 94062.2362 | 0 | 0 | 0 | 0 | 94532.5474 | 0 | 0 | 0 | 0 | 93594.2649 | 0 | 282189.0484 | 0 | 0 | 0 | 0 | 0 | 0 | 0 | 0 | 0 | 344.9054 | 691.5353 | 1039.8984 | 0 | 0 | 0 | 29022.6277 | 61404.5535 | 29022.6277 | 117958.4284 | 9674.2092 | 29194.5623 | 61520.7686 | 29194.5623 | 119393.0297 | 9731.5208 | 29396.3374 | 61956.9491 | 29396.3374 | 121784.6713 | 9798.7791 | 128.9895 | 129.7536 | 130.6504 | 0.045618 | 0.045391 | 0.045165 | 64043.617 | 0 | 0 | 0 | 236.0079 | 0 | 64423.0215 | 0 | 0 | 0 | 237.4061 | 0 | 64868.2742 | 0 | 0 | 0 | 239.0469 | 0 | 960654.2543 | 966345.3218 | 973024.113 | 0 | 0 | 0 | 0 | 0 | 0 | 0 | 0 | 0 | 3540.119 | 3561.0912 | 3585.7033 | 64043.617 | 0 | 193334.9126 | 0 | 0 | 0 | 0 | 0 | 0 | 0 | 0 | 0 | 236.0079 | 473.414 | 712.4609 | 0 | 0 | 0 | 300 | 176.0432 | 1.5868 | 300 | 174.1353 | 1.5805 | 300 | 174.2194 | 1.5807 | 93594.2649 | 0 | 0 | 0 | 344.9054 | 0 | 94062.2362 | 0 | 0 | 0 | 0 | 94532.5474 | 0 | 0 | 0 | 0 | 93594.2649 | 0 | 282189.0484 | 0 | 0 | 0 | 0 | 0 | 0 | 0 | 0 | 0 | 344.9054 | 691.5353 | 1039.8984 | 0 | 0 | 0 | 45241.6921 | 71789.9996 | 45241.6921 | 137908.9179 | 0 | 45467.9006 | 71859.7909 | 45467.9006 | 139457.9155 | 0 | 45695.2401 | 72231.8982 | 45695.2401 | 141981.4582 | 0 | 150.8056 | 151.5597 | 152.3175 | 0.053333 | 0.053068 | 0.052804 | 74875.4119 | 0 | 0 | 0 | 275.9243 | 0 | 75249.789 | 0 | 0 | 0 | 277.3039 | 0 | 75626.0379 | 0 | 0 | 0 | 278.6905 | 0 | 1123131.1784 | 1128746.8343 | 1134390.5685 | 0 | 0 | 0 | 0 | 0 | 0 | 0 | 0 | 0 | 4138.8647 | 4159.5591 | 4180.3569 | 74875.4119 | 0 | 225751.2388 | 0 | 0 | 0 | 0 | 0 | 0 | 0 | 0 | 0 | 275.9243 | 553.2283 | 831.9187 | 0 | 0 | 0
| 978 | Business | Campus/Education | HVAC | Electric | 02-281 | 02-281.05 | Misc Heating | [02-281]_Business_HVAC_Energy Recovery Ventilator (ERV)_ROB_Electric_per ton | HRV with sensible effectiveness of 50% (IECC 2015) | ERV with sensible effectiveness of 0.65 | ENGINEER | 131.0052 | 0 | 0 | 0 | 0.27407 | 0 | 300 | 15 | 0 | 0.387 | 0.612 | 0 | 0.001 | 1 | 1 | Replace on Burnout | 39.2659 | 0.15267 | 1965.0785 | 0 | 0 | 0 | 7.6402 | 125.6069 | 0 | 0 | 0 | 0 | 0 | 0 | 125.6069 | 103.1542 | 22.4526 | 1.2177 | 125.1035 | 0 | 0 | 0 | 0 | 0 | 0 | 125.1035 | 103.1542 | 21.9492 | 1.2128 | 125.1256 | 0 | 0 | 0 | 0 | 0 | 0 | 125.1256 | 103.1542 | 21.9714 | 1.213 | per ton | 0.86861 | 1972.6079 | 0.005 | 17314.2711 | 0 | 0 | 0 | 63.805 | 0 | 17400.8425 | 0 | 0 | 0 | 0 | 17487.8467 | 0 | 0 | 0 | 0 | 17314.2711 | 34715.1136 | 52202.9603 | 0 | 0 | 0 | 0 | 0 | 0 | 0 | 0 | 0 | 63.805 | 127.9291 | 192.3738 | 0 | 0 | 0 | 17314.2711 | 0 | 0 | 0 | 63.805 | 0 | 17400.8425 | 0 | 0 | 0 | 0 | 17487.8467 | 0 | 0 | 0 | 0 | 17314.2711 | 0 | 52202.9603 | 0 | 0 | 0 | 0 | 0 | 0 | 0 | 0 | 0 | 63.805 | 127.9291 | 192.3738 | 0 | 0 | 0 | 834.438 | 1016.0624 | 834.438 | 1955.8416 | 1592.3301 | 848.9105 | 1029.5422 | 848.9105 | 2002.1024 | 1619.9475 | 873.9453 | 1060.0919 | 873.9453 | 2088.0026 | 1667.7206 | 8.0892 | 8.2295 | 8.4722 | 0.0040804 | 0.0040601 | 0.0040399 | 1059.731 | 0 | 0 | 0 | 3.9052 | 0 | 1078.111 | 0 | 0 | 0 | 3.973 | 0 | 1109.9051 | 0 | 0 | 0 | 4.0901 | 0 | 15895.9652 | 16171.6655 | 16648.5762 | 0 | 0 | 0 | 0 | 0 | 0 | 0 | 0 | 0 | 58.5784 | 59.5944 | 61.3519 | 1059.731 | 0 | 3247.7471 | 0 | 0 | 0 | 0 | 0 | 0 | 0 | 0 | 0 | 3.9052 | 7.8782 | 11.9683 | 0 | 0 | 0 | 1 | 1 | 1 | 1 | 1 | 1 | 1 | 225 | -99.3931 | 0.55825 | 225 | -99.8965 | 0.55602 | 225 | -99.8744 | 0.55611 | 17314.2711 | 0 | 0 | 0 | 63.805 | 0 | 17400.8425 | 0 | 0 | 0 | 0 | 17487.8467 | 0 | 0 | 0 | 0 | 17314.2711 | 0 | 52202.9603 | 0 | 0 | 0 | 0 | 0 | 0 | 0 | 0 | 0 | 63.805 | 127.9291 | 192.3738 | 0 | 0 | 0 | 14089.0871 | 7865.2712 | 14089.0871 | 15140.0394 | 4696.3624 | 14199.0281 | 7894.8776 | 14199.0281 | 15352.7977 | 4733.0094 | 14352.3343 | 7981.5335 | 14352.3343 | 15720.7713 | 4784.1114 | 62.6182 | 63.1068 | 63.7882 | 0.031586 | 0.031429 | 0.031272 | 8203.3072 | 0 | 0 | 0 | 30.2301 | 0 | 8267.3198 | 0 | 0 | 0 | 30.466 | 0 | 8356.5817 | 0 | 0 | 0 | 30.7949 | 0 | 123049.6074 | 124009.7976 | 125348.7248 | 0 | 0 | 0 | 0 | 0 | 0 | 0 | 0 | 0 | 453.4516 | 456.9901 | 461.9242 | 8203.3072 | 0 | 24827.2086 | 0 | 0 | 0 | 0 | 0 | 0 | 0 | 0 | 0 | 30.2301 | 60.6961 | 91.4911 | 0 | 0 | 0 | 300 | -174.3931 | 0.41869 | 300 | -174.8965 | 0.41701 | 300 | -174.8744 | 0.41709 | 17314.2711 | 0 | 0 | 0 | 63.805 | 0 | 17400.8425 | 0 | 0 | 0 | 0 | 17487.8467 | 0 | 0 | 0 | 0 | 17314.2711 | 0 | 52202.9603 | 0 | 0 | 0 | 0 | 0 | 0 | 0 | 0 | 0 | 63.805 | 127.9291 | 192.3738 | 0 | 0 | 0 | 31719.5354 | 13280.6376 | 31719.5354 | 25564.2016 | 0 | 31878.133 | 13293.5485 | 31878.133 | 25851.3395 | 0 | 32037.5237 | 13362.3857 | 32037.5237 | 26319.1291 | 0 | 105.7318 | 106.2604 | 106.7917 | 0.053333 | 0.053068 | 0.052804 | 13851.4169 | 0 | 0 | 0 | 51.044 | 0 | 13920.674 | 0 | 0 | 0 | 51.2992 | 0 | 13990.2774 | 0 | 0 | 0 | 51.5557 | 0 | 207771.2536 | 208810.1098 | 209854.1604 | 0 | 0 | 0 | 0 | 0 | 0 | 0 | 0 | 0 | 765.6604 | 769.4887 | 773.3362 | 13851.4169 | 0 | 41762.3683 | 0 | 0 | 0 | 0 | 0 | 0 | 0 | 0 | 0 | 51.044 | 102.3433 | 153.899 | 0 | 0 | 0
| 979 | Business | Warehouse | HVAC | Electric | 02-281 | 02-281.06 | Misc Heating | [02-281]_Business_HVAC_Energy Recovery Ventilator (ERV)_ROB_Electric_per ton | HRV with sensible effectiveness of 50% (IECC 2015) | ERV with sensible effectiveness of 0.65 | ENGINEER | 112.4776 | 0 | 0 | 0 | 0.16616 | 0 | 300 | 15 | 0 | 0.387 | 0.612 | 0 | 0.001 | 1 | 1 | Replace on Burnout | 45.7339 | 0.17781 | 1687.1633 | 0 | 0 | 0 | 6.5597 | 107.8427 | 0 | 0 | 0 | 0 | 0 | 0 | 107.8427 | 125.5004 | -17.6577 | 0.8593 | 107.4104 | 0 | 0 | 0 | 0 | 0 | 0 | 107.4104 | 125.5004 | -18.0899 | 0.85586 | 107.4295 | 0 | 0 | 0 | 0 | 0 | 0 | 107.4295 | 125.5004 | -18.0709 | 0.85601 | per ton | 0.39366 | 817.2475 | 0.005 | 6158.7739 | 0 | 0 | 0 | 22.6958 | 0 | 6189.5677 | 0 | 0 | 0 | 0 | 6220.5156 | 0 | 0 | 0 | 0 | 6158.7739 | 12348.3416 | 18568.8572 | 0 | 0 | 0 | 0 | 0 | 0 | 0 | 0 | 0 | 22.6958 | 45.505 | 68.4283 | 0 | 0 | 0 | 6158.7739 | 0 | 0 | 0 | 22.6958 | 0 | 6189.5677 | 0 | 0 | 0 | 0 | 6220.5156 | 0 | 0 | 0 | 0 | 6158.7739 | 0 | 18568.8572 | 0 | 0 | 0 | 0 | 0 | 0 | 0 | 0 | 0 | 22.6958 | 45.505 | 68.4283 | 0 | 0 | 0 | 1404.8165 | 1207.1607 | 1404.8165 | 2340.0088 | 1953.3 | 1420.6099 | 1215.8395 | 1420.6099 | 2380.9895 | 1975.2596 | 1447.7353 | 1239.2748 | 1447.7353 | 2458.0698 | 2012.9756 | 11.1937 | 11.3196 | 11.5357 | 0.013629 | 0.013561 | 0.013493 | 1259.0424 | 0 | 0 | 0 | 4.6397 | 0 | 1273.197 | 0 | 0 | 0 | 4.6919 | 0 | 1297.5077 | 0 | 0 | 0 | 4.7815 | 0 | 18885.6366 | 19097.9548 | 19462.615 | 0 | 0 | 0 | 0 | 0 | 0 | 0 | 0 | 0 | 69.5957 | 70.3781 | 71.7219 | 1259.0424 | 0 | 3829.7471 | 0 | 0 | 0 | 0 | 0 | 0 | 0 | 0 | 0 | 4.6397 | 9.3316 | 14.113 | 0 | 0 | 0 | 1 | 1 | 1 | 1 | 1 | 1 | 1 | 225 | -117.1573 | 0.4793 | 225 | -117.5896 | 0.47738 | 225 | -117.5705 | 0.47746 | 6158.7739 | 0 | 0 | 0 | 22.6958 | 0 | 6189.5677 | 0 | 0 | 0 | 0 | 6220.5156 | 0 | 0 | 0 | 0 | 6158.7739 | 0 | 18568.8572 | 0 | 0 | 0 | 0 | 0 | 0 | 0 | 0 | 0 | 22.6958 | 45.505 | 68.4283 | 0 | 0 | 0 | 7336.2495 | 3516.2696 | 7336.2495 | 6816.0782 | 2445.4165 | 7389.6686 | 3527.6783 | 7389.6686 | 6908.2842 | 2463.2229 | 7459.8173 | 3561.7974 | 7459.8173 | 7064.7341 | 2486.6058 | 32.6056 | 32.843 | 33.1547 | 0.039698 | 0.039501 | 0.039304 | 3667.3929 | 0 | 0 | 0 | 13.5148 | 0 | 3694.0971 | 0 | 0 | 0 | 13.6132 | 0 | 3729.1645 | 0 | 0 | 0 | 13.7424 | 0 | 55010.8932 | 55411.4571 | 55937.467 | 0 | 0 | 0 | 0 | 0 | 0 | 0 | 0 | 0 | 202.7213 | 204.1975 | 206.1359 | 3667.3929 | 0 | 11090.6545 | 0 | 0 | 0 | 0 | 0 | 0 | 0 | 0 | 0 | 13.5148 | 27.1279 | 40.8703 | 0 | 0 | 0 | 300 | -192.1573 | 0.35948 | 300 | -192.5896 | 0.35803 | 300 | -192.5705 | 0.3581 | 6158.7739 | 0 | 0 | 0 | 22.6958 | 0 | 6189.5677 | 0 | 0 | 0 | 0 | 6220.5156 | 0 | 0 | 0 | 0 | 6158.7739 | 0 | 18568.8572 | 0 | 0 | 0 | 0 | 0 | 0 | 0 | 0 | 0 | 22.6958 | 45.505 | 68.4283 | 0 | 0 | 0 | 14784.0069 | 5314.4888 | 14784.0069 | 10301.8185 | 0 | 14857.927 | 5319.6553 | 14857.927 | 10417.5289 | 0 | 14932.2166 | 5347.2018 | 14932.2166 | 10606.0379 | 0 | 49.28 | 49.5264 | 49.7741 | 0.06 | 0.059701 | 0.059404 | 5542.8965 | 0 | 0 | 0 | 20.4262 | 0 | 5570.611 | 0 | 0 | 0 | 20.5283 | 0 | 5598.464 | 0 | 0 | 0 | 20.631 | 0 | 83143.4473 | 83559.1646 | 83976.9604 | 0 | 0 | 0 | 0 | 0 | 0 | 0 | 0 | 0 | 306.393 | 307.9249 | 309.4645 | 5542.8965 | 0 | 16711.9715 | 0 | 0 | 0 | 0 | 0 | 0 | 0 | 0 | 0 | 20.4262 | 40.9545 | 61.5855 | 0 | 0 | 0
| 980 | Business | Lodging | HVAC | Electric | 02-281 | 02-281.07 | Misc Heating | [02-281]_Business_HVAC_Energy Recovery Ventilator (ERV)_ROB_Electric_per ton | HRV with sensible effectiveness of 50% (IECC 2015) | ERV with sensible effectiveness of 0.65 | ENGINEER | 493.3279 | 0 | 0 | 0 | 0.30767 | 0 | 300 | 15 | 0 | 0.387 | 0.612 | 0 | 0.001 | 1 | 1 | Replace on Burnout | 10.4272 | 0.040541 | 7399.919 | 0 | 0 | 0 | 28.7709 | 472.9992 | 0 | 0 | 0 | 0 | 0 | 0 | 472.9992 | 103.1542 | 369.845 | 4.5854 | 471.1035 | 0 | 0 | 0 | 0 | 0 | 0 | 471.1035 | 103.1542 | 367.9493 | 4.567 | 471.1871 | 0 | 0 | 0 | 0 | 0 | 0 | 471.1871 | 103.1542 | 368.0329 | 4.5678 | per ton | 0.30082 | 862.4368 | 0.005 | 28506.0991 | 0 | 0 | 0 | 105.0482 | 0 | 28648.6296 | 0 | 0 | 0 | 0 | 28791.8727 | 0 | 0 | 0 | 0 | 28506.0991 | 57154.7287 | 85946.6014 | 0 | 0 | 0 | 0 | 0 | 0 | 0 | 0 | 0 | 105.0482 | 210.6216 | 316.7229 | 0 | 0 | 0 | 28506.0991 | 0 | 0 | 0 | 105.0482 | 0 | 28648.6296 | 0 | 0 | 0 | 0 | 28791.8727 | 0 | 0 | 0 | 0 | 28506.0991 | 0 | 85946.6014 | 0 | 0 | 0 | 0 | 0 | 0 | 0 | 0 | 0 | 105.0482 | 210.6216 | 316.7229 | 0 | 0 | 0 | 2809.3505 | 12881.8819 | 2809.3505 | 24844.8419 | 5360.9896 | 2831.4126 | 12931.0114 | 2831.4126 | 25195.2248 | 5403.0901 | 2862.3004 | 13074.3935 | 2862.3004 | 25801.959 | 5462.0321 | 27.2345 | 27.4483 | 27.7478 | 0.031421 | 0.031265 | 0.03111 | 13435.5233 | 0 | 0 | 0 | 49.5114 | 0 | 13541.034 | 0 | 0 | 0 | 49.9002 | 0 | 13688.7525 | 0 | 0 | 0 | 50.4446 | 0 | 201532.85 | 203115.5107 | 205331.288 | 0 | 0 | 0 | 0 | 0 | 0 | 0 | 0 | 0 | 742.6712 | 748.5035 | 756.6689 | 13435.5233 | 0 | 40665.3099 | 0 | 0 | 0 | 0 | 0 | 0 | 0 | 0 | 0 | 49.5114 | 99.4116 | 149.8562 | 0 | 0 | 0 | 1 | 1 | 1 | 1 | 1 | 1 | 1 | 225 | 247.9992 | 2.1022 | 225 | 246.1035 | 2.0938 | 225 | 246.1871 | 2.0942 | 28506.0991 | 0 | 0 | 0 | 105.0482 | 0 | 28648.6296 | 0 | 0 | 0 | 0 | 28791.8727 | 0 | 0 | 0 | 0 | 28506.0991 | 0 | 85946.6014 | 0 | 0 | 0 | 0 | 0 | 0 | 0 | 0 | 0 | 105.0482 | 210.6216 | 316.7229 | 0 | 0 | 0 | 10513.0384 | 22100.7069 | 10513.0384 | 42624.8721 | 3504.3461 | 10572.3586 | 22136.336 | 10572.3586 | 43131.1942 | 3524.1195 | 10639.1785 | 22280.1938 | 10639.1785 | 43969.3548 | 3546.3928 | 46.7246 | 46.9883 | 47.2852 | 0.053908 | 0.05364 | 0.053373 | 23050.5578 | 0 | 0 | 0 | 84.9439 | 0 | 23180.6215 | 0 | 0 | 0 | 85.4232 | 0 | 23327.1286 | 0 | 0 | 0 | 85.9631 | 0 | 345758.3666 | 347709.3225 | 349906.9297 | 0 | 0 | 0 | 0 | 0 | 0 | 0 | 0 | 0 | 1274.1585 | 1281.348 | 1289.4464 | 23050.5578 | 0 | 69558.3079 | 0 | 0 | 0 | 0 | 0 | 0 | 0 | 0 | 0 | 84.9439 | 170.3671 | 256.3302 | 0 | 0 | 0 | 300 | 172.9992 | 1.5767 | 300 | 171.1035 | 1.5703 | 300 | 171.1871 | 1.5706 | 28506.0991 | 0 | 0 | 0 | 105.0482 | 0 | 28648.6296 | 0 | 0 | 0 | 0 | 28791.8727 | 0 | 0 | 0 | 0 | 28506.0991 | 0 | 85946.6014 | 0 | 0 | 0 | 0 | 0 | 0 | 0 | 0 | 0 | 105.0482 | 210.6216 | 316.7229 | 0 | 0 | 0 | 15601.4817 | 24598.2962 | 15601.4817 | 47441.8865 | 0 | 15679.4891 | 24622.2096 | 15679.4891 | 47974.7553 | 0 | 15757.8866 | 24749.7093 | 15757.8866 | 48842.8763 | 0 | 52.0049 | 52.265 | 52.5263 | 0.06 | 0.059701 | 0.059404 | 25655.4892 | 0 | 0 | 0 | 94.5434 | 0 | 25783.7666 | 0 | 0 | 0 | 95.0161 | 0 | 25912.6855 | 0 | 0 | 0 | 95.4912 | 0 | 384832.3376 | 386756.4993 | 388690.2818 | 0 | 0 | 0 | 0 | 0 | 0 | 0 | 0 | 0 | 1418.1505 | 1425.2412 | 1432.3674 | 25655.4892 | 0 | 77351.9413 | 0 | 0 | 0 | 0 | 0 | 0 | 0 | 0 | 0 | 94.5434 | 189.5594 | 285.0506 | 0 | 0 | 0
| 981 | Business | Other Commercial | HVAC | Electric | 02-281 | 02-281.08 | Misc Heating | [02-281]_Business_HVAC_Energy Recovery Ventilator (ERV)_ROB_Electric_per ton | HRV with sensible effectiveness of 50% (IECC 2015) | ERV with sensible effectiveness of 0.65 | ENGINEER | 213.2405 | 0 | 0 | 0 | 0.17997 | 0 | 300 | 15 | 0 | 0.387 | 0.612 | 0 | 0.001 | 1 | 1 | Replace on Burnout | 24.1232 | 0.093791 | 3198.6071 | 0 | 0 | 0 | 12.4362 | 204.4534 | 0 | 0 | 0 | 0 | 0 | 0 | 204.4534 | 125.5004 | 78.953 | 1.6291 | 203.634 | 0 | 0 | 0 | 0 | 0 | 0 | 203.634 | 125.5004 | 78.1336 | 1.6226 | 203.6701 | 0 | 0 | 0 | 0 | 0 | 0 | 203.6701 | 125.5004 | 78.1697 | 1.6229 | per ton | 0.46737 | 1776.0154 | 0.005 | 25374.1301 | 0 | 0 | 0 | 93.5065 | 0 | 25501.0008 | 0 | 0 | 0 | 0 | 25628.5058 | 0 | 0 | 0 | 0 | 25374.1301 | 50875.1309 | 76503.6367 | 0 | 0 | 0 | 0 | 0 | 0 | 0 | 0 | 0 | 93.5065 | 187.4806 | 281.9245 | 0 | 0 | 0 | 25374.1301 | 0 | 0 | 0 | 93.5065 | 0 | 25501.0008 | 0 | 0 | 0 | 0 | 25628.5058 | 0 | 0 | 0 | 0 | 25374.1301 | 0 | 76503.6367 | 0 | 0 | 0 | 0 | 0 | 0 | 0 | 0 | 0 | 93.5065 | 187.4806 | 281.9245 | 0 | 0 | 0 | 5286.388 | 8612.085 | 5286.388 | 16741.1239 | 7350.3564 | 5334.6409 | 8655.8635 | 5334.6409 | 16998.6928 | 7417.4488 | 5407.8279 | 8776.1713 | 5407.8279 | 17456.4367 | 7519.2103 | 42.1225 | 42.507 | 43.0901 | 0.023599 | 0.023482 | 0.023365 | 8982.2178 | 0 | 0 | 0 | 33.1005 | 0 | 9064.2054 | 0 | 0 | 0 | 33.4026 | 0 | 9188.5591 | 0 | 0 | 0 | 33.8609 | 0 | 134733.2669 | 135963.081 | 137828.3859 | 0 | 0 | 0 | 0 | 0 | 0 | 0 | 0 | 0 | 496.5072 | 501.0392 | 507.9131 | 8982.2178 | 0 | 27234.9823 | 0 | 0 | 0 | 0 | 0 | 0 | 0 | 0 | 0 | 33.1005 | 66.5031 | 100.364 | 0 | 0 | 0 | 1 | 1 | 1 | 1 | 1 | 1 | 1 | 225 | -20.5466 | 0.90868 | 225 | -21.366 | 0.90504 | 225 | -21.3299 | 0.9052 | 25374.1301 | 0 | 0 | 0 | 93.5065 | 0 | 25501.0008 | 0 | 0 | 0 | 0 | 25628.5058 | 0 | 0 | 0 | 0 | 25374.1301 | 0 | 76503.6367 | 0 | 0 | 0 | 0 | 0 | 0 | 0 | 0 | 0 | 93.5065 | 187.4806 | 281.9245 | 0 | 0 | 0 | 19073.1692 | 17331.4422 | 19073.1692 | 33690.7755 | 6357.7231 | 19193.902 | 17371.2492 | 19193.902 | 34114.2773 | 6397.9673 | 19343.1125 | 17509.3955 | 19343.1125 | 34827.4487 | 6447.7042 | 84.7696 | 85.3062 | 85.9694 | 0.047493 | 0.047256 | 0.047021 | 18076.3182 | 0 | 0 | 0 | 66.6133 | 0 | 18190.7409 | 0 | 0 | 0 | 67.0349 | 0 | 18332.153 | 0 | 0 | 0 | 67.556 | 0 | 271144.7728 | 272861.1139 | 274982.2953 | 0 | 0 | 0 | 0 | 0 | 0 | 0 | 0 | 0 | 999.199 | 1005.5239 | 1013.3407 | 18076.3182 | 0 | 54599.2121 | 0 | 0 | 0 | 0 | 0 | 0 | 0 | 0 | 0 | 66.6133 | 133.6482 | 201.2042 | 0 | 0 | 0 | 300 | -95.5466 | 0.68151 | 300 | -96.366 | 0.67878 | 300 | -96.3299 | 0.6789 | 25374.1301 | 0 | 0 | 0 | 93.5065 | 0 | 25501.0008 | 0 | 0 | 0 | 0 | 25628.5058 | 0 | 0 | 0 | 0 | 25374.1301 | 0 | 76503.6367 | 0 | 0 | 0 | 0 | 0 | 0 | 0 | 0 | 0 | 93.5065 | 187.4806 | 281.9245 | 0 | 0 | 0 | 32128.1185 | 21895.6781 | 32128.1185 | 42563.2422 | 0 | 32288.759 | 21916.9641 | 32288.759 | 43041.314 | 0 | 32450.2028 | 22030.4554 | 32450.2028 | 43820.1625 | 0 | 107.0937 | 107.6292 | 108.1673 | 0.06 | 0.059701 | 0.059404 | 22836.7171 | 0 | 0 | 0 | 84.1559 | 0 | 22950.9007 | 0 | 0 | 0 | 84.5767 | 0 | 23065.6552 | 0 | 0 | 0 | 84.9995 | 0 | 342550.7569 | 344263.5107 | 345984.8282 | 0 | 0 | 0 | 0 | 0 | 0 | 0 | 0 | 0 | 1262.3381 | 1268.6498 | 1274.993 | 22836.7171 | 0 | 68853.273 | 0 | 0 | 0 | 0 | 0 | 0 | 0 | 0 | 0 | 84.1559 | 168.7325 | 253.7321 | 0 | 0 | 0
| 982 | Business | Food Sales | HVAC | Electric | 02-281 | 02-281.09 | Misc Heating | [02-281]_Business_HVAC_Energy Recovery Ventilator (ERV)_ROB_Electric_per ton | HRV with sensible effectiveness of 50% (IECC 2015) | ERV with sensible effectiveness of 0.65 | ENGINEER | 127.5851 | 0 | 0 | 0 | 0.15847 | 0 | 300 | 15 | 0 | 0.387 | 0.612 | 0 | 0.001 | 1 | 1 | Replace on Burnout | 40.3184 | 0.15676 | 1913.7768 | 0 | 0 | 0 | 7.4408 | 122.3277 | 0 | 0 | 0 | 0 | 0 | 0 | 122.3277 | 103.1542 | 19.1735 | 1.1859 | 121.8374 | 0 | 0 | 0 | 0 | 0 | 0 | 121.8374 | 103.1542 | 18.6832 | 1.1811 | 121.859 | 0 | 0 | 0 | 0 | 0 | 0 | 121.859 | 103.1542 | 18.7048 | 1.1813 | per ton | 0.1524 | 273.7184 | 0.005 | 2339.8002 | 0 | 0 | 0 | 8.6224 | 0 | 2351.4992 | 0 | 0 | 0 | 0 | 2363.2567 | 0 | 0 | 0 | 0 | 2339.8002 | 4691.2993 | 7054.556 | 0 | 0 | 0 | 0 | 0 | 0 | 0 | 0 | 0 | 8.6224 | 17.288 | 25.9968 | 0 | 0 | 0 | 2339.8002 | 0 | 0 | 0 | 8.6224 | 0 | 2351.4992 | 0 | 0 | 0 | 0 | 2363.2567 | 0 | 0 | 0 | 0 | 2339.8002 | 0 | 7054.556 | 0 | 0 | 0 | 0 | 0 | 0 | 0 | 0 | 0 | 8.6224 | 17.288 | 25.9968 | 0 | 0 | 0 | 110.4903 | 131.0274 | 110.4903 | 252.5818 | 210.845 | 112.2793 | 132.6152 | 112.2793 | 258.263 | 214.2588 | 115.6936 | 136.6721 | 115.6936 | 269.5841 | 220.7742 | 1.0711 | 1.0885 | 1.1216 | 0.0038937 | 0.0038744 | 0.0038551 | 136.6587 | 0 | 0 | 0 | 0.5036 | 0 | 138.8713 | 0 | 0 | 0 | 0.51176 | 0 | 143.0943 | 0 | 0 | 0 | 0.52732 | 0 | 2049.8806 | 2083.0699 | 2146.4141 | 0 | 0 | 0 | 0 | 0 | 0 | 0 | 0 | 0 | 7.554 | 7.6763 | 7.9098 | 136.6587 | 0 | 418.6243 | 0 | 0 | 0 | 0 | 0 | 0 | 0 | 0 | 0 | 0.5036 | 1.0154 | 1.5427 | 0 | 0 | 0 | 1 | 1 | 1 | 1 | 1 | 1 | 1 | 225 | -102.6723 | 0.54368 | 225 | -103.1626 | 0.5415 | 225 | -103.141 | 0.5416 | 2339.8002 | 0 | 0 | 0 | 8.6224 | 0 | 2351.4992 | 0 | 0 | 0 | 0 | 2363.2567 | 0 | 0 | 0 | 0 | 2339.8002 | 0 | 7054.556 | 0 | 0 | 0 | 0 | 0 | 0 | 0 | 0 | 0 | 8.6224 | 17.288 | 25.9968 | 0 | 0 | 0 | 1932.7302 | 1050.784 | 1932.7302 | 2025.5994 | 644.2434 | 1948.0578 | 1054.8726 | 1948.0578 | 2054.324 | 649.3526 | 1969.3211 | 1066.5758 | 1969.3211 | 2103.8076 | 656.4404 | 8.5899 | 8.658 | 8.7525 | 0.031226 | 0.031071 | 0.030916 | 1095.9449 | 0 | 0 | 0 | 4.0387 | 0 | 1104.6364 | 0 | 0 | 0 | 4.0707 | 0 | 1116.6937 | 0 | 0 | 0 | 4.1151 | 0 | 16439.174 | 16569.5462 | 16750.405 | 0 | 0 | 0 | 0 | 0 | 0 | 0 | 0 | 0 | 60.5802 | 61.0606 | 61.7271 | 1095.9449 | 0 | 3317.275 | 0 | 0 | 0 | 0 | 0 | 0 | 0 | 0 | 0 | 4.0387 | 8.1094 | 12.2245 | 0 | 0 | 0 | 300 | -177.6723 | 0.40776 | 300 | -178.1626 | 0.40612 | 300 | -178.141 | 0.4062 | 2339.8002 | 0 | 0 | 0 | 8.6224 | 0 | 2351.4992 | 0 | 0 | 0 | 0 | 2363.2567 | 0 | 0 | 0 | 0 | 2339.8002 | 0 | 7054.556 | 0 | 0 | 0 | 0 | 0 | 0 | 0 | 0 | 0 | 8.6224 | 17.288 | 25.9968 | 0 | 0 | 0 | 4401.3913 | 1794.7067 | 4401.3913 | 3459.6612 | 0 | 4423.3982 | 1796.4514 | 4423.3982 | 3498.5202 | 0 | 4445.5152 | 1805.7539 | 4445.5152 | 3561.8272 | 0 | 14.6713 | 14.7447 | 14.8184 | 0.053333 | 0.053068 | 0.052804 | 1871.8401 | 0 | 0 | 0 | 6.8979 | 0 | 1881.1993 | 0 | 0 | 0 | 6.9324 | 0 | 1890.6053 | 0 | 0 | 0 | 6.9671 | 0 | 28077.6019 | 28217.9899 | 28359.0798 | 0 | 0 | 0 | 0 | 0 | 0 | 0 | 0 | 0 | 103.4691 | 103.9865 | 104.5064 | 1871.8401 | 0 | 5643.6448 | 0 | 0 | 0 | 0 | 0 | 0 | 0 | 0 | 0 | 6.8979 | 13.8304 | 20.7975 | 0 | 0 | 0
| 983 | Business | Manufacturing/Industrial | HVAC | Electric | 02-281 | 02-281.10 | Misc Heating | [02-281]_Business_HVAC_Energy Recovery Ventilator (ERV)_ROB_Electric_per ton | HRV with sensible effectiveness of 50% (IECC 2015) | ERV with sensible effectiveness of 0.65 | ENGINEER | 74.1893 | 0 | 0 | 0 | 0.16616 | 0 | 300 | 15 | 0 | 0.387 | 0.612 | 0 | 0.001 | 1 | 1 | Replace on Burnout | 69.3366 | 0.26958 | 1112.8398 | 0 | 0 | 0 | 4.3267 | 71.1322 | 0 | 0 | 0 | 0 | 0 | 0 | 71.1322 | 103.1542 | -32.0221 | 0.68957 | 70.8471 | 0 | 0 | 0 | 0 | 0 | 0 | 70.8471 | 103.1542 | -32.3071 | 0.68681 | 70.8597 | 0 | 0 | 0 | 0 | 0 | 0 | 70.8597 | 103.1542 | -32.2946 | 0.68693 | per ton | 1.3236 | 5483.4775 | 0.005 | 27256.6364 | 0 | 0 | 0 | 100.4438 | 0 | 27392.9196 | 0 | 0 | 0 | 0 | 27529.8842 | 0 | 0 | 0 | 0 | 27256.6364 | 54649.556 | 82179.4401 | 0 | 0 | 0 | 0 | 0 | 0 | 0 | 0 | 0 | 100.4438 | 201.3898 | 302.8405 | 0 | 0 | 0 | 27256.6364 | 0 | 0 | 0 | 100.4438 | 0 | 27392.9196 | 0 | 0 | 0 | 0 | 27529.8842 | 0 | 0 | 0 | 0 | 27256.6364 | 0 | 82179.4401 | 0 | 0 | 0 | 0 | 0 | 0 | 0 | 0 | 0 | 100.4438 | 201.3898 | 302.8405 | 0 | 0 | 0 | 2798.666 | 1929.8793 | 2798.666 | 3702.5668 | 5340.6008 | 2847.0196 | 1955.3544 | 2847.0196 | 3789.8938 | 5432.8724 | 2923.5138 | 2008.2473 | 2923.5138 | 3942.4313 | 5578.8437 | 27.1309 | 27.5996 | 28.3412 | 0.0049231 | 0.0048986 | 0.0048743 | 2012.8223 | 0 | 0 | 0 | 7.4175 | 0 | 2047.5985 | 0 | 0 | 0 | 7.5456 | 0 | 2102.6138 | 0 | 0 | 0 | 7.7484 | 0 | 30192.334 | 30713.9781 | 31539.2064 | 0 | 0 | 0 | 0 | 0 | 0 | 0 | 0 | 0 | 111.2621 | 113.1845 | 116.2255 | 2012.8223 | 0 | 6163.0346 | 0 | 0 | 0 | 0 | 0 | 0 | 0 | 0 | 0 | 7.4175 | 14.9631 | 22.7115 | 0 | 0 | 0 | 1 | 1 | 1 | 1 | 1 | 1 | 1 | 225 | -153.8678 | 0.31614 | 225 | -154.1529 | 0.31488 | 225 | -154.1403 | 0.31493 | 27256.6364 | 0 | 0 | 0 | 100.4438 | 0 | 27392.9196 | 0 | 0 | 0 | 0 | 27529.8842 | 0 | 0 | 0 | 0 | 27256.6364 | 0 | 82179.4401 | 0 | 0 | 0 | 0 | 0 | 0 | 0 | 0 | 0 | 100.4438 | 201.3898 | 302.8405 | 0 | 0 | 0 | 41301.3533 | 13057.1347 | 41301.3533 | 25050.7444 | 13767.1178 | 41626.4345 | 13107.1646 | 41626.4345 | 25404.4808 | 13875.4782 | 42091.6483 | 13255.9998 | 42091.6483 | 26023.1248 | 14030.5494 | 183.5616 | 185.0064 | 187.074 | 0.033309 | 0.033143 | 0.032978 | 13618.3082 | 0 | 0 | 0 | 50.185 | 0 | 13725.4973 | 0 | 0 | 0 | 50.58 | 0 | 13878.8924 | 0 | 0 | 0 | 51.1453 | 0 | 204274.6229 | 205882.4599 | 208183.3864 | 0 | 0 | 0 | 0 | 0 | 0 | 0 | 0 | 0 | 752.775 | 758.7 | 767.1792 | 13618.3082 | 0 | 41222.6979 | 0 | 0 | 0 | 0 | 0 | 0 | 0 | 0 | 0 | 50.185 | 100.765 | 151.9103 | 0 | 0 | 0 | 300 | -228.8678 | 0.23711 | 300 | -229.1529 | 0.23616 | 300 | -229.1403 | 0.2362 | 27256.6364 | 0 | 0 | 0 | 100.4438 | 0 | 27392.9196 | 0 | 0 | 0 | 0 | 27529.8842 | 0 | 0 | 0 | 0 | 27256.6364 | 0 | 82179.4401 | 0 | 0 | 0 | 0 | 0 | 0 | 0 | 0 | 0 | 100.4438 | 201.3898 | 302.8405 | 0 | 0 | 0 | 99196.1074 | 23520.118 | 99196.1074 | 45124.4839 | 0 | 99692.088 | 23542.9833 | 99692.088 | 45631.3236 | 0 | 100190.5484 | 23664.8945 | 100190.5484 | 46457.0393 | 0 | 330.6537 | 332.307 | 333.9685 | 0.06 | 0.059701 | 0.059404 | 24530.9727 | 0 | 0 | 0 | 90.3994 | 0 | 24653.6276 | 0 | 0 | 0 | 90.8514 | 0 | 24776.8957 | 0 | 0 | 0 | 91.3056 | 0 | 367964.5912 | 369804.4142 | 371653.4362 | 0 | 0 | 0 | 0 | 0 | 0 | 0 | 0 | 0 | 1355.9909 | 1362.7709 | 1369.5847 | 24530.9727 | 0 | 73961.4961 | 0 | 0 | 0 | 0 | 0 | 0 | 0 | 0 | 0 | 90.3994 | 181.2508 | 272.5564 | 0 | 0 | 0
| 984 | Business | Office | HVAC | Gas | 02-314 | 02-314.01 | Misc Heating | [02-314]_Business_HVAC_Energy Recovery Ventilator (ERV)_ROB_Gas_per ton | HRV with sensible effectiveness of 50% (IECC 2015) | ERV with sensible effectiveness of 0.65 | ENGINEER | 260.636 | 0.31482 | 0 | 0 | 0.48686 | 0 | 300 | 15 | 0 | 0.25758 | 0.40817 | 0.12932 | 0.20492 | 1 | 1 | Replace on Burnout | 14.8643 | 0.076735 | 3909.5406 | 4.9823 | 0 | 0 | 20.1826 | 231.9654 | 35.8528 | 0 | 0 | 0 | 0.33215 | 0 | 268.1503 | 110.3712 | 157.7791 | 2.4295 | 231.3897 | 36.2717 | 0 | 0 | 0 | 0.33215 | 0 | 267.9936 | 110.3712 | 157.6223 | 2.4281 | 232.0191 | 36.7436 | 0 | 0 | 0 | 0.33215 | 0 | 269.0948 | 110.3712 | 158.7236 | 2.4381 | per ton | 0.36046 | 8856.4515 | 0.005 | 154656.7989 | 186.8093 | 0 | 0 | 756.737 | 0 | 155430.0829 | 187.7434 | 0 | 0 | 0 | 156207.2333 | 188.6821 | 0 | 0 | 0 | 154656.7989 | 310086.8818 | 466294.1151 | 186.8093 | 374.5527 | 563.2348 | 0 | 0 | 0 | 0 | 0 | 0 | 756.737 | 1517.2577 | 2281.581 | 0 | 0 | 0 | 154656.7989 | 186.8093 | 0 | 0 | 756.737 | 0 | 155430.0829 | 187.7434 | 0 | 0 | 0 | 156207.2333 | 188.6821 | 0 | 0 | 0 | 154656.7989 | 0 | 466294.1151 | 186.8093 | 374.5527 | 563.2348 | 0 | 0 | 0 | 0 | 0 | 0 | 756.737 | 1517.2577 | 2281.581 | 0 | 0 | 0 | 23787.6748 | 57792.8891 | 23787.6748 | 110082.1082 | 40869.5923 | 24004.6002 | 58285.8219 | 24004.6002 | 111765.8964 | 41242.2918 | 24319.5694 | 59293.2548 | 24319.5694 | 114663.7801 | 41783.4403 | 215.5242 | 217.4896 | 220.3434 | 0.024214 | 0.024094 | 0.023974 | 56173.38 | 67.8516 | 0 | 0 | 274.8568 | 0 | 56685.6384 | 68.4704 | 0 | 0 | 277.3633 | 0 | 57429.4222 | 69.3688 | 0 | 0 | 281.0026 | 0 | 842600.7006 | 850284.576 | 861441.3329 | 1017.774 | 1027.0553 | 1040.5315 | 0 | 0 | 0 | 0 | 0 | 0 | 4122.8523 | 4160.4496 | 4215.0397 | 56173.38 | 0 | 170288.4406 | 67.8516 | 136.3219 | 205.6907 | 0 | 0 | 0 | 0 | 0 | 0 | 274.8568 | 552.2201 | 833.2228 | 0 | 0 | 0 | 1 | 1 | 1 | 1 | 1 | 1 | 1 | 225 | 43.1503 | 1.1918 | 225 | 42.9936 | 1.1911 | 225 | 44.0948 | 1.196 | 154656.7989 | 186.8093 | 0 | 0 | 756.737 | 0 | 155430.0829 | 187.7434 | 0 | 0 | 0 | 156207.2333 | 188.6821 | 0 | 0 | 0 | 154656.7989 | 0 | 466294.1151 | 186.8093 | 374.5527 | 563.2348 | 0 | 0 | 0 | 0 | 0 | 0 | 756.737 | 1517.2577 | 2281.581 | 0 | 0 | 0 | 99819.0035 | 118962.2113 | 99819.0035 | 226595.5418 | 33273.0012 | 100424.3887 | 119613.7289 | 100424.3887 | 229365.1387 | 33474.7962 | 101141.8214 | 120963.2827 | 101141.8214 | 233923.8637 | 33713.9405 | 443.64 | 446.3306 | 449.5192 | 0.049843 | 0.049595 | 0.049348 | 115628.5766 | 139.6673 | 0 | 0 | 565.7716 | 0 | 116329.8442 | 140.5143 | 0 | 0 | 569.2029 | 0 | 117160.9057 | 141.5182 | 0 | 0 | 573.2693 | 0 | 1734428.6496 | 1744947.6633 | 1757413.5849 | 2095.0093 | 2107.7152 | 2122.7727 | 0 | 0 | 0 | 0 | 0 | 0 | 8486.574 | 8538.0436 | 8599.0395 | 115628.5766 | 0 | 349119.3265 | 139.6673 | 280.1816 | 421.6998 | 0 | 0 | 0 | 0 | 0 | 0 | 565.7716 | 1134.9745 | 1708.2438 | 0 | 0 | 0 | 300 | -31.8497 | 0.89383 | 300 | -32.0064 | 0.89331 | 300 | -30.9052 | 0.89698 | 154656.7989 | 186.8093 | 0 | 0 | 756.737 | 0 | 155430.0829 | 187.7434 | 0 | 0 | 0 | 156207.2333 | 188.6821 | 0 | 0 | 0 | 154656.7989 | 0 | 466294.1151 | 186.8093 | 374.5527 | 563.2348 | 0 | 0 | 0 | 0 | 0 | 0 | 756.737 | 1517.2577 | 2281.581 | 0 | 0 | 0 | 160213.2068 | 143204.0746 | 160213.2068 | 272770.6934 | 0 | 161014.2728 | 143835.9583 | 161014.2728 | 275812.4407 | 0 | 161819.3442 | 145149.149 | 161819.3442 | 280695.5051 | 0 | 534.044 | 536.7142 | 539.3978 | 0.06 | 0.059701 | 0.059404 | 139191.119 | 168.1284 | 0 | 0 | 681.0633 | 0 | 139887.0746 | 168.969 | 0 | 0 | 684.4686 | 0 | 140586.51 | 169.8139 | 0 | 0 | 687.891 | 0 | 2087866.7851 | 2098306.119 | 2108797.6496 | 2521.9258 | 2534.5354 | 2547.2081 | 0 | 0 | 0 | 0 | 0 | 0 | 10215.9498 | 10267.0295 | 10318.3647 | 139191.119 | 0 | 419664.7036 | 168.1284 | 337.0974 | 506.9113 | 0 | 0 | 0 | 0 | 0 | 0 | 681.0633 | 1365.532 | 2053.4229 | 0 | 0 | 0
| 985 | Business | Retail | HVAC | Gas | 02-314 | 02-314.02 | Misc Heating | [02-314]_Business_HVAC_Energy Recovery Ventilator (ERV)_ROB_Gas_per ton | HRV with sensible effectiveness of 50% (IECC 2015) | ERV with sensible effectiveness of 0.65 | ENGINEER | 85.9797 | 0.56363 | 0 | 0 | 0.17997 | 0 | 300 | 15 | 0 | 0.25758 | 0.40817 | 0.12932 | 0.20492 | 1 | 1 | Replace on Burnout | 21.5296 | 0.23261 | 1289.6952 | 8.9199 | 0 | 0 | 13.9343 | 76.5217 | 64.188 | 0 | 0 | 0 | 0.59466 | 0 | 141.3044 | 110.3712 | 30.9331 | 1.2803 | 76.3318 | 64.9381 | 0 | 0 | 0 | 0.59466 | 0 | 141.8646 | 110.3712 | 31.4933 | 1.2853 | 76.5394 | 65.7829 | 0 | 0 | 0 | 0.59466 | 0 | 142.9169 | 110.3712 | 32.5457 | 1.2949 | per ton | 0.39523 | 3386.7312 | 0.005 | 19509.7346 | 127.8942 | 0 | 0 | 199.7898 | 0 | 19607.2833 | 128.5337 | 0 | 0 | 0 | 19705.3197 | 129.1763 | 0 | 0 | 0 | 19509.7346 | 39117.0179 | 58822.3376 | 127.8942 | 256.4278 | 385.6042 | 0 | 0 | 0 | 0 | 0 | 0 | 199.7898 | 400.5785 | 602.3711 | 0 | 0 | 0 | 19509.7346 | 127.8942 | 0 | 0 | 199.7898 | 0 | 19607.2833 | 128.5337 | 0 | 0 | 0 | 19705.3197 | 129.1763 | 0 | 0 | 0 | 19509.7346 | 0 | 58822.3376 | 127.8942 | 256.4278 | 385.6042 | 0 | 0 | 0 | 0 | 0 | 0 | 199.7898 | 400.5785 | 602.3711 | 0 | 0 | 0 | 1428.8579 | 1829.316 | 1428.8579 | 2714.5381 | 2454.92 | 1450.9255 | 1864.9326 | 1450.9255 | 2772.5866 | 2492.8345 | 1490.8087 | 1930.4104 | 1490.8087 | 2881.0707 | 2561.3576 | 12.9459 | 13.1459 | 13.5072 | 0.0038035 | 0.0037846 | 0.0037658 | 1113.0866 | 7.2967 | 0 | 0 | 11.3986 | 0 | 1130.2774 | 7.4094 | 0 | 0 | 11.5746 | 0 | 1161.3465 | 7.6131 | 0 | 0 | 11.8928 | 0 | 16696.2994 | 16954.1612 | 17420.1982 | 109.451 | 111.1414 | 114.1964 | 0 | 0 | 0 | 0 | 0 | 0 | 170.9787 | 173.6194 | 178.3918 | 1113.0866 | 0 | 3404.7106 | 7.2967 | 14.7062 | 22.3193 | 0 | 0 | 0 | 0 | 0 | 0 | 11.3986 | 22.9732 | 34.866 | 0 | 0 | 0 | 1 | 1 | 1 | 1 | 1 | 1 | 1 | 225 | -83.6956 | 0.62802 | 225 | -83.1354 | 0.63051 | 225 | -82.0831 | 0.63519 | 19509.7346 | 127.8942 | 0 | 0 | 199.7898 | 0 | 19607.2833 | 128.5337 | 0 | 0 | 0 | 19705.3197 | 129.1763 | 0 | 0 | 0 | 19509.7346 | 0 | 58822.3376 | 127.8942 | 256.4278 | 385.6042 | 0 | 0 | 0 | 0 | 0 | 0 | 199.7898 | 400.5785 | 602.3711 | 0 | 0 | 0 | 22600.1719 | 14193.3474 | 22600.1719 | 21061.6323 | 7533.3906 | 22778.38 | 14361.977 | 22778.38 | 21351.8844 | 7592.7933 | 23021.94 | 14623.2206 | 23021.94 | 21824.6509 | 7673.98 | 100.4452 | 101.2372 | 102.3197 | 0.029511 | 0.029364 | 0.029218 | 8636.247 | 56.6141 | 0 | 0 | 88.4396 | 0 | 8704.346 | 57.0605 | 0 | 0 | 89.137 | 0 | 8797.418 | 57.6706 | 0 | 0 | 90.0901 | 0 | 129543.7045 | 130565.1894 | 131961.2699 | 849.2113 | 855.9075 | 865.0594 | 0 | 0 | 0 | 0 | 0 | 0 | 1326.5944 | 1337.0549 | 1351.3515 | 8636.247 | 0 | 26138.0109 | 56.6141 | 113.6746 | 171.3452 | 0 | 0 | 0 | 0 | 0 | 0 | 88.4396 | 177.5766 | 267.6667 | 0 | 0 | 0 | 300 | -158.6956 | 0.47101 | 300 | -158.1354 | 0.47288 | 300 | -157.0831 | 0.47639 | 19509.7346 | 127.8942 | 0 | 0 | 199.7898 | 0 | 19607.2833 | 128.5337 | 0 | 0 | 0 | 19705.3197 | 129.1763 | 0 | 0 | 0 | 19509.7346 | 0 | 58822.3376 | 127.8942 | 256.4278 | 385.6042 | 0 | 0 | 0 | 0 | 0 | 0 | 199.7898 | 400.5785 | 602.3711 | 0 | 0 | 0 | 54458.638 | 25650.8126 | 54458.638 | 38063.4652 | 0 | 54730.9312 | 25881.2646 | 54730.9312 | 38477.5557 | 0 | 55004.5858 | 26203.6191 | 55004.5858 | 39107.9949 | 0 | 181.5288 | 182.4364 | 183.3486 | 0.053333 | 0.053068 | 0.052804 | 15607.7877 | 102.3154 | 0 | 0 | 159.8318 | 0 | 15685.8266 | 102.8269 | 0 | 0 | 160.631 | 0 | 15764.2558 | 103.3411 | 0 | 0 | 161.4341 | 0 | 234116.8153 | 235287.3994 | 236463.8364 | 1534.7303 | 1542.4039 | 1550.1159 | 0 | 0 | 0 | 0 | 0 | 0 | 2397.4771 | 2409.4644 | 2421.5118 | 15607.7877 | 0 | 47057.8701 | 102.3154 | 205.1423 | 308.4833 | 0 | 0 | 0 | 0 | 0 | 0 | 159.8318 | 320.4628 | 481.8969 | 0 | 0 | 0
| 986 | Business | Food Service | HVAC | Gas | 02-314 | 02-314.03 | Misc Heating | [02-314]_Business_HVAC_Energy Recovery Ventilator (ERV)_ROB_Gas_per ton | HRV with sensible effectiveness of 50% (IECC 2015) | ERV with sensible effectiveness of 0.65 | ENGINEER | 53.1929 | 0.6398 | 0 | 0 | 0.15847 | 0 | 300 | 15 | 0 | 0.25758 | 0.40817 | 0.12932 | 0.20492 | 1 | 1 | Replace on Burnout | 22.6799 | 0.37599 | 797.8941 | 10.1253 | 0 | 0 | 13.2276 | 47.3416 | 72.8621 | 0 | 0 | 0 | 0.67502 | 0 | 145.0544 | 110.3712 | 34.6832 | 1.3142 | 47.2241 | 73.7136 | 0 | 0 | 0 | 0.67502 | 0 | 145.9352 | 110.3712 | 35.5639 | 1.3222 | 47.3525 | 74.6724 | 0 | 0 | 0 | 0.67502 | 0 | 147.24 | 110.3712 | 36.8687 | 1.334 | per ton | 0.29041 | 465.5348 | 0.005 | 1659.132 | 19.9558 | 0 | 0 | 26.0699 | 0 | 1667.4276 | 20.0556 | 0 | 0 | 0 | 1675.7648 | 20.1559 | 0 | 0 | 0 | 1659.132 | 3326.5596 | 5002.3243 | 19.9558 | 40.0114 | 60.1673 | 0 | 0 | 0 | 0 | 0 | 0 | 26.0699 | 52.2702 | 78.6015 | 0 | 0 | 0 | 1659.132 | 19.9558 | 0 | 0 | 26.0699 | 0 | 1667.4276 | 20.0556 | 0 | 0 | 0 | 1675.7648 | 20.1559 | 0 | 0 | 0 | 1659.132 | 0 | 5002.3243 | 19.9558 | 40.0114 | 60.1673 | 0 | 0 | 0 | 0 | 0 | 0 | 26.0699 | 52.2702 | 78.6015 | 0 | 0 | 0 | 153.9816 | 202.369 | 153.9816 | 258.3946 | 264.5558 | 156.3462 | 206.7242 | 156.3462 | 263.8518 | 268.6183 | 160.6717 | 214.3429 | 160.6717 | 273.9952 | 276.0499 | 1.3951 | 1.4165 | 1.4557 | 0.0029819 | 0.0029671 | 0.0029523 | 74.2108 | 0.8926 | 0 | 0 | 1.1661 | 0 | 75.3504 | 0.9063 | 0 | 0 | 1.184 | 0 | 77.435 | 0.93138 | 0 | 0 | 1.2167 | 0 | 1113.1618 | 1130.2554 | 1161.5252 | 13.389 | 13.5946 | 13.9707 | 0 | 0 | 0 | 0 | 0 | 0 | 17.4911 | 17.7597 | 18.251 | 74.2108 | 0 | 226.9962 | 0.8926 | 1.7989 | 2.7303 | 0 | 0 | 0 | 0 | 0 | 0 | 1.1661 | 2.3501 | 3.5668 | 0 | 0 | 0 | 1 | 1 | 1 | 1 | 1 | 1 | 1 | 225 | -79.9456 | 0.64469 | 225 | -79.0648 | 0.6486 | 225 | -77.76 | 0.6544 | 1659.132 | 19.9558 | 0 | 0 | 26.0699 | 0 | 1667.4276 | 20.0556 | 0 | 0 | 0 | 1675.7648 | 20.1559 | 0 | 0 | 0 | 1659.132 | 0 | 5002.3243 | 19.9558 | 40.0114 | 60.1673 | 0 | 0 | 0 | 0 | 0 | 0 | 26.0699 | 52.2702 | 78.6015 | 0 | 0 | 0 | 2909.7939 | 1875.9042 | 2909.7939 | 2395.246 | 969.9313 | 2933.4768 | 1902.6555 | 2933.4768 | 2428.4479 | 977.8256 | 2965.0283 | 1940.3143 | 2965.0283 | 2480.3097 | 988.3428 | 12.9324 | 13.0377 | 13.1779 | 0.027641 | 0.027504 | 0.027367 | 687.9133 | 8.2741 | 0 | 0 | 10.8092 | 0 | 693.5123 | 8.3415 | 0 | 0 | 10.8971 | 0 | 700.9714 | 8.4312 | 0 | 0 | 11.0144 | 0 | 10318.6993 | 10402.6838 | 10514.5716 | 124.112 | 125.1222 | 126.4679 | 0 | 0 | 0 | 0 | 0 | 0 | 162.1376 | 163.4572 | 165.2153 | 687.9133 | 0 | 2082.397 | 8.2741 | 16.6156 | 25.0468 | 0 | 0 | 0 | 0 | 0 | 0 | 10.8092 | 21.7063 | 32.7207 | 0 | 0 | 0 | 300 | -154.9456 | 0.48351 | 300 | -154.0648 | 0.48645 | 300 | -152.76 | 0.4908 | 1659.132 | 19.9558 | 0 | 0 | 26.0699 | 0 | 1667.4276 | 20.0556 | 0 | 0 | 0 | 1675.7648 | 20.1559 | 0 | 0 | 0 | 1659.132 | 0 | 5002.3243 | 19.9558 | 40.0114 | 60.1673 | 0 | 0 | 0 | 0 | 0 | 0 | 26.0699 | 52.2702 | 78.6015 | 0 | 0 | 0 | 7485.7993 | 3619.494 | 7485.7993 | 4621.5466 | 0 | 7523.2283 | 3659.679 | 7523.2283 | 4671.0189 | 0 | 7560.8444 | 3710.8619 | 7560.8444 | 4743.6062 | 0 | 24.9527 | 25.0774 | 25.2028 | 0.053333 | 0.053068 | 0.052804 | 1327.3056 | 15.9647 | 0 | 0 | 20.8559 | 0 | 1333.9421 | 16.0445 | 0 | 0 | 20.9602 | 0 | 1340.6118 | 16.1247 | 0 | 0 | 21.065 | 0 | 19909.5835 | 20009.1314 | 20109.1771 | 239.4699 | 240.6673 | 241.8706 | 0 | 0 | 0 | 0 | 0 | 0 | 312.839 | 314.4032 | 315.9752 | 1327.3056 | 0 | 4001.8595 | 15.9647 | 32.0091 | 48.1339 | 0 | 0 | 0 | 0 | 0 | 0 | 20.8559 | 41.8161 | 62.8812 | 0 | 0 | 0
| 987 | Business | Healthcare/Hospitals | HVAC | Gas | 02-314 | 02-314.04 | Misc Heating | [02-314]_Business_HVAC_Energy Recovery Ventilator (ERV)_ROB_Gas_per ton | HRV with sensible effectiveness of 50% (IECC 2015) | ERV with sensible effectiveness of 0.65 | ENGINEER | 248.196 | 1.2187 | 0 | 0 | 0.3544 | 0 | 300 | 15 | 0 | 0.25758 | 0.40817 | 0.12932 | 0.20492 | 1 | 1 | Replace on Burnout | 8.886 | 0.080581 | 3722.9396 | 19.2864 | 0 | 0 | 33.7612 | 220.8938 | 138.7849 | 0 | 0 | 0 | 1.2858 | 0 | 360.9644 | 126.4603 | 234.5042 | 2.8544 | 220.3455 | 140.4068 | 0 | 0 | 0 | 1.2858 | 0 | 362.038 | 126.4603 | 235.5778 | 2.8629 | 220.9449 | 142.2332 | 0 | 0 | 0 | 1.2858 | 0 | 364.4638 | 126.4603 | 238.0036 | 2.882 | per ton | 1.8243 | 4954.8104 | 0.005 | 82394.1882 | 404.5623 | 0 | 0 | 708.1941 | 0 | 82806.1591 | 406.5851 | 0 | 0 | 0 | 83220.1899 | 408.618 | 0 | 0 | 0 | 82394.1882 | 165200.3473 | 248420.5372 | 404.5623 | 811.1474 | 1219.7654 | 0 | 0 | 0 | 0 | 0 | 0 | 708.1941 | 1419.9292 | 2135.223 | 0 | 0 | 0 | 82394.1882 | 404.5623 | 0 | 0 | 708.1941 | 0 | 82806.1591 | 406.5851 | 0 | 0 | 0 | 83220.1899 | 408.618 | 0 | 0 | 0 | 82394.1882 | 0 | 248420.5372 | 404.5623 | 811.1474 | 1219.7654 | 0 | 0 | 0 | 0 | 0 | 0 | 708.1941 | 1419.9292 | 2135.223 | 0 | 0 | 0 | 12839.5667 | 36648.88 | 12839.5667 | 58395.5707 | 17619.5669 | 12968.4706 | 37126.9168 | 12968.4706 | 59329.824 | 17796.4599 | 13155.7649 | 37915.4727 | 13155.7649 | 60883.1153 | 18053.4815 | 101.5304 | 102.5498 | 104.0308 | 0.020389 | 0.020288 | 0.020187 | 25199.4479 | 123.7314 | 0 | 0 | 216.5942 | 0 | 25452.4397 | 124.9736 | 0 | 0 | 218.7687 | 0 | 25820.0312 | 126.7785 | 0 | 0 | 221.9282 | 0 | 377991.7188 | 381786.5959 | 387300.468 | 1855.9706 | 1874.6037 | 1901.6773 | 0 | 0 | 0 | 0 | 0 | 0 | 3248.9126 | 3281.5303 | 3328.9231 | 25199.4479 | 0 | 76471.9188 | 123.7314 | 248.705 | 375.4834 | 0 | 0 | 0 | 0 | 0 | 0 | 216.5942 | 435.3629 | 657.2911 | 0 | 0 | 0 | 1 | 1 | 1 | 1 | 1 | 1 | 1 | 225 | 135.9644 | 1.6043 | 225 | 137.038 | 1.6091 | 225 | 139.4638 | 1.6198 | 82394.1882 | 404.5623 | 0 | 0 | 708.1941 | 0 | 82806.1591 | 406.5851 | 0 | 0 | 0 | 83220.1899 | 408.618 | 0 | 0 | 0 | 82394.1882 | 0 | 248420.5372 | 404.5623 | 811.1474 | 1219.7654 | 0 | 0 | 0 | 0 | 0 | 0 | 708.1941 | 1419.9292 | 2135.223 | 0 | 0 | 0 | 46942.2466 | 75308.807 | 46942.2466 | 119995.5021 | 15647.4155 | 47238.4176 | 76009.3511 | 47238.4176 | 121465.0126 | 15746.1392 | 47595.051 | 77096.3336 | 47595.051 | 123798.1391 | 15865.017 | 208.6322 | 209.9485 | 211.5336 | 0.041898 | 0.041689 | 0.041482 | 51781.674 | 254.2523 | 0 | 0 | 445.0736 | 0 | 52108.3783 | 255.8564 | 0 | 0 | 447.8817 | 0 | 52501.7782 | 257.7881 | 0 | 0 | 451.263 | 0 | 776725.1106 | 781625.6741 | 787526.6725 | 3813.7845 | 3837.8467 | 3866.8211 | 0 | 0 | 0 | 0 | 0 | 0 | 6676.1039 | 6718.2252 | 6768.9454 | 51781.674 | 0 | 156391.8305 | 254.2523 | 510.1087 | 767.8968 | 0 | 0 | 0 | 0 | 0 | 0 | 445.0736 | 892.9553 | 1344.2183 | 0 | 0 | 0 | 300 | 60.9644 | 1.2032 | 300 | 62.038 | 1.2068 | 300 | 64.4638 | 1.2149 | 82394.1882 | 404.5623 | 0 | 0 | 708.1941 | 0 | 82806.1591 | 406.5851 | 0 | 0 | 0 | 83220.1899 | 408.618 | 0 | 0 | 0 | 82394.1882 | 0 | 248420.5372 | 404.5623 | 811.1474 | 1219.7654 | 0 | 0 | 0 | 0 | 0 | 0 | 708.1941 | 1419.9292 | 2135.223 | 0 | 0 | 0 | 79673.3515 | 95864.1547 | 79673.3515 | 152747.9698 | 0 | 80071.7183 | 96630.0257 | 80071.7183 | 154417.4122 | 0 | 80472.0769 | 97763.8739 | 80472.0769 | 156985.2299 | 0 | 265.5778 | 266.9057 | 268.2403 | 0.053333 | 0.053068 | 0.052804 | 65915.3505 | 323.6498 | 0 | 0 | 566.5553 | 0 | 66244.9273 | 325.2681 | 0 | 0 | 569.3881 | 0 | 66576.1519 | 326.8944 | 0 | 0 | 572.235 | 0 | 988730.2581 | 993673.9094 | 998642.2789 | 4854.7473 | 4879.021 | 4903.4161 | 0 | 0 | 0 | 0 | 0 | 0 | 8498.3295 | 8540.8212 | 8583.5253 | 65915.3505 | 0 | 198736.4298 | 323.6498 | 648.9179 | 975.8123 | 0 | 0 | 0 | 0 | 0 | 0 | 566.5553 | 1135.9434 | 1708.1784 | 0 | 0 | 0
| 988 | Business | Campus/Education | HVAC | Gas | 02-314 | 02-314.05 | Misc Heating | [02-314]_Business_HVAC_Energy Recovery Ventilator (ERV)_ROB_Gas_per ton | HRV with sensible effectiveness of 50% (IECC 2015) | ERV with sensible effectiveness of 0.65 | ENGINEER | 32.7567 | 0.45192 | 0 | 0 | 0.27407 | 0 | 300 | 15 | 0 | 0.25758 | 0.40817 | 0.12932 | 0.20492 | 1 | 1 | Replace on Burnout | 33.1038 | 0.61056 | 491.3502 | 7.152 | 0 | 0 | 9.0624 | 29.1534 | 51.4661 | 0 | 0 | 0 | 0.4768 | 0 | 81.0962 | 126.4603 | -45.364 | 0.64128 | 29.081 | 52.0675 | 0 | 0 | 0 | 0.4768 | 0 | 81.6253 | 126.4603 | -44.8349 | 0.64546 | 29.1601 | 52.7448 | 0 | 0 | 0 | 0.4768 | 0 | 82.3817 | 126.4603 | -44.0785 | 0.65144 | per ton | 1.6704 | 3793.431 | 0.005 | 8325.4333 | 114.8601 | 0 | 0 | 145.5403 | 0 | 8367.0605 | 115.4344 | 0 | 0 | 0 | 8408.8958 | 116.0116 | 0 | 0 | 0 | 8325.4333 | 16692.4938 | 25101.3896 | 114.8601 | 230.2946 | 346.3062 | 0 | 0 | 0 | 0 | 0 | 0 | 145.5403 | 291.8083 | 438.8076 | 0 | 0 | 0 | 8325.4333 | 114.8601 | 0 | 0 | 145.5403 | 0 | 8367.0605 | 115.4344 | 0 | 0 | 0 | 8408.8958 | 116.0116 | 0 | 0 | 0 | 8325.4333 | 0 | 25101.3896 | 114.8601 | 230.2946 | 346.3062 | 0 | 0 | 0 | 0 | 0 | 0 | 145.5403 | 291.8083 | 438.8076 | 0 | 0 | 0 | 654.6239 | 419.7961 | 654.6239 | 529.8181 | 898.3317 | 665.4401 | 429.5164 | 665.4401 | 541.5883 | 913.1747 | 684.0445 | 445.6163 | 684.0445 | 562.3635 | 938.7052 | 5.1765 | 5.262 | 5.4092 | 0.0013578 | 0.0013511 | 0.0013443 | 169.5656 | 2.3394 | 0 | 0 | 2.9642 | 0 | 172.3673 | 2.378 | 0 | 0 | 3.0132 | 0 | 177.1863 | 2.4445 | 0 | 0 | 3.0975 | 0 | 2543.4833 | 2585.5089 | 2657.7945 | 35.0906 | 35.6704 | 36.6677 | 0 | 0 | 0 | 0 | 0 | 0 | 44.4637 | 45.1983 | 46.462 | 169.5656 | 0 | 519.1191 | 2.3394 | 4.7174 | 7.1619 | 0 | 0 | 0 | 0 | 0 | 0 | 2.9642 | 5.9775 | 9.0749 | 0 | 0 | 0 | 1 | 1 | 1 | 1 | 1 | 1 | 1 | 225 | -143.9038 | 0.36043 | 225 | -143.3747 | 0.36278 | 225 | -142.6183 | 0.36614 | 8325.4333 | 114.8601 | 0 | 0 | 145.5403 | 0 | 8367.0605 | 115.4344 | 0 | 0 | 0 | 8408.8958 | 116.0116 | 0 | 0 | 0 | 8325.4333 | 0 | 25101.3896 | 114.8601 | 230.2946 | 346.3062 | 0 | 0 | 0 | 0 | 0 | 0 | 145.5403 | 291.8083 | 438.8076 | 0 | 0 | 0 | 15708.9654 | 5661.9461 | 15708.9654 | 7145.8525 | 5236.3218 | 15856.6053 | 5752.446 | 15856.6053 | 7253.4074 | 5285.5351 | 16073.8495 | 5885.2947 | 16073.8495 | 7427.1846 | 5357.9498 | 69.8176 | 70.4738 | 71.4393 | 0.018313 | 0.018222 | 0.018132 | 2286.9934 | 31.552 | 0 | 0 | 39.9799 | 0 | 2308.4876 | 31.8486 | 0 | 0 | 40.3556 | 0 | 2340.1152 | 32.2849 | 0 | 0 | 40.9085 | 0 | 34304.9016 | 34627.3144 | 35101.7276 | 473.2805 | 477.7286 | 484.2738 | 0 | 0 | 0 | 0 | 0 | 0 | 599.6979 | 605.3342 | 613.6276 | 2286.9934 | 0 | 6935.5962 | 31.552 | 63.4006 | 95.6855 | 0 | 0 | 0 | 0 | 0 | 0 | 39.9799 | 80.3355 | 121.244 | 0 | 0 | 0 | 300 | -218.9038 | 0.27032 | 300 | -218.3747 | 0.27208 | 300 | -217.6183 | 0.27461 | 8325.4333 | 114.8601 | 0 | 0 | 145.5403 | 0 | 8367.0605 | 115.4344 | 0 | 0 | 0 | 8408.8958 | 116.0116 | 0 | 0 | 0 | 8325.4333 | 0 | 25101.3896 | 114.8601 | 230.2946 | 346.3062 | 0 | 0 | 0 | 0 | 0 | 0 | 145.5403 | 291.8083 | 438.8076 | 0 | 0 | 0 | 60998.3708 | 16489.1263 | 60998.3708 | 20810.6652 | 0 | 61303.3626 | 16679.687 | 61303.3626 | 21031.8472 | 0 | 61609.8795 | 16918.4253 | 61609.8795 | 21350.888 | 0 | 203.3279 | 204.3445 | 205.3663 | 0.053333 | 0.053068 | 0.052804 | 6660.3467 | 91.8881 | 0 | 0 | 116.4322 | 0 | 6693.6484 | 92.3475 | 0 | 0 | 117.0144 | 0 | 6727.1166 | 92.8093 | 0 | 0 | 117.5995 | 0 | 99905.1998 | 100404.7258 | 100906.7495 | 1378.3215 | 1385.2131 | 1392.1392 | 0 | 0 | 0 | 0 | 0 | 0 | 1746.4834 | 1755.2159 | 1763.9919 | 6660.3467 | 0 | 20081.1117 | 91.8881 | 184.2356 | 277.0449 | 0 | 0 | 0 | 0 | 0 | 0 | 116.4322 | 233.4466 | 351.0461 | 0 | 0 | 0
| 989 | Business | Warehouse | HVAC | Gas | 02-314 | 02-314.06 | Misc Heating | [02-314]_Business_HVAC_Energy Recovery Ventilator (ERV)_ROB_Gas_per ton | HRV with sensible effectiveness of 50% (IECC 2015) | ERV with sensible effectiveness of 0.65 | ENGINEER | -0.3632 | 0.46208 | 0 | 0 | 0.16616 | 0 | 300 | 15 | 0 | 0.25758 | 0.40817 | 0.12932 | 0.20492 | 1 | 1 | Replace on Burnout | 41.1434 | -55.0663 | -5.448 | 7.3127 | 0 | 0 | 7.2916 | -0.32325 | 52.6226 | 0 | 0 | 0 | 0.48752 | 0 | 52.7869 | 126.4603 | -73.6734 | 0.41742 | -0.32244 | 53.2376 | 0 | 0 | 0 | 0.48752 | 0 | 53.4026 | 126.4603 | -73.0576 | 0.42229 | -0.32332 | 53.9301 | 0 | 0 | 0 | 0.48752 | 0 | 54.0943 | 126.4603 | -72.366 | 0.42776 | per ton | 0.48345 | 1003.6523 | 0.005 | -24.4232 | 31.0722 | 0 | 0 | 30.9822 | 0 | -24.5453 | 31.2275 | 0 | 0 | 0 | -24.668 | 31.3837 | 0 | 0 | 0 | -24.4232 | -48.9685 | -73.6365 | 31.0722 | 62.2997 | 93.6834 | 0 | 0 | 0 | 0 | 0 | 0 | 30.9822 | 62.1193 | 93.412 | 0 | 0 | 0 | -24.4232 | 31.0722 | 0 | 0 | 30.9822 | 0 | -24.5453 | 31.2275 | 0 | 0 | 0 | -24.668 | 31.3837 | 0 | 0 | 0 | -24.4232 | 0 | -73.6365 | 31.0722 | 62.2997 | 93.6834 | 0 | 0 | 0 | 0 | 0 | 0 | 30.9822 | 62.1193 | 93.412 | 0 | 0 | 0 | 114.834 | 47.9339 | 114.834 | 38.3923 | 157.5852 | 116.498 | 49.1957 | 116.498 | 39.1321 | 159.8687 | 118.1806 | 50.5526 | 118.1806 | 39.9274 | 162.1777 | 0.90806 | 0.92122 | 0.93453 | 0.00090026 | 0.00089578 | 0.00089132 | -0.32981 | 0.41959 | 0 | 0 | 0.41838 | 0 | -0.33459 | 0.42568 | 0 | 0 | 0.42444 | 0 | -0.33942 | 0.43182 | 0 | 0 | 0.43057 | 0 | -4.9471 | -5.0188 | -5.0913 | 6.2939 | 6.3851 | 6.4773 | 0 | 0 | 0 | 0 | 0 | 0 | 6.2757 | 6.3666 | 6.4586 | -0.32981 | 0 | -1.0038 | 0.41959 | 0.84527 | 1.2771 | 0 | 0 | 0 | 0 | 0 | 0 | 0.41838 | 0.84282 | 1.2734 | 0 | 0 | 0 | 1 | 1 | 1 | 1 | 1 | 1 | 1 | 225 | -172.2131 | 0.23461 | 225 | -171.5974 | 0.23735 | 225 | -170.9057 | 0.24042 | -24.4232 | 31.0722 | 0 | 0 | 30.9822 | 0 | -24.5453 | 31.2275 | 0 | 0 | 0 | -24.668 | 31.3837 | 0 | 0 | 0 | -24.4232 | 0 | -73.6365 | 31.0722 | 62.2997 | 93.6834 | 0 | 0 | 0 | 0 | 0 | 0 | 30.9822 | 62.1193 | 93.412 | 0 | 0 | 0 | 3393.3195 | 796.1011 | 3393.3195 | 637.6317 | 1131.1065 | 3421.4128 | 812.0555 | 3421.4128 | 645.9387 | 1140.4709 | 3460.8165 | 832.0462 | 3460.8165 | 657.1659 | 1153.6055 | 15.0814 | 15.2063 | 15.3814 | 0.014952 | 0.014877 | 0.014803 | -5.4776 | 6.9688 | 0 | 0 | 6.9486 | 0 | -5.5229 | 7.0265 | 0 | 0 | 7.0061 | 0 | -5.5865 | 7.1074 | 0 | 0 | 7.0868 | 0 | -82.1633 | -82.8435 | -83.7976 | 104.5315 | 105.3969 | 106.6108 | 0 | 0 | 0 | 0 | 0 | 0 | 104.2287 | 105.0916 | 106.3019 | -5.4776 | 0 | -16.587 | 6.9688 | 13.9952 | 21.1026 | 0 | 0 | 0 | 0 | 0 | 0 | 6.9486 | 13.9547 | 21.0415 | 0 | 0 | 0 | 300 | -247.2131 | 0.17596 | 300 | -246.5974 | 0.17801 | 300 | -245.9057 | 0.18031 | -24.4232 | 31.0722 | 0 | 0 | 30.9822 | 0 | -24.5453 | 31.2275 | 0 | 0 | 0 | -24.668 | 31.3837 | 0 | 0 | 0 | -24.4232 | 0 | -73.6365 | 31.0722 | 62.2997 | 93.6834 | 0 | 0 | 0 | 0 | 0 | 0 | 30.9822 | 62.1193 | 93.412 | 0 | 0 | 0 | 18156.0697 | 3194.6743 | 18156.0697 | 2558.7522 | 0 | 18246.85 | 3248.0999 | 18246.85 | 2583.6579 | 0 | 18338.0843 | 3306.6184 | 18338.0843 | 2611.63 | 0 | 60.5202 | 60.8228 | 61.1269 | 0.06 | 0.059701 | 0.059404 | -21.9809 | 27.965 | 0 | 0 | 27.884 | 0 | -22.0908 | 28.1048 | 0 | 0 | 28.0234 | 0 | -22.2012 | 28.2453 | 0 | 0 | 28.1635 | 0 | -329.713 | -331.3615 | -333.0183 | 419.4745 | 421.5718 | 423.6797 | 0 | 0 | 0 | 0 | 0 | 0 | 418.2594 | 420.3507 | 422.4525 | -21.9809 | 0 | -66.2729 | 27.965 | 56.0698 | 84.3151 | 0 | 0 | 0 | 0 | 0 | 0 | 27.884 | 55.9073 | 84.0708 | 0 | 0 | 0
| 990 | Business | Lodging | HVAC | Gas | 02-314 | 02-314.07 | Misc Heating | [02-314]_Business_HVAC_Energy Recovery Ventilator (ERV)_ROB_Gas_per ton | HRV with sensible effectiveness of 50% (IECC 2015) | ERV with sensible effectiveness of 0.65 | ENGINEER | 409.7069 | 1.0993 | 0 | 0 | 0.30767 | 0 | 300 | 15 | 0 | 0.25758 | 0.40817 | 0.12932 | 0.20492 | 1 | 1 | Replace on Burnout | 7.2653 | 0.048815 | 6145.604 | 17.3979 | 0 | 0 | 41.292 | 364.6381 | 125.1956 | 0 | 0 | 0 | 1.1599 | 0 | 490.9935 | 110.3712 | 380.6223 | 4.4486 | 363.7331 | 126.6586 | 0 | 0 | 0 | 1.1599 | 0 | 491.5515 | 110.3712 | 381.1803 | 4.4536 | 364.7225 | 128.3062 | 0 | 0 | 0 | 1.1599 | 0 | 494.1885 | 110.3712 | 383.8173 | 4.4775 | per ton | 0.29418 | 843.4113 | 0.005 | 23151.9464 | 62.1219 | 0 | 0 | 147.4394 | 0 | 23267.7061 | 62.4325 | 0 | 0 | 0 | 23384.0447 | 62.7446 | 0 | 0 | 0 | 23151.9464 | 46419.6525 | 69803.6972 | 62.1219 | 124.5543 | 187.2989 | 0 | 0 | 0 | 0 | 0 | 0 | 147.4394 | 295.616 | 444.5334 | 0 | 0 | 0 | 23151.9464 | 62.1219 | 0 | 0 | 147.4394 | 0 | 23267.7061 | 62.4325 | 0 | 0 | 0 | 23384.0447 | 62.7446 | 0 | 0 | 0 | 23151.9464 | 0 | 69803.6972 | 62.1219 | 124.5543 | 187.2989 | 0 | 0 | 0 | 0 | 0 | 0 | 147.4394 | 295.616 | 444.5334 | 0 | 0 | 0 | 2992.8766 | 13314.0033 | 2992.8766 | 23181.4856 | 5142.0598 | 3015.7654 | 13431.0731 | 3015.7654 | 23499.7207 | 5181.3851 | 3047.1623 | 13643.7061 | 3047.1623 | 24034.5628 | 5235.3281 | 27.1165 | 27.3238 | 27.6083 | 0.031991 | 0.031832 | 0.031673 | 11109.7994 | 29.8101 | 0 | 0 | 70.7509 | 0 | 11194.7647 | 30.0381 | 0 | 0 | 71.292 | 0 | 11311.3125 | 30.3508 | 0 | 0 | 72.0342 | 0 | 166646.9914 | 167921.4711 | 169669.687 | 447.1512 | 450.5709 | 455.2617 | 0 | 0 | 0 | 0 | 0 | 0 | 1061.2641 | 1069.3804 | 1080.5136 | 11109.7994 | 0 | 33615.8766 | 29.8101 | 59.8481 | 90.1989 | 0 | 0 | 0 | 0 | 0 | 0 | 70.7509 | 142.043 | 214.0772 | 0 | 0 | 0 | 1 | 1 | 1 | 1 | 1 | 1 | 1 | 225 | 265.9935 | 2.1822 | 225 | 266.5515 | 2.1847 | 225 | 269.1885 | 2.1964 | 23151.9464 | 62.1219 | 0 | 0 | 147.4394 | 0 | 23267.7061 | 62.4325 | 0 | 0 | 0 | 23384.0447 | 62.7446 | 0 | 0 | 0 | 23151.9464 | 0 | 69803.6972 | 62.1219 | 124.5543 | 187.2989 | 0 | 0 | 0 | 0 | 0 | 0 | 147.4394 | 295.616 | 444.5334 | 0 | 0 | 0 | 10210.5487 | 22281.3921 | 10210.5487 | 38794.9256 | 3403.5162 | 10268.3489 | 22432.9896 | 10268.3489 | 39249.9533 | 3422.783 | 10333.2258 | 22695.83 | 10333.2258 | 39980.6584 | 3444.4086 | 45.3802 | 45.6371 | 45.9254 | 0.053538 | 0.053272 | 0.053006 | 18592.5894 | 49.8881 | 0 | 0 | 118.4039 | 0 | 18697.839 | 50.1705 | 0 | 0 | 119.0741 | 0 | 18815.9744 | 50.4875 | 0 | 0 | 119.8265 | 0 | 278888.8409 | 280467.5846 | 282239.6167 | 748.3211 | 752.5573 | 757.312 | 0 | 0 | 0 | 0 | 0 | 0 | 1776.0579 | 1786.1119 | 1797.3968 | 18592.5894 | 0 | 56106.4028 | 49.8881 | 100.0586 | 150.546 | 0 | 0 | 0 | 0 | 0 | 0 | 118.4039 | 237.478 | 357.3044 | 0 | 0 | 0 | 300 | 190.9935 | 1.6366 | 300 | 191.5515 | 1.6385 | 300 | 194.1885 | 1.6473 | 23151.9464 | 62.1219 | 0 | 0 | 147.4394 | 0 | 23267.7061 | 62.4325 | 0 | 0 | 0 | 23384.0447 | 62.7446 | 0 | 0 | 0 | 23151.9464 | 0 | 69803.6972 | 62.1219 | 124.5543 | 187.2989 | 0 | 0 | 0 | 0 | 0 | 0 | 147.4394 | 295.616 | 444.5334 | 0 | 0 | 0 | 15257.3096 | 24970.8003 | 15257.3096 | 43477.55 | 0 | 15333.5961 | 25124.1756 | 15333.5961 | 43958.5956 | 0 | 15410.2641 | 25385.253 | 15410.2641 | 44718.3085 | 0 | 50.8577 | 51.112 | 51.3675 | 0.06 | 0.059701 | 0.059404 | 20836.7518 | 55.9097 | 0 | 0 | 132.6954 | 0 | 20940.9355 | 56.1892 | 0 | 0 | 133.3589 | 0 | 21045.6402 | 56.4702 | 0 | 0 | 134.0257 | 0 | 312551.2765 | 314114.0329 | 315684.6031 | 838.645 | 842.8382 | 847.0524 | 0 | 0 | 0 | 0 | 0 | 0 | 1990.4316 | 2000.3838 | 2010.3857 | 20836.7518 | 0 | 62823.3275 | 55.9097 | 112.0989 | 168.569 | 0 | 0 | 0 | 0 | 0 | 0 | 132.6954 | 266.0544 | 400.0801 | 0 | 0 | 0
| 991 | Business | Other Commercial | HVAC | Gas | 02-314 | 02-314.08 | Misc Heating | [02-314]_Business_HVAC_Energy Recovery Ventilator (ERV)_ROB_Gas_per ton | HRV with sensible effectiveness of 50% (IECC 2015) | ERV with sensible effectiveness of 0.65 | ENGINEER | 85.9797 | 0.56363 | 0 | 0 | 0.17997 | 0 | 300 | 15 | 0 | 0.25758 | 0.40817 | 0.12932 | 0.20492 | 1 | 1 | Replace on Burnout | 21.5296 | 0.23261 | 1289.6952 | 8.9199 | 0 | 0 | 13.9343 | 76.5217 | 64.188 | 0 | 0 | 0 | 0.59466 | 0 | 141.3044 | 110.3712 | 30.9331 | 1.2803 | 76.3318 | 64.9381 | 0 | 0 | 0 | 0.59466 | 0 | 141.8646 | 110.3712 | 31.4933 | 1.2853 | 76.5394 | 65.7829 | 0 | 0 | 0 | 0.59466 | 0 | 142.9169 | 110.3712 | 32.5457 | 1.2949 | per ton | 0.42385 | 1610.634 | 0.005 | 9278.2803 | 60.8229 | 0 | 0 | 95.0144 | 0 | 9324.6717 | 61.127 | 0 | 0 | 0 | 9371.2951 | 61.4326 | 0 | 0 | 0 | 9278.2803 | 18602.952 | 27974.2471 | 60.8229 | 121.9499 | 183.3825 | 0 | 0 | 0 | 0 | 0 | 0 | 95.0144 | 190.5038 | 286.4707 | 0 | 0 | 0 | 9278.2803 | 60.8229 | 0 | 0 | 95.0144 | 0 | 9324.6717 | 61.127 | 0 | 0 | 0 | 9371.2951 | 61.4326 | 0 | 0 | 0 | 9278.2803 | 0 | 27974.2471 | 60.8229 | 121.9499 | 183.3825 | 0 | 0 | 0 | 0 | 0 | 0 | 95.0144 | 190.5038 | 286.4707 | 0 | 0 | 0 | 1926.605 | 2466.564 | 1926.605 | 3675.5786 | 3310.0991 | 1951.1707 | 2507.9176 | 1951.1707 | 3744.2225 | 3352.3054 | 1988.6856 | 2575.0985 | 1988.6856 | 3859.4536 | 3416.7597 | 17.4557 | 17.6783 | 18.0182 | 0.010784 | 0.01073 | 0.010677 | 1500.8338 | 9.8386 | 0 | 0 | 15.3693 | 0 | 1519.9706 | 9.964 | 0 | 0 | 15.5653 | 0 | 1549.1949 | 10.1556 | 0 | 0 | 15.8646 | 0 | 22512.5073 | 22799.559 | 23237.9228 | 147.5786 | 149.4603 | 152.334 | 0 | 0 | 0 | 0 | 0 | 0 | 230.5397 | 233.4793 | 237.9683 | 1500.8338 | 0 | 4569.9993 | 9.8386 | 19.8026 | 29.9582 | 0 | 0 | 0 | 0 | 0 | 0 | 15.3693 | 30.9346 | 46.7992 | 0 | 0 | 0 | 1 | 1 | 1 | 1 | 1 | 1 | 1 | 225 | -83.6956 | 0.62802 | 225 | -83.1354 | 0.63051 | 225 | -82.0831 | 0.63519 | 9278.2803 | 60.8229 | 0 | 0 | 95.0144 | 0 | 9324.6717 | 61.127 | 0 | 0 | 0 | 9371.2951 | 61.4326 | 0 | 0 | 0 | 9278.2803 | 0 | 27974.2471 | 60.8229 | 121.9499 | 183.3825 | 0 | 0 | 0 | 0 | 0 | 0 | 95.0144 | 190.5038 | 286.4707 | 0 | 0 | 0 | 14496.5695 | 9104.1275 | 14496.5695 | 13566.6198 | 4832.1898 | 14598.0872 | 9204.2275 | 14598.0872 | 13741.5502 | 4866.0291 | 14728.7573 | 9355.5047 | 14728.7573 | 14021.6525 | 4909.5858 | 64.4292 | 64.8804 | 65.4611 | 0.039803 | 0.039605 | 0.039408 | 5539.6019 | 36.3143 | 0 | 0 | 56.7284 | 0 | 5578.395 | 36.5686 | 0 | 0 | 57.1256 | 0 | 5628.3282 | 36.896 | 0 | 0 | 57.637 | 0 | 83094.0278 | 83675.9254 | 84424.9235 | 544.7149 | 548.5295 | 553.4395 | 0 | 0 | 0 | 0 | 0 | 0 | 850.9257 | 856.8847 | 864.5548 | 5539.6019 | 0 | 16746.3251 | 36.3143 | 72.883 | 109.7789 | 0 | 0 | 0 | 0 | 0 | 0 | 56.7284 | 113.854 | 171.491 | 0 | 0 | 0 | 300 | -158.6956 | 0.47101 | 300 | -158.1354 | 0.47288 | 300 | -157.0831 | 0.47639 | 9278.2803 | 60.8229 | 0 | 0 | 95.0144 | 0 | 9324.6717 | 61.127 | 0 | 0 | 0 | 9371.2951 | 61.4326 | 0 | 0 | 0 | 9278.2803 | 0 | 27974.2471 | 60.8229 | 121.9499 | 183.3825 | 0 | 0 | 0 | 0 | 0 | 0 | 95.0144 | 190.5038 | 286.4707 | 0 | 0 | 0 | 29136.3687 | 13723.6545 | 29136.3687 | 20450.4608 | 0 | 29282.0506 | 13846.9506 | 29282.0506 | 20672.9533 | 0 | 29428.4608 | 14019.4161 | 29428.4608 | 21011.7345 | 0 | 97.1212 | 97.6068 | 98.0949 | 0.06 | 0.059701 | 0.059404 | 8350.4523 | 54.7406 | 0 | 0 | 85.5129 | 0 | 8392.2045 | 55.0143 | 0 | 0 | 85.9405 | 0 | 8434.1656 | 55.2894 | 0 | 0 | 86.3702 | 0 | 125256.7841 | 125883.068 | 126512.4833 | 821.1088 | 825.2143 | 829.3404 | 0 | 0 | 0 | 0 | 0 | 0 | 1282.6941 | 1289.1076 | 1295.5531 | 8350.4523 | 0 | 25176.8224 | 54.7406 | 109.7549 | 165.0442 | 0 | 0 | 0 | 0 | 0 | 0 | 85.5129 | 171.4534 | 257.8237 | 0 | 0 | 0
| 992 | Business | Food Sales | HVAC | Gas | 02-314 | 02-314.09 | Misc Heating | [02-314]_Business_HVAC_Energy Recovery Ventilator (ERV)_ROB_Gas_per ton | HRV with sensible effectiveness of 50% (IECC 2015) | ERV with sensible effectiveness of 0.65 | ENGINEER | 53.1929 | 0.67026 | 0 | 0 | 0.15847 | 0 | 300 | 15 | 0 | 0.25758 | 0.40817 | 0.12932 | 0.20492 | 1 | 1 | Replace on Burnout | 21.8823 | 0.37599 | 797.8941 | 10.6075 | 0 | 0 | 13.7097 | 47.3416 | 76.3317 | 0 | 0 | 0 | 0.70717 | 0 | 124.3804 | 110.3712 | 14.0092 | 1.1269 | 47.2241 | 77.2237 | 0 | 0 | 0 | 0.70717 | 0 | 125.155 | 110.3712 | 14.7837 | 1.1339 | 47.3525 | 78.2283 | 0 | 0 | 0 | 0.70717 | 0 | 126.288 | 110.3712 | 15.9167 | 1.1442 | per ton | 0.47671 | 856.1628 | 0.005 | 3051.3016 | 38.4483 | 0 | 0 | 49.6927 | 0 | 3066.5581 | 38.6406 | 0 | 0 | 0 | 3081.8909 | 38.8338 | 0 | 0 | 0 | 3051.3016 | 6117.8598 | 9199.7507 | 38.4483 | 77.0889 | 115.9226 | 0 | 0 | 0 | 0 | 0 | 0 | 49.6927 | 99.6339 | 149.8248 | 0 | 0 | 0 | 3051.3016 | 38.4483 | 0 | 0 | 49.6927 | 0 | 3066.5581 | 38.6406 | 0 | 0 | 0 | 3081.8909 | 38.8338 | 0 | 0 | 0 | 3051.3016 | 0 | 9199.7507 | 38.4483 | 77.0889 | 115.9226 | 0 | 0 | 0 | 0 | 0 | 0 | 49.6927 | 99.6339 | 149.8248 | 0 | 0 | 0 | 202.0932 | 227.7445 | 202.0932 | 288.1442 | 347.2163 | 205.7105 | 233.2645 | 205.7105 | 294.959 | 353.4311 | 210.9572 | 241.3795 | 210.9572 | 305.6161 | 362.4455 | 1.831 | 1.8638 | 1.9113 | 0.002128 | 0.0021174 | 0.0021069 | 97.398 | 1.2273 | 0 | 0 | 1.5862 | 0 | 99.1413 | 1.2492 | 0 | 0 | 1.6146 | 0 | 101.6699 | 1.2811 | 0 | 0 | 1.6558 | 0 | 1460.9693 | 1487.1193 | 1525.0488 | 18.4091 | 18.7386 | 19.2166 | 0 | 0 | 0 | 0 | 0 | 0 | 23.793 | 24.2188 | 24.8366 | 97.398 | 0 | 298.2092 | 1.2273 | 2.4765 | 3.7576 | 0 | 0 | 0 | 0 | 0 | 0 | 1.5862 | 3.2008 | 4.8566 | 0 | 0 | 0 | 1 | 1 | 1 | 1 | 1 | 1 | 1 | 225 | -100.6196 | 0.5528 | 225 | -99.845 | 0.55624 | 225 | -98.712 | 0.56128 | 3051.3016 | 38.4483 | 0 | 0 | 49.6927 | 0 | 3066.5581 | 38.6406 | 0 | 0 | 0 | 3081.8909 | 38.8338 | 0 | 0 | 0 | 3051.3016 | 0 | 9199.7507 | 38.4483 | 77.0889 | 115.9226 | 0 | 0 | 0 | 0 | 0 | 0 | 49.6927 | 99.6339 | 149.8248 | 0 | 0 | 0 | 4861.5472 | 2687.4729 | 4861.5472 | 3400.2124 | 1620.5157 | 4903.2539 | 2727.407 | 4903.2539 | 3448.7595 | 1634.418 | 4959.54 | 2783.6897 | 4959.54 | 3524.4928 | 1653.18 | 21.6069 | 21.7922 | 22.0424 | 0.025111 | 0.024986 | 0.024862 | 1149.3333 | 14.4823 | 0 | 0 | 18.7177 | 0 | 1159.1933 | 14.6066 | 0 | 0 | 18.8783 | 0 | 1172.5001 | 14.7742 | 0 | 0 | 19.095 | 0 | 17239.9993 | 17387.8992 | 17587.5009 | 217.2348 | 219.0985 | 221.6136 | 0 | 0 | 0 | 0 | 0 | 0 | 280.7662 | 283.1748 | 286.4255 | 1149.3333 | 0 | 3481.0266 | 14.4823 | 29.0889 | 43.8631 | 0 | 0 | 0 | 0 | 0 | 0 | 18.7177 | 37.5961 | 56.6911 | 0 | 0 | 0 | 300 | -175.6196 | 0.4146 | 300 | -174.845 | 0.41718 | 300 | -173.712 | 0.42096 | 3051.3016 | 38.4483 | 0 | 0 | 49.6927 | 0 | 3066.5581 | 38.6406 | 0 | 0 | 0 | 3081.8909 | 38.8338 | 0 | 0 | 0 | 3051.3016 | 0 | 9199.7507 | 38.4483 | 77.0889 | 115.9226 | 0 | 0 | 0 | 0 | 0 | 0 | 49.6927 | 99.6339 | 149.8248 | 0 | 0 | 0 | 13767.0975 | 5707.859 | 13767.0975 | 7221.6294 | 0 | 13835.933 | 5772.1191 | 13835.933 | 7298.7459 | 0 | 13905.1127 | 5853.4942 | 13905.1127 | 7411.2423 | 0 | 45.8903 | 46.1198 | 46.3504 | 0.053333 | 0.053068 | 0.052804 | 2441.0413 | 30.7587 | 0 | 0 | 39.7542 | 0 | 2453.2465 | 30.9124 | 0 | 0 | 39.9529 | 0 | 2465.5127 | 31.067 | 0 | 0 | 40.1527 | 0 | 36615.6195 | 36798.6976 | 36982.6911 | 461.3798 | 463.6867 | 466.0052 | 0 | 0 | 0 | 0 | 0 | 0 | 596.3125 | 599.2941 | 602.2906 | 2441.0413 | 0 | 7359.8006 | 30.7587 | 61.6711 | 92.7381 | 0 | 0 | 0 | 0 | 0 | 0 | 39.7542 | 79.7071 | 119.8598 | 0 | 0 | 0
| 993 | Business | Manufacturing/Industrial | HVAC | Gas | 02-314 | 02-314.10 | Misc Heating | [02-314]_Business_HVAC_Energy Recovery Ventilator (ERV)_ROB_Gas_per ton | HRV with sensible effectiveness of 50% (IECC 2015) | ERV with sensible effectiveness of 0.65 | ENGINEER | -0.3632 | 0.67534 | 0 | 0 | 0.16616 | 0 | 300 | 15 | 0 | 0.25758 | 0.40817 | 0.12932 | 0.20492 | 1 | 1 | Replace on Burnout | 28.125 | -55.0663 | -5.448 | 10.6879 | 0 | 0 | 10.6667 | -0.32325 | 76.91 | 0 | 0 | 0 | 0.71252 | 0 | 77.2992 | 126.4603 | -49.161 | 0.61125 | -0.32244 | 77.8088 | 0 | 0 | 0 | 0.71252 | 0 | 78.1988 | 126.4603 | -48.2614 | 0.61837 | -0.32332 | 78.8209 | 0 | 0 | 0 | 0.71252 | 0 | 79.2101 | 126.4603 | -47.2502 | 0.62636 | per ton | 1.6767 | 6946.7324 | 0.005 | -169.0439 | 314.3253 | 0 | 0 | 313.7023 | 0 | -169.8891 | 315.8969 | 0 | 0 | 0 | -170.7386 | 317.4764 | 0 | 0 | 0 | -169.0439 | -338.9331 | -509.6717 | 314.3253 | 630.2222 | 947.6986 | 0 | 0 | 0 | 0 | 0 | 0 | 313.7023 | 628.9732 | 945.8204 | 0 | 0 | 0 | -169.0439 | 314.3253 | 0 | 0 | 313.7023 | 0 | -169.8891 | 315.8969 | 0 | 0 | 0 | -170.7386 | 317.4764 | 0 | 0 | 0 | -169.0439 | 0 | -509.6717 | 314.3253 | 630.2222 | 947.6986 | 0 | 0 | 0 | 0 | 0 | 0 | 313.7023 | 628.9732 | 945.8204 | 0 | 0 | 0 | 2187.7427 | 1337.2649 | 2187.7427 | 1171.6397 | 3002.2102 | 2221.261 | 1373.5541 | 2221.261 | 1195.2039 | 3048.2069 | 2255.1309 | 1412.5318 | 2255.1309 | 1220.5162 | 3094.6862 | 17.2998 | 17.5649 | 17.8327 | 0.002478 | 0.0024656 | 0.0024534 | -6.2833 | 11.6833 | 0 | 0 | 11.6602 | 0 | -6.3795 | 11.8623 | 0 | 0 | 11.8388 | 0 | -6.4768 | 12.0432 | 0 | 0 | 12.0193 | 0 | -94.2492 | -95.6932 | -97.1523 | 175.2497 | 177.9347 | 180.6479 | 0 | 0 | 0 | 0 | 0 | 0 | 174.9024 | 177.5821 | 180.2899 | -6.2833 | 0 | -19.1396 | 11.6833 | 23.5456 | 35.5888 | 0 | 0 | 0 | 0 | 0 | 0 | 11.6602 | 23.499 | 35.5183 | 0 | 0 | 0 | 1 | 1 | 1 | 1 | 1 | 1 | 1 | 225 | -147.7008 | 0.34355 | 225 | -146.8012 | 0.34755 | 225 | -145.7899 | 0.35204 | -169.0439 | 314.3253 | 0 | 0 | 313.7023 | 0 | -169.8891 | 315.8969 | 0 | 0 | 0 | -170.7386 | 317.4764 | 0 | 0 | 0 | -169.0439 | 0 | -509.6717 | 314.3253 | 630.2222 | 947.6986 | 0 | 0 | 0 | 0 | 0 | 0 | 313.7023 | 628.9732 | 945.8204 | 0 | 0 | 0 | 34528.9672 | 11862.503 | 34528.9672 | 10393.2887 | 11509.6557 | 34812.2945 | 12099.0259 | 34812.2945 | 10528.0186 | 11604.0982 | 35152.451 | 12375.2405 | 35152.451 | 10692.9851 | 11717.4837 | 153.4621 | 154.7213 | 156.2331 | 0.021981 | 0.021872 | 0.021763 | -55.7372 | 103.6394 | 0 | 0 | 103.434 | 0 | -56.1946 | 104.4898 | 0 | 0 | 104.2828 | 0 | -56.7437 | 105.5108 | 0 | 0 | 105.3017 | 0 | -836.0582 | -842.9185 | -851.1548 | 1554.5914 | 1567.3476 | 1582.6624 | 0 | 0 | 0 | 0 | 0 | 0 | 1551.5105 | 1564.2414 | 1579.5258 | -55.7372 | 0 | -168.6754 | 103.6394 | 208.1293 | 313.6401 | 0 | 0 | 0 | 0 | 0 | 0 | 103.434 | 207.7168 | 313.0185 | 0 | 0 | 0 | 300 | -222.7008 | 0.25766 | 300 | -221.8012 | 0.26066 | 300 | -220.7899 | 0.26403 | -169.0439 | 314.3253 | 0 | 0 | 313.7023 | 0 | -169.8891 | 315.8969 | 0 | 0 | 0 | -170.7386 | 317.4764 | 0 | 0 | 0 | -169.0439 | 0 | -509.6717 | 314.3253 | 630.2222 | 947.6986 | 0 | 0 | 0 | 0 | 0 | 0 | 313.7023 | 628.9732 | 945.8204 | 0 | 0 | 0 | 125666.3894 | 32379.7245 | 125666.3894 | 28369.3773 | 0 | 126294.7214 | 32920.333 | 126294.7214 | 28645.767 | 0 | 126926.195 | 33512.7882 | 126926.195 | 28957.154 | 0 | 418.888 | 420.9824 | 423.0873 | 0.06 | 0.059701 | 0.059404 | -152.1395 | 282.8928 | 0 | 0 | 282.3321 | 0 | -152.9002 | 284.3072 | 0 | 0 | 283.7438 | 0 | -153.6647 | 285.7288 | 0 | 0 | 285.1625 | 0 | -2282.093 | -2293.5034 | -2304.9709 | 4243.3913 | 4264.6082 | 4285.9313 | 0 | 0 | 0 | 0 | 0 | 0 | 4234.9815 | 4256.1564 | 4277.4372 | -152.1395 | 0 | -458.7045 | 282.8928 | 567.2 | 852.9287 | 0 | 0 | 0 | 0 | 0 | 0 | 282.3321 | 566.0759 | 851.2383 | 0 | 0 | 0
| 994 | Business | Office | HVAC | Electric | 02-469 | 02-469.01 | HVAC Control | [02-469]_Business_HVAC_Fresh Air controlled by CO2 monitors_ADD_Electric_per ksf | No fresh air control | Fresh air control | ENGINEER | 816.2209 | 0 | 0 | 0 | 0.32364 | 0 | 204.0094 | 10 | 0.632 | 0.23 | 0.36 | 0.19 | 0.22 | 1 | 1 | Additions on Existing | 6.4286 | 0.024994 | 8162.2088 | 0 | 0 | 0 | 31.7347 | 527.8298 | 0 | 0 | 0 | 745.2282 | 0 | 0 | 1273.0581 | 85.3442 | 1187.7139 | 14.9167 | 522.3775 | 0 | 0 | 0 | 761.4141 | 0 | 0 | 1283.7916 | 85.3442 | 1198.4474 | 15.0425 | 518.9436 | 0 | 0 | 0 | 782.2126 | 0 | 0 | 1301.1562 | 85.3442 | 1215.812 | 15.246 | per ksf | 0.33098 | 8132.2394 | 0.005 | 1437061.4326 | 0 | 0 | 0 | 5295.733 | 360.1208 | 1390274.8056 | 0 | 0 | 0 | 348.3963 | 1279609.4603 | 0 | 0 | 0 | 320.6641 | 1437061.4326 | 2827336.2382 | 4106945.6986 | 0 | 0 | 0 | 0 | 0 | 0 | 0 | 0 | 0 | 5295.733 | 10419.0521 | 15134.5569 | 360.1208 | 708.5171 | 1029.1812 | 1437061.4326 | 0 | 0 | 0 | 5295.733 | 360.1208 | 1390274.8056 | 0 | 0 | 0 | 348.3963 | 1279609.4603 | 0 | 0 | 0 | 320.6641 | 1437061.4326 | 708.5171 | 4106945.6986 | 0 | 0 | 0 | 0 | 0 | 0 | 0 | 0 | 0 | 5295.733 | 10419.0521 | 15134.5569 | 360.1208 | 708.5171 | 1029.1812 | 53108.5816 | 792207.3264 | 53108.5816 | 876856.6786 | 73843.8055 | 51483.8796 | 774447.0531 | 51483.8796 | 852502.4229 | 71584.7699 | 47695.9875 | 727172.1245 | 47695.9875 | 797349.8307 | 66317.9681 | 622.2869 | 603.2498 | 558.8661 | 0.07614 | 0.075761 | 0.075385 | 507923.5402 | 0 | 0 | 0 | 1871.7554 | 127.2832 | 492385.1026 | 0 | 0 | 0 | 1814.4945 | 123.3894 | 456158.1963 | 0 | 0 | 0 | 1680.9943 | 114.3111 | 5079235.4022 | 4923851.0256 | 4561581.9635 | 0 | 0 | 0 | 0 | 0 | 0 | 0 | 0 | 0 | 18717.5539 | 18144.9449 | 16809.9427 | 507923.5402 | 250.6726 | 1456466.8391 | 0 | 0 | 0 | 0 | 0 | 0 | 0 | 0 | 0 | 1871.7554 | 3686.2499 | 5367.2441 | 127.2832 | 250.6726 | 364.9837 | 1 | 1 | 1 | 1 | 1 | 1 | 1 | 153.0071 | 1120.051 | 8.3203 | 153.0071 | 1130.7845 | 8.3904 | 153.0071 | 1148.1491 | 8.5039 | 1437061.4326 | 0 | 0 | 0 | 5295.733 | 360.1208 | 1390274.8056 | 0 | 0 | 0 | 348.3963 | 1279609.4603 | 0 | 0 | 0 | 320.6641 | 1437061.4326 | 708.5171 | 4106945.6986 | 0 | 0 | 0 | 0 | 0 | 0 | 0 | 0 | 0 | 5295.733 | 10419.0521 | 15134.5569 | 360.1208 | 708.5171 | 1029.1812 | 161996.0967 | 1347849.0907 | 161996.0967 | 1491870.1677 | 53998.6989 | 156791.9418 | 1315548.2213 | 156791.9418 | 1448140.3753 | 52263.9806 | 144523.0429 | 1229008.9417 | 144523.0429 | 1347617.7629 | 48174.3476 | 1058.7491 | 1024.7366 | 944.5514 | 0.12954 | 0.1289 | 0.12826 | 864173.1262 | 0 | 0 | 0 | 3184.5752 | 216.5577 | 836411.4025 | 0 | 0 | 0 | 3082.2701 | 209.6008 | 770962.5868 | 0 | 0 | 0 | 2841.0839 | 193.1996 | 8641731.2618 | 8364114.0249 | 7709625.868 | 0 | 0 | 0 | 0 | 0 | 0 | 0 | 0 | 0 | 31845.7519 | 30822.7011 | 28410.8386 | 864173.1262 | 426.1585 | 2471547.1155 | 0 | 0 | 0 | 0 | 0 | 0 | 0 | 0 | 0 | 3184.5752 | 6266.8453 | 9107.9292 | 216.5577 | 426.1585 | 619.3581 | 204.0094 | 1069.0486 | 6.2402 | 204.0094 | 1079.7822 | 6.2928 | 204.0094 | 1097.1468 | 6.3779 | 1437061.4326 | 0 | 0 | 0 | 5295.733 | 360.1208 | 1390274.8056 | 0 | 0 | 0 | 348.3963 | 1279609.4603 | 0 | 0 | 0 | 320.6641 | 1437061.4326 | 708.5171 | 4106945.6986 | 0 | 0 | 0 | 0 | 0 | 0 | 0 | 0 | 0 | 5295.733 | 10419.0521 | 15134.5569 | 360.1208 | 708.5171 | 1029.1812 | 251429.3106 | 1568967.2828 | 251429.3106 | 1736615.3967 | 0 | 243243.4884 | 1530683.9189 | 243243.4884 | 1684959.2808 | 0 | 223881.3993 | 1427898.1197 | 223881.3993 | 1565701.2772 | 0 | 1232.4397 | 1192.315 | 1097.4071 | 0.1508 | 0.15005 | 0.1493 | 1005943.0028 | 0 | 0 | 0 | 3707.0131 | 252.0846 | 973192.364 | 0 | 0 | 0 | 3586.3233 | 243.8774 | 895726.6222 | 0 | 0 | 0 | 3300.8534 | 224.4649 | 10059430.0281 | 9731923.6395 | 8957266.2224 | 0 | 0 | 0 | 0 | 0 | 0 | 0 | 0 | 0 | 37070.1313 | 35863.2334 | 33008.5337 | 1005943.0028 | 495.962 | 2874861.989 | 0 | 0 | 0 | 0 | 0 | 0 | 0 | 0 | 0 | 3707.0131 | 7293.3365 | 10594.1898 | 252.0846 | 495.962 | 720.4269
| 995 | Business | Retail | HVAC | Electric | 02-469 | 02-469.02 | HVAC Control | [02-469]_Business_HVAC_Fresh Air controlled by CO2 monitors_ADD_Electric_per ksf | No fresh air control | Fresh air control | ENGINEER | 917.2873 | 0 | 0 | 0 | 0.23259 | 0 | 396.4595 | 10 | 0.632 | 0.23 | 0.36 | 0.19 | 0.22 | 1 | 1 | Additions on Existing | 11.1165 | 0.043221 | 9172.8732 | 0 | 0 | 0 | 35.6641 | 593.187 | 0 | 0 | 0 | 535.5626 | 0 | 0 | 1128.7496 | 165.8527 | 962.8969 | 6.8057 | 587.0596 | 0 | 0 | 0 | 547.1947 | 0 | 0 | 1134.2543 | 165.8527 | 968.4015 | 6.8389 | 583.2004 | 0 | 0 | 0 | 562.1417 | 0 | 0 | 1145.3421 | 165.8527 | 979.4894 | 6.9058 | per ksf | 0.2205 | 1889.4362 | 0.005 | 375227.8752 | 0 | 0 | 0 | 1382.7569 | 60.13 | 363011.5244 | 0 | 0 | 0 | 58.1723 | 334115.9452 | 0 | 0 | 0 | 53.5419 | 375227.8752 | 738239.3996 | 1072355.3449 | 0 | 0 | 0 | 0 | 0 | 0 | 0 | 0 | 0 | 1382.7569 | 2720.4952 | 3951.7501 | 60.13 | 118.3024 | 171.8442 | 375227.8752 | 0 | 0 | 0 | 1382.7569 | 60.13 | 363011.5244 | 0 | 0 | 0 | 58.1723 | 334115.9452 | 0 | 0 | 0 | 53.5419 | 375227.8752 | 118.3024 | 1072355.3449 | 0 | 0 | 0 | 0 | 0 | 0 | 0 | 0 | 0 | 1382.7569 | 2720.4952 | 3951.7501 | 60.13 | 118.3024 | 171.8442 | 6035.3689 | 41075.114 | 6035.3689 | 53956.7099 | 8391.7625 | 5852.6636 | 40025.9194 | 5852.6636 | 52396.2545 | 8137.7235 | 5460.1952 | 37706.8916 | 5460.1952 | 49277.1722 | 7592.0233 | 36.3899 | 35.2883 | 32.9219 | 0.019164 | 0.019069 | 0.018974 | 33380.0163 | 0 | 0 | 0 | 123.0091 | 5.3491 | 32369.5222 | 0 | 0 | 0 | 119.2853 | 5.1872 | 30198.8839 | 0 | 0 | 0 | 111.2863 | 4.8394 | 333800.1631 | 323695.2215 | 301988.8385 | 0 | 0 | 0 | 0 | 0 | 0 | 0 | 0 | 0 | 1230.0912 | 1192.8533 | 1112.8628 | 33380.0163 | 10.5363 | 95948.4223 | 0 | 0 | 0 | 0 | 0 | 0 | 0 | 0 | 0 | 123.0091 | 242.2944 | 353.5807 | 5.3491 | 10.5363 | 15.3757 | 1 | 1 | 1 | 1 | 1 | 1 | 1 | 297.3446 | 831.405 | 3.7961 | 297.3446 | 836.9096 | 3.8146 | 297.3446 | 847.9975 | 3.8519 | 375227.8752 | 0 | 0 | 0 | 1382.7569 | 60.13 | 363011.5244 | 0 | 0 | 0 | 58.1723 | 334115.9452 | 0 | 0 | 0 | 53.5419 | 375227.8752 | 118.3024 | 1072355.3449 | 0 | 0 | 0 | 0 | 0 | 0 | 0 | 0 | 0 | 1382.7569 | 2720.4952 | 3951.7501 | 60.13 | 118.3024 | 171.8442 | 54001.1223 | 204993.6049 | 54001.1223 | 269281.7963 | 18000.3741 | 52275.1813 | 199409.5119 | 52275.1813 | 261038.6393 | 17425.0604 | 48283.394 | 185982.8616 | 48283.394 | 243051.3125 | 16094.4647 | 181.6112 | 175.8067 | 162.3819 | 0.095641 | 0.095165 | 0.094692 | 166589.6748 | 0 | 0 | 0 | 613.9017 | 26.6959 | 161265.2677 | 0 | 0 | 0 | 594.2807 | 25.8426 | 148950.8838 | 0 | 0 | 0 | 548.9008 | 23.8693 | 1665896.7475 | 1612652.6772 | 1489508.838 | 0 | 0 | 0 | 0 | 0 | 0 | 0 | 0 | 0 | 6139.0169 | 5942.8065 | 5489.0076 | 166589.6748 | 52.5385 | 476805.8263 | 0 | 0 | 0 | 0 | 0 | 0 | 0 | 0 | 0 | 613.9017 | 1208.1823 | 1757.0831 | 26.6959 | 52.5385 | 76.4078 | 396.4595 | 732.2901 | 2.8471 | 396.4595 | 737.7948 | 2.861 | 396.4595 | 748.8826 | 2.8889 | 375227.8752 | 0 | 0 | 0 | 1382.7569 | 60.13 | 363011.5244 | 0 | 0 | 0 | 58.1723 | 334115.9452 | 0 | 0 | 0 | 53.5419 | 375227.8752 | 118.3024 | 1072355.3449 | 0 | 0 | 0 | 0 | 0 | 0 | 0 | 0 | 0 | 1382.7569 | 2720.4952 | 3951.7501 | 60.13 | 118.3024 | 171.8442 | 105414.8738 | 300123.9704 | 105414.8738 | 394246.064 | 0 | 101982.8658 | 291768.7654 | 101982.8658 | 381942.2695 | 0 | 93865.0685 | 271169.2251 | 93865.0685 | 354376.933 | 0 | 265.8906 | 257.234 | 236.7583 | 0.14002 | 0.13933 | 0.13863 | 243898.1189 | 0 | 0 | 0 | 898.792 | 39.0845 | 235957.4909 | 0 | 0 | 0 | 869.5299 | 37.812 | 217175.3644 | 0 | 0 | 0 | 800.3156 | 34.8022 | 2438981.189 | 2359574.9086 | 2171753.6441 | 0 | 0 | 0 | 0 | 0 | 0 | 0 | 0 | 0 | 8987.9201 | 8695.299 | 8003.1565 | 243898.1189 | 76.8965 | 697030.9742 | 0 | 0 | 0 | 0 | 0 | 0 | 0 | 0 | 0 | 898.792 | 1768.3219 | 2568.6376 | 39.0845 | 76.8965 | 111.6987
| 996 | Business | Food Service | HVAC | Electric | 02-469 | 02-469.03 | HVAC Control | [02-469]_Business_HVAC_Fresh Air controlled by CO2 monitors_ADD_Electric_per ksf | No fresh air control | Fresh air control | ENGINEER | 821.2046 | 0 | 0 | 0 | 0.4011 | 0 | 230.265 | 10 | 0.632 | 0.23 | 0.36 | 0.19 | 0.22 | 1 | 1 | Additions on Existing | 7.2119 | 0.02804 | 8212.0456 | 0 | 0 | 0 | 31.9284 | 531.0526 | 0 | 0 | 0 | 923.5936 | 0 | 0 | 1745.5755 | 96.3278 | 1649.2476 | 18.1212 | 525.5671 | 0 | 0 | 0 | 943.6534 | 0 | 0 | 1763.0645 | 96.3278 | 1666.7367 | 18.3028 | 522.1121 | 0 | 0 | 0 | 969.43 | 0 | 0 | 1789.8505 | 96.3278 | 1693.5227 | 18.5808 | per ksf | 0.0055345 | 8.8719 | 0.005 | 1577.3344 | 0 | 0 | 0 | 5.8127 | 0.48691 | 1525.9809 | 0 | 0 | 0 | 0.47105 | 1404.5134 | 0 | 0 | 0 | 0.43356 | 1577.3344 | 3103.3153 | 4507.8287 | 0 | 0 | 0 | 0 | 0 | 0 | 0 | 0 | 0 | 5.8127 | 11.4361 | 16.6119 | 0.48691 | 0.95796 | 1.3915 | 1577.3344 | 0 | 0 | 0 | 5.8127 | 0.48691 | 1525.9809 | 0 | 0 | 0 | 0.47105 | 1404.5134 | 0 | 0 | 0 | 0.43356 | 1577.3344 | 0.95796 | 4507.8287 | 0 | 0 | 0 | 0 | 0 | 0 | 0 | 0 | 0 | 5.8127 | 11.4361 | 16.6119 | 0.48691 | 0.95796 | 1.3915 | 45.6977 | 828.0972 | 45.6977 | 866.6188 | 63.5395 | 44.4003 | 812.6476 | 44.4003 | 845.6129 | 61.7355 | 41.3162 | 767.6881 | 41.3162 | 795.4906 | 57.4472 | 0.4744 | 0.46093 | 0.42891 | 0.053206 | 0.052941 | 0.052678 | 389.5776 | 0 | 0 | 0 | 1.4356 | 0.12026 | 378.517 | 0 | 0 | 0 | 1.3949 | 0.11684 | 352.2244 | 0 | 0 | 0 | 1.298 | 0.10873 | 3895.7764 | 3785.17 | 3522.2437 | 0 | 0 | 0 | 0 | 0 | 0 | 0 | 0 | 0 | 14.3564 | 13.9488 | 12.9799 | 389.5776 | 0.2371 | 1120.319 | 0 | 0 | 0 | 0 | 0 | 0 | 0 | 0 | 0 | 1.4356 | 2.8305 | 4.1285 | 0.12026 | 0.2371 | 0.34583 | 1 | 1 | 1 | 1 | 1 | 1 | 1 | 172.6988 | 1572.8767 | 10.1076 | 172.6988 | 1590.3658 | 10.2089 | 172.6988 | 1617.1517 | 10.364 | 1577.3344 | 0 | 0 | 0 | 5.8127 | 0.48691 | 1525.9809 | 0 | 0 | 0 | 0.47105 | 1404.5134 | 0 | 0 | 0 | 0.43356 | 1577.3344 | 0.95796 | 4507.8287 | 0 | 0 | 0 | 0 | 0 | 0 | 0 | 0 | 0 | 5.8127 | 11.4361 | 16.6119 | 0.48691 | 0.95796 | 1.3915 | 183.5443 | 1855.1984 | 183.5443 | 1941.4989 | 61.1814 | 177.7068 | 1814.1915 | 177.7068 | 1887.7848 | 59.2356 | 163.883 | 1698.4834 | 163.883 | 1759.9955 | 54.6277 | 1.0628 | 1.029 | 0.94895 | 0.1192 | 0.11861 | 0.11802 | 872.7766 | 0 | 0 | 0 | 3.2163 | 0.26942 | 845.0186 | 0 | 0 | 0 | 3.114 | 0.26085 | 779.2843 | 0 | 0 | 0 | 2.8718 | 0.24056 | 8727.7656 | 8450.1859 | 7792.8426 | 0 | 0 | 0 | 0 | 0 | 0 | 0 | 0 | 0 | 32.1628 | 31.1399 | 28.7175 | 872.7766 | 0.53026 | 2497.0794 | 0 | 0 | 0 | 0 | 0 | 0 | 0 | 0 | 0 | 3.2163 | 6.3303 | 9.202 | 0.26942 | 0.53026 | 0.77082 | 230.265 | 1515.3105 | 7.5807 | 230.265 | 1532.7995 | 7.6567 | 230.265 | 1559.5855 | 7.773 | 1577.3344 | 0 | 0 | 0 | 5.8127 | 0.48691 | 1525.9809 | 0 | 0 | 0 | 0.47105 | 1404.5134 | 0 | 0 | 0 | 0.43356 | 1577.3344 | 0.95796 | 4507.8287 | 0 | 0 | 0 | 0 | 0 | 0 | 0 | 0 | 0 | 5.8127 | 11.4361 | 16.6119 | 0.48691 | 0.95796 | 1.3915 | 287.4841 | 2179.3371 | 287.4841 | 2280.716 | 0 | 278.1244 | 2129.5082 | 278.1244 | 2215.8924 | 0 | 255.9858 | 1989.7781 | 255.9858 | 2061.8397 | 0 | 1.2485 | 1.2078 | 1.1117 | 0.14002 | 0.13933 | 0.13863 | 1025.2674 | 0 | 0 | 0 | 3.7782 | 0.31649 | 991.8876 | 0 | 0 | 0 | 3.6552 | 0.30618 | 912.9337 | 0 | 0 | 0 | 3.3643 | 0.28181 | 10252.6736 | 9918.8758 | 9129.337 | 0 | 0 | 0 | 0 | 0 | 0 | 0 | 0 | 0 | 37.7823 | 36.5522 | 33.6426 | 1025.2674 | 0.62267 | 2930.0886 | 0 | 0 | 0 | 0 | 0 | 0 | 0 | 0 | 0 | 3.7782 | 7.4334 | 10.7977 | 0.31649 | 0.62267 | 0.90449
| 997 | Business | Healthcare/Hospitals | HVAC | Electric | 02-469 | 02-469.04 | HVAC Control | [02-469]_Business_HVAC_Fresh Air controlled by CO2 monitors_ADD_Electric_per ksf | No fresh air control | Fresh air control | ENGINEER | 1517.7626 | 0 | 0 | 0 | 0.4037 | 0 | 79.6951 | 10 | 0.632 | 0.23 | 0.36 | 0.19 | 0.22 | 1 | 1 | Additions on Existing | 1.3505 | 0.0052508 | 15177.626 | 0 | 0 | 0 | 59.0106 | 981.4995 | 0 | 0 | 0 | 929.5656 | 0 | 0 | 1911.0651 | 27.403 | 1883.6621 | 69.7393 | 971.3609 | 0 | 0 | 0 | 949.7551 | 0 | 0 | 1921.116 | 27.403 | 1893.7131 | 70.1061 | 964.9755 | 0 | 0 | 0 | 975.6984 | 0 | 0 | 1940.6738 | 27.403 | 1913.2709 | 70.8198 | per ksf | 0.95835 | 2602.8873 | 0.005 | 855296.486 | 0 | 0 | 0 | 3151.8638 | 143.7753 | 827450.4686 | 0 | 0 | 0 | 139.0944 | 761585.7263 | 0 | 0 | 0 | 128.0225 | 855296.486 | 1682746.9546 | 2444332.6809 | 0 | 0 | 0 | 0 | 0 | 0 | 0 | 0 | 0 | 3151.8638 | 6201.1118 | 9007.6409 | 143.7753 | 282.8696 | 410.8921 | 855296.486 | 0 | 0 | 0 | 3151.8638 | 143.7753 | 827450.4686 | 0 | 0 | 0 | 139.0944 | 761585.7263 | 0 | 0 | 0 | 128.0225 | 855296.486 | 282.8696 | 2444332.6809 | 0 | 0 | 0 | 0 | 0 | 0 | 0 | 0 | 0 | 3151.8638 | 6201.1118 | 9007.6409 | 143.7753 | 282.8696 | 410.8921 | 7262.2501 | 506464.5811 | 7262.2501 | 652528.1272 | 13858.309 | 7029.4011 | 492804.115 | 7029.4011 | 632643.0262 | 13413.9711 | 6486.5178 | 459374.1622 | 6486.5178 | 588640.0442 | 12378.005 | 265.0169 | 256.5197 | 236.7086 | 0.10131 | 0.10081 | 0.1003 | 402232.7684 | 0 | 0 | 0 | 1482.273 | 67.6153 | 389336.0106 | 0 | 0 | 0 | 1434.747 | 65.4474 | 359267.4399 | 0 | 0 | 0 | 1323.9409 | 60.3928 | 4022327.684 | 3893360.1065 | 3592674.3987 | 0 | 0 | 0 | 0 | 0 | 0 | 0 | 0 | 0 | 14822.73 | 14347.47 | 13239.4093 | 402232.7684 | 133.0626 | 1150836.2189 | 0 | 0 | 0 | 0 | 0 | 0 | 0 | 0 | 0 | 1482.273 | 2917.02 | 4240.9609 | 67.6153 | 133.0626 | 193.4555 | 1 | 1 | 1 | 1 | 1 | 1 | 1 | 59.7714 | 1851.2937 | 31.9729 | 59.7714 | 1861.3447 | 32.1411 | 59.7714 | 1880.9025 | 32.4683 | 855296.486 | 0 | 0 | 0 | 3151.8638 | 143.7753 | 827450.4686 | 0 | 0 | 0 | 139.0944 | 761585.7263 | 0 | 0 | 0 | 128.0225 | 855296.486 | 282.8696 | 2444332.6809 | 0 | 0 | 0 | 0 | 0 | 0 | 0 | 0 | 0 | 3151.8638 | 6201.1118 | 9007.6409 | 143.7753 | 282.8696 | 410.8921 | 21116.8054 | 675166.0906 | 21116.8054 | 869882.8725 | 7038.9351 | 20430.5893 | 656661.2948 | 20430.5893 | 842996.5906 | 6810.1964 | 18810.3005 | 610738.3789 | 18810.3005 | 782597.49 | 6270.1002 | 353.2931 | 341.8124 | 314.7043 | 0.13506 | 0.13438 | 0.13372 | 536215.0402 | 0 | 0 | 0 | 1976.0127 | 90.1377 | 518790.0854 | 0 | 0 | 0 | 1911.7998 | 87.2086 | 477646.3977 | 0 | 0 | 0 | 1760.1807 | 80.2923 | 5362150.4022 | 5187900.8537 | 4776463.9773 | 0 | 0 | 0 | 0 | 0 | 0 | 0 | 0 | 0 | 19760.1275 | 19117.9983 | 17601.8071 | 536215.0402 | 177.3463 | 1532651.5233 | 0 | 0 | 0 | 0 | 0 | 0 | 0 | 0 | 0 | 1976.0127 | 3887.8126 | 5647.9933 | 90.1377 | 177.3463 | 257.6386 | 79.6951 | 1831.37 | 23.9797 | 79.6951 | 1841.4209 | 24.1058 | 79.6951 | 1860.9787 | 24.3512 | 855296.486 | 0 | 0 | 0 | 3151.8638 | 143.7753 | 827450.4686 | 0 | 0 | 0 | 139.0944 | 761585.7263 | 0 | 0 | 0 | 128.0225 | 855296.486 | 282.8696 | 2444332.6809 | 0 | 0 | 0 | 0 | 0 | 0 | 0 | 0 | 0 | 3151.8638 | 6201.1118 | 9007.6409 | 143.7753 | 282.8696 | 410.8921 | 29191.6072 | 700005.8594 | 29191.6072 | 901886.3895 | 0 | 28241.2117 | 680777.375 | 28241.2117 | 873955.8895 | 0 | 25993.222 | 632966.6928 | 25993.222 | 811080.7544 | 0 | 366.291 | 354.3656 | 326.1582 | 0.14002 | 0.13933 | 0.13863 | 555942.7159 | 0 | 0 | 0 | 2048.7114 | 93.4539 | 537842.8046 | 0 | 0 | 0 | 1982.0112 | 90.4113 | 495030.7221 | 0 | 0 | 0 | 1824.2439 | 83.2146 | 5559427.1589 | 5378428.046 | 4950307.2209 | 0 | 0 | 0 | 0 | 0 | 0 | 0 | 0 | 0 | 20487.1145 | 19820.1124 | 18242.439 | 555942.7159 | 183.8653 | 1588816.2426 | 0 | 0 | 0 | 0 | 0 | 0 | 0 | 0 | 0 | 2048.7114 | 4030.7227 | 5854.9666 | 93.4539 | 183.8653 | 267.0799
| 998 | Business | Campus/Education | HVAC | Electric | 02-469 | 02-469.05 | HVAC Control | [02-469]_Business_HVAC_Fresh Air controlled by CO2 monitors_ADD_Electric_per ksf | No fresh air control | Fresh air control | ENGINEER | 2574.7745 | 0 | 0 | 0 | 0.36341 | 0 | 123.483 | 10 | 0.632 | 0.23 | 0.36 | 0.19 | 0.22 | 1 | 1 | Additions on Existing | 1.2335 | 0.0047959 | 25747.7454 | 0 | 0 | 0 | 100.1072 | 1665.0429 | 0 | 0 | 0 | 836.8093 | 0 | 0 | 2501.8522 | 42.4593 | 2459.3929 | 58.9235 | 1647.8436 | 0 | 0 | 0 | 854.9842 | 0 | 0 | 2502.8278 | 42.4593 | 2460.3685 | 58.9465 | 1637.0112 | 0 | 0 | 0 | 878.3387 | 0 | 0 | 2515.3498 | 42.4593 | 2472.8905 | 59.2414 | per ksf | 1.643 | 3731.2068 | 0.005 | 2079917.0149 | 0 | 0 | 0 | 7664.7282 | 185.5345 | 2012200.8413 | 0 | 0 | 0 | 179.494 | 1852030.4203 | 0 | 0 | 0 | 165.2063 | 2079917.0149 | 4092117.8563 | 5944148.2766 | 0 | 0 | 0 | 0 | 0 | 0 | 0 | 0 | 0 | 7664.7282 | 15079.9146 | 21904.8551 | 185.5345 | 365.0284 | 530.2348 | 2079917.0149 | 0 | 0 | 0 | 7664.7282 | 185.5345 | 2012200.8413 | 0 | 0 | 0 | 179.494 | 1852030.4203 | 0 | 0 | 0 | 165.2063 | 2079917.0149 | 365.0284 | 5944148.2766 | 0 | 0 | 0 | 0 | 0 | 0 | 0 | 0 | 0 | 7664.7282 | 15079.9146 | 21904.8551 | 185.5345 | 365.0284 | 530.2348 | 16105.77 | 949008.8874 | 16105.77 | 1440343.0049 | 30734.1022 | 15577.8504 | 918259.9357 | 15577.8504 | 1392135.4969 | 29726.6909 | 14364.6214 | 850980.721 | 14364.6214 | 1291354.1882 | 27411.5266 | 379.3225 | 366.889 | 338.3151 | 0.10116 | 0.10065 | 0.10015 | 976669.9786 | 0 | 0 | 0 | 3599.1387 | 87.1217 | 944656.4066 | 0 | 0 | 0 | 3481.1651 | 84.266 | 871084.9904 | 0 | 0 | 0 | 3210.0462 | 77.7032 | 9766699.7855 | 9446564.0661 | 8710849.9036 | 0 | 0 | 0 | 0 | 0 | 0 | 0 | 0 | 0 | 35991.3874 | 34811.6513 | 32100.4618 | 976669.9786 | 171.3877 | 2792411.3755 | 0 | 0 | 0 | 0 | 0 | 0 | 0 | 0 | 0 | 3599.1387 | 7080.3039 | 10290.3501 | 87.1217 | 171.3877 | 249.091 | 1 | 1 | 1 | 1 | 1 | 1 | 1 | 92.6122 | 2409.24 | 27.0143 | 92.6122 | 2410.2156 | 27.0248 | 92.6122 | 2422.7376 | 27.16 | 2079917.0149 | 0 | 0 | 0 | 7664.7282 | 185.5345 | 2012200.8413 | 0 | 0 | 0 | 179.494 | 1852030.4203 | 0 | 0 | 0 | 165.2063 | 2079917.0149 | 365.0284 | 5944148.2766 | 0 | 0 | 0 | 0 | 0 | 0 | 0 | 0 | 0 | 7664.7282 | 15079.9146 | 21904.8551 | 185.5345 | 365.0284 | 530.2348 | 46894.1019 | 1266810.1595 | 46894.1019 | 1922680.784 | 15631.3673 | 45366.1173 | 1226010.6623 | 45366.1173 | 1858703.5068 | 15122.0391 | 41764.5771 | 1134326.6947 | 41764.5771 | 1721328.6879 | 13921.5257 | 506.3489 | 489.8502 | 450.9618 | 0.13503 | 0.13436 | 0.13369 | 1303734.3145 | 0 | 0 | 0 | 4804.4076 | 116.2968 | 1261253.7929 | 0 | 0 | 0 | 4647.8621 | 112.5074 | 1161124.9627 | 0 | 0 | 0 | 4278.8761 | 103.5756 | 13037343.1449 | 12612537.9289 | 11611249.6266 | 0 | 0 | 0 | 0 | 0 | 0 | 0 | 0 | 0 | 48044.0761 | 46478.6211 | 42788.7611 | 1303734.3145 | 228.8042 | 3726113.07 | 0 | 0 | 0 | 0 | 0 | 0 | 0 | 0 | 0 | 4804.4076 | 9452.2697 | 13731.1458 | 116.2968 | 228.8042 | 332.3798 | 123.483 | 2378.3692 | 20.2607 | 123.483 | 2379.3448 | 20.2686 | 123.483 | 2391.8669 | 20.37 | 2079917.0149 | 0 | 0 | 0 | 7664.7282 | 185.5345 | 2012200.8413 | 0 | 0 | 0 | 179.494 | 1852030.4203 | 0 | 0 | 0 | 165.2063 | 2079917.0149 | 365.0284 | 5944148.2766 | 0 | 0 | 0 | 0 | 0 | 0 | 0 | 0 | 0 | 7664.7282 | 15079.9146 | 21904.8551 | 185.5345 | 365.0284 | 530.2348 | 64837.6443 | 1313656.4594 | 64837.6443 | 1993781.0036 | 0 | 62726.7153 | 1271383.1309 | 62726.7153 | 1927490.8094 | 0 | 57733.6926 | 1176036.1272 | 57733.6926 | 1784622.308 | 0 | 525.0736 | 507.9787 | 467.5438 | 0.14002 | 0.13933 | 0.13863 | 1351946.0597 | 0 | 0 | 0 | 4982.0733 | 120.5974 | 1307930.5469 | 0 | 0 | 0 | 4819.8712 | 116.6711 | 1203819.7732 | 0 | 0 | 0 | 4436.2113 | 107.3841 | 13519460.597 | 13079305.4686 | 12038197.7321 | 0 | 0 | 0 | 0 | 0 | 0 | 0 | 0 | 0 | 49820.7332 | 48198.712 | 44362.1129 | 1351946.0597 | 237.2685 | 3863696.3798 | 0 | 0 | 0 | 0 | 0 | 0 | 0 | 0 | 0 | 4982.0733 | 9801.9445 | 14238.1558 | 120.5974 | 237.2685 | 344.6526
| 999 | Business | Warehouse | HVAC | Electric | 02-469 | 02-469.06 | HVAC Control | [02-469]_Business_HVAC_Fresh Air controlled by CO2 monitors_ADD_Electric_per ksf | No fresh air control | Fresh air control | ENGINEER | 798.2141 | 0 | 0 | 0 | 0.13008 | 0 | 695.8949 | 10 | 0.632 | 0.23 | 0.36 | 0.19 | 0.22 | 1 | 1 | Additions on Existing | 22.4232 | 0.087181 | 7982.1411 | 0 | 0 | 0 | 31.0346 | 516.1853 | 0 | 0 | 0 | 299.5265 | 0 | 0 | 815.7118 | 291.1169 | 524.5949 | 2.802 | 510.8533 | 0 | 0 | 0 | 306.032 | 0 | 0 | 816.8853 | 291.1169 | 525.7684 | 2.806 | 507.4951 | 0 | 0 | 0 | 314.3915 | 0 | 0 | 821.8866 | 291.1169 | 530.7697 | 2.8232 | per ksf | 0.43304 | 898.9823 | 0.005 | 155355.9908 | 0 | 0 | 0 | 572.5043 | 16.0006 | 150298.0423 | 0 | 0 | 0 | 15.4796 | 138334.3753 | 0 | 0 | 0 | 14.2475 | 155355.9908 | 305654.0331 | 443988.4085 | 0 | 0 | 0 | 0 | 0 | 0 | 0 | 0 | 0 | 572.5043 | 1126.3695 | 1636.1472 | 16.0006 | 31.4802 | 45.7276 | 155355.9908 | 0 | 0 | 0 | 572.5043 | 16.0006 | 150298.0423 | 0 | 0 | 0 | 15.4796 | 138334.3753 | 0 | 0 | 0 | 14.2475 | 155355.9908 | 31.4802 | 443988.4085 | 0 | 0 | 0 | 0 | 0 | 0 | 0 | 0 | 0 | 572.5043 | 1126.3695 | 1636.1472 | 16.0006 | 31.4802 | 45.7276 | 3316.7675 | 9293.6077 | 3316.7675 | 13741.2718 | 4611.7356 | 3206.7187 | 8998.1763 | 3206.7187 | 13281.6275 | 4458.7203 | 2987.6219 | 8434.7084 | 2987.6219 | 12453.2357 | 4154.0813 | 11.3932 | 11.0152 | 10.2626 | 0.01261 | 0.012548 | 0.012485 | 9094.2519 | 0 | 0 | 0 | 33.5133 | 0.93664 | 8792.5088 | 0 | 0 | 0 | 32.4014 | 0.90557 | 8191.7667 | 0 | 0 | 0 | 30.1876 | 0.84369 | 90942.5192 | 87925.0883 | 81917.6671 | 0 | 0 | 0 | 0 | 0 | 0 | 0 | 0 | 0 | 335.1334 | 324.0138 | 301.8758 | 9094.2519 | 1.8422 | 26078.5275 | 0 | 0 | 0 | 0 | 0 | 0 | 0 | 0 | 0 | 33.5133 | 65.9147 | 96.1023 | 0.93664 | 1.8422 | 2.6859 | 1 | 1 | 1 | 1 | 1 | 1 | 1 | 521.9211 | 293.7907 | 1.5629 | 521.9211 | 294.9642 | 1.5652 | 521.9211 | 299.9655 | 1.5747 | 155355.9908 | 0 | 0 | 0 | 572.5043 | 16.0006 | 150298.0423 | 0 | 0 | 0 | 15.4796 | 138334.3753 | 0 | 0 | 0 | 14.2475 | 155355.9908 | 31.4802 | 443988.4085 | 0 | 0 | 0 | 0 | 0 | 0 | 0 | 0 | 0 | 572.5043 | 1126.3695 | 1636.1472 | 16.0006 | 31.4802 | 45.7276 | 38324.2224 | 59897.0209 | 38324.2224 | 88562.0814 | 12774.7408 | 37069.8516 | 58019.9099 | 37069.8516 | 85639.4452 | 12356.6172 | 34253.0766 | 53939.4605 | 34253.0766 | 79637.7047 | 11417.6922 | 73.4291 | 71.0258 | 65.6288 | 0.081274 | 0.08087 | 0.080467 | 58612.179 | 0 | 0 | 0 | 215.9925 | 6.0366 | 56693.7734 | 0 | 0 | 0 | 208.9229 | 5.8391 | 52385.8628 | 0 | 0 | 0 | 193.0478 | 5.3954 | 586121.7896 | 566937.7336 | 523858.6278 | 0 | 0 | 0 | 0 | 0 | 0 | 0 | 0 | 0 | 2159.9247 | 2089.2293 | 1930.478 | 58612.179 | 11.8757 | 167691.8151 | 0 | 0 | 0 | 0 | 0 | 0 | 0 | 0 | 0 | 215.9925 | 424.9154 | 617.9632 | 6.0366 | 11.8757 | 17.2711 | 695.8949 | 119.817 | 1.1722 | 695.8949 | 120.9905 | 1.1739 | 695.8949 | 125.9917 | 1.181 | 155355.9908 | 0 | 0 | 0 | 572.5043 | 16.0006 | 150298.0423 | 0 | 0 | 0 | 15.4796 | 138334.3753 | 0 | 0 | 0 | 14.2475 | 155355.9908 | 31.4802 | 443988.4085 | 0 | 0 | 0 | 0 | 0 | 0 | 0 | 0 | 0 | 572.5043 | 1126.3695 | 1636.1472 | 16.0006 | 31.4802 | 45.7276 | 94809.153 | 111133.0928 | 94809.153 | 164318.3227 | 0 | 91722.437 | 107669.5879 | 91722.437 | 158924.1312 | 0 | 84421.3659 | 99705.8523 | 84421.3659 | 147208.4658 | 0 | 136.2406 | 131.805 | 121.3134 | 0.1508 | 0.15005 | 0.1493 | 108749.1936 | 0 | 0 | 0 | 400.753 | 11.2004 | 105208.6296 | 0 | 0 | 0 | 387.7056 | 10.8357 | 96834.0627 | 0 | 0 | 0 | 356.8444 | 9.9732 | 1087491.9359 | 1052086.2961 | 968340.6274 | 0 | 0 | 0 | 0 | 0 | 0 | 0 | 0 | 0 | 4007.5301 | 3877.0564 | 3568.4441 | 108749.1936 | 22.0361 | 310791.8859 | 0 | 0 | 0 | 0 | 0 | 0 | 0 | 0 | 0 | 400.753 | 788.4586 | 1145.3031 | 11.2004 | 22.0361 | 32.0094
| 1000 | Business | Lodging | HVAC | Electric | 02-469 | 02-469.07 | HVAC Control | [02-469]_Business_HVAC_Fresh Air controlled by CO2 monitors_ADD_Electric_per ksf | No fresh air control | Fresh air control | ENGINEER | 656.2704 | 0 | 0 | 0 | 0.33147 | 0 | 75.8005 | 10 | 0.632 | 0.23 | 0.36 | 0.19 | 0.22 | 1 | 1 | Additions on Existing | 2.9707 | 0.01155 | 6562.7044 | 0 | 0 | 0 | 25.5158 | 424.3938 | 0 | 0 | 0 | 763.2595 | 0 | 0 | 1187.6534 | 26.0638 | 1161.5896 | 45.5672 | 420.01 | 0 | 0 | 0 | 779.837 | 0 | 0 | 1199.847 | 26.0638 | 1173.7832 | 46.035 | 417.249 | 0 | 0 | 0 | 801.1388 | 0 | 0 | 1218.3878 | 26.0638 | 1192.324 | 46.7464 | per ksf | 1.0948 | 3138.7277 | 0.005 | 445958.0072 | 0 | 0 | 0 | 1643.4054 | 142.3556 | 431438.8848 | 0 | 0 | 0 | 137.7209 | 397096.5138 | 0 | 0 | 0 | 126.7584 | 445958.0072 | 877396.892 | 1274493.4058 | 0 | 0 | 0 | 0 | 0 | 0 | 0 | 0 | 0 | 1643.4054 | 3233.3063 | 4696.6516 | 142.3556 | 280.0766 | 406.835 | 445958.0072 | 0 | 0 | 0 | 1643.4054 | 142.3556 | 431438.8848 | 0 | 0 | 0 | 137.7209 | 397096.5138 | 0 | 0 | 0 | 126.7584 | 445958.0072 | 280.0766 | 1274493.4058 | 0 | 0 | 0 | 0 | 0 | 0 | 0 | 0 | 0 | 1643.4054 | 3233.3063 | 4696.6516 | 142.3556 | 280.0766 | 406.835 | 8227.0215 | 374882.0527 | 8227.0215 | 380916.9728 | 15699.3501 | 7972.3368 | 367006.547 | 7972.3368 | 370702.5165 | 15213.3438 | 7368.4313 | 344447.3744 | 7368.4313 | 346373.3257 | 14060.931 | 315.6494 | 305.8778 | 282.7075 | 0.10007 | 0.099568 | 0.099072 | 207151.3586 | 0 | 0 | 0 | 763.3761 | 66.1254 | 200738.5542 | 0 | 0 | 0 | 739.7442 | 64.0784 | 185532.5828 | 0 | 0 | 0 | 683.7084 | 59.2244 | 2071513.5859 | 2007385.5425 | 1855325.8277 | 0 | 0 | 0 | 0 | 0 | 0 | 0 | 0 | 0 | 7633.7606 | 7397.4415 | 6837.0844 | 207151.3586 | 130.2038 | 593422.4956 | 0 | 0 | 0 | 0 | 0 | 0 | 0 | 0 | 0 | 763.3761 | 1503.1202 | 2186.8287 | 66.1254 | 130.2038 | 189.4282 | 1 | 1 | 1 | 1 | 1 | 1 | 1 | 56.8504 | 1130.803 | 20.8909 | 56.8504 | 1142.9966 | 21.1054 | 56.8504 | 1161.5374 | 21.4315 | 445958.0072 | 0 | 0 | 0 | 1643.4054 | 142.3556 | 431438.8848 | 0 | 0 | 0 | 137.7209 | 397096.5138 | 0 | 0 | 0 | 126.7584 | 445958.0072 | 280.0766 | 1274493.4058 | 0 | 0 | 0 | 0 | 0 | 0 | 0 | 0 | 0 | 1643.4054 | 3233.3063 | 4696.6516 | 142.3556 | 280.0766 | 406.835 | 25340.8712 | 529392.8655 | 25340.8712 | 537915.129 | 8446.9571 | 24522.7261 | 517560.8846 | 24522.7261 | 522773.024 | 8174.242 | 22586.787 | 484068.5021 | 22586.787 | 486775.1343 | 7528.929 | 445.7469 | 431.3557 | 397.3025 | 0.14131 | 0.14061 | 0.13991 | 292530.5453 | 0 | 0 | 0 | 1078.008 | 93.3796 | 283086.0228 | 0 | 0 | 0 | 1043.2038 | 90.3648 | 260737.8837 | 0 | 0 | 0 | 960.8484 | 83.2309 | 2925305.4533 | 2830860.2275 | 2607378.8366 | 0 | 0 | 0 | 0 | 0 | 0 | 0 | 0 | 0 | 10780.0797 | 10432.0384 | 9608.4843 | 292530.5453 | 183.7443 | 836354.4517 | 0 | 0 | 0 | 0 | 0 | 0 | 0 | 0 | 0 | 1078.008 | 2121.2118 | 3082.0602 | 93.3796 | 183.7443 | 266.9753 | 75.8005 | 1111.8529 | 15.6682 | 75.8005 | 1124.0465 | 15.829 | 75.8005 | 1142.5873 | 16.0736 | 445958.0072 | 0 | 0 | 0 | 1643.4054 | 142.3556 | 431438.8848 | 0 | 0 | 0 | 137.7209 | 397096.5138 | 0 | 0 | 0 | 126.7584 | 445958.0072 | 280.0766 | 1274493.4058 | 0 | 0 | 0 | 0 | 0 | 0 | 0 | 0 | 0 | 1643.4054 | 3233.3063 | 4696.6516 | 142.3556 | 280.0766 | 406.835 | 36056.2921 | 564935.5043 | 36056.2921 | 574029.9397 | 0 | 34882.4019 | 552154.1546 | 34882.4019 | 557714.6684 | 0 | 32105.776 | 516055.9653 | 32105.776 | 518941.4529 | 0 | 475.6737 | 460.1871 | 423.5564 | 0.1508 | 0.15005 | 0.1493 | 312170.6051 | 0 | 0 | 0 | 1150.3838 | 99.6489 | 302007.2193 | 0 | 0 | 0 | 1112.9306 | 96.4047 | 277967.5596 | 0 | 0 | 0 | 1024.3417 | 88.7309 | 3121706.0506 | 3020072.1934 | 2779675.5965 | 0 | 0 | 0 | 0 | 0 | 0 | 0 | 0 | 0 | 11503.838 | 11129.3058 | 10243.4173 | 312170.6051 | 196.0536 | 892145.3841 | 0 | 0 | 0 | 0 | 0 | 0 | 0 | 0 | 0 | 1150.3838 | 2263.3144 | 3287.6561 | 99.6489 | 196.0536 | 284.7845
| 1001 | Business | Other Commercial | HVAC | Electric | 02-469 | 02-469.08 | HVAC Control | [02-469]_Business_HVAC_Fresh Air controlled by CO2 monitors_ADD_Electric_per ksf | No fresh air control | Fresh air control | ENGINEER | 1854.4578 | 0 | 0 | 0 | 0.25587 | 0 | 574.2497 | 10 | 0.632 | 0.23 | 0.36 | 0.19 | 0.22 | 1 | 1 | Additions on Existing | 7.9645 | 0.030966 | 18544.5783 | 0 | 0 | 0 | 72.1013 | 1199.2319 | 0 | 0 | 0 | 589.1762 | 0 | 0 | 1788.4082 | 240.2285 | 1548.1796 | 7.4446 | 1186.8443 | 0 | 0 | 0 | 601.9727 | 0 | 0 | 1788.817 | 240.2285 | 1548.5885 | 7.4463 | 1179.0423 | 0 | 0 | 0 | 618.416 | 0 | 0 | 1797.4584 | 240.2285 | 1557.2298 | 7.4823 | per ksf | 0.12495 | 474.8067 | 0.005 | 190630.0327 | 0 | 0 | 0 | 702.4931 | 16.6231 | 184423.6619 | 0 | 0 | 0 | 16.0819 | 169743.6086 | 0 | 0 | 0 | 14.8017 | 190630.0327 | 375053.6946 | 544797.3032 | 0 | 0 | 0 | 0 | 0 | 0 | 0 | 0 | 0 | 702.4931 | 1382.1151 | 2007.6393 | 16.6231 | 32.7049 | 47.5067 | 190630.0327 | 0 | 0 | 0 | 702.4931 | 16.6231 | 184423.6619 | 0 | 0 | 0 | 16.0819 | 169743.6086 | 0 | 0 | 0 | 14.8017 | 190630.0327 | 32.7049 | 544797.3032 | 0 | 0 | 0 | 0 | 0 | 0 | 0 | 0 | 0 | 702.4931 | 1382.1151 | 2007.6393 | 16.6231 | 32.7049 | 47.5067 | 6437.1354 | 47921.9741 | 6437.1354 | 73805.0504 | 8950.391 | 6223.0731 | 46338.955 | 6223.0731 | 71294.8004 | 8652.7523 | 5760.6833 | 43103.0747 | 5760.6833 | 66385.637 | 8009.8312 | 26.7959 | 25.9048 | 23.98 | 0.056155 | 0.055875 | 0.055597 | 49691.8327 | 0 | 0 | 0 | 183.12 | 4.3332 | 48039.3671 | 0 | 0 | 0 | 177.0305 | 4.1891 | 44469.9224 | 0 | 0 | 0 | 163.8767 | 3.8778 | 496918.327 | 480393.6709 | 444699.2243 | 0 | 0 | 0 | 0 | 0 | 0 | 0 | 0 | 0 | 1831.1999 | 1770.3047 | 1638.7667 | 49691.8327 | 8.5222 | 142201.1222 | 0 | 0 | 0 | 0 | 0 | 0 | 0 | 0 | 0 | 183.12 | 360.1505 | 524.0271 | 4.3332 | 8.5222 | 12.4 | 1 | 1 | 1 | 1 | 1 | 1 | 1 | 430.6873 | 1357.7209 | 4.1525 | 430.6873 | 1358.1298 | 4.1534 | 430.6873 | 1366.7711 | 4.1735 | 190630.0327 | 0 | 0 | 0 | 702.4931 | 16.6231 | 184423.6619 | 0 | 0 | 0 | 16.0819 | 169743.6086 | 0 | 0 | 0 | 14.8017 | 190630.0327 | 32.7049 | 544797.3032 | 0 | 0 | 0 | 0 | 0 | 0 | 0 | 0 | 0 | 702.4931 | 1382.1151 | 2007.6393 | 16.6231 | 32.7049 | 47.5067 | 24866.3276 | 103256.2329 | 24866.3276 | 159025.8251 | 8288.7759 | 24052.5329 | 99899.8227 | 24052.5329 | 153700.8747 | 8017.511 | 22166.816 | 92512.4401 | 22166.816 | 142483.9715 | 7388.9387 | 57.7364 | 55.8469 | 51.4685 | 0.12099 | 0.12039 | 0.11979 | 107069.7013 | 0 | 0 | 0 | 394.5639 | 9.3365 | 103565.6556 | 0 | 0 | 0 | 381.6511 | 9.031 | 95446.1152 | 0 | 0 | 0 | 351.7297 | 8.323 | 1070697.0126 | 1035656.5561 | 954461.1518 | 0 | 0 | 0 | 0 | 0 | 0 | 0 | 0 | 0 | 3945.6389 | 3816.5109 | 3517.2967 | 107069.7013 | 18.3675 | 306081.472 | 0 | 0 | 0 | 0 | 0 | 0 | 0 | 0 | 0 | 394.5639 | 776.215 | 1127.9447 | 9.3365 | 18.3675 | 26.6905 | 574.2497 | 1214.1585 | 3.1143 | 574.2497 | 1214.5674 | 3.1151 | 574.2497 | 1223.2087 | 3.1301 | 190630.0327 | 0 | 0 | 0 | 702.4931 | 16.6231 | 184423.6619 | 0 | 0 | 0 | 16.0819 | 169743.6086 | 0 | 0 | 0 | 14.8017 | 190630.0327 | 32.7049 | 544797.3032 | 0 | 0 | 0 | 0 | 0 | 0 | 0 | 0 | 0 | 702.4931 | 1382.1151 | 2007.6393 | 16.6231 | 32.7049 | 47.5067 | 41321.2222 | 128688.2954 | 41321.2222 | 198193.9663 | 0 | 39975.9209 | 124527.0327 | 39975.9209 | 191591.0693 | 0 | 36793.8528 | 115168.4045 | 36793.8528 | 177377.7844 | 0 | 71.9569 | 69.6142 | 64.0729 | 0.1508 | 0.15005 | 0.1493 | 133441.0229 | 0 | 0 | 0 | 491.7452 | 11.6361 | 129096.5633 | 0 | 0 | 0 | 475.7354 | 11.2573 | 118820.526 | 0 | 0 | 0 | 437.867 | 10.3612 | 1334410.2292 | 1290965.633 | 1188205.26 | 0 | 0 | 0 | 0 | 0 | 0 | 0 | 0 | 0 | 4917.4518 | 4757.3536 | 4378.6701 | 133441.0229 | 22.8934 | 381358.1122 | 0 | 0 | 0 | 0 | 0 | 0 | 0 | 0 | 0 | 491.7452 | 967.4805 | 1405.3475 | 11.6361 | 22.8934 | 33.2547
| 1002 | Business | Food Sales | HVAC | Electric | 02-469 | 02-469.09 | HVAC Control | [02-469]_Business_HVAC_Fresh Air controlled by CO2 monitors_ADD_Electric_per ksf | No fresh air control | Fresh air control | ENGINEER | 2265.6515 | 0 | 0 | 0 | 0.48549 | 0 | 71.143 | 10 | 0.632 | 0.23 | 0.36 | 0.19 | 0.22 | 1 | 1 | Additions on Existing | 0.80763 | 0.0031401 | 22656.5154 | 0 | 0 | 0 | 88.0885 | 1465.1407 | 0 | 0 | 0 | 1117.906 | 0 | 0 | 2583.0467 | 24.4623 | 2558.5844 | 105.5928 | 1450.0064 | 0 | 0 | 0 | 1142.1861 | 0 | 0 | 2592.1925 | 24.4623 | 2567.7301 | 105.9667 | 1440.4744 | 0 | 0 | 0 | 1173.3858 | 0 | 0 | 2613.8602 | 24.4623 | 2589.3979 | 106.8524 | per ksf | 0.1211 | 217.4982 | 0.005 | 106685.7295 | 0 | 0 | 0 | 393.1489 | 14.4481 | 103212.346 | 0 | 0 | 0 | 13.9777 | 94996.6826 | 0 | 0 | 0 | 12.8651 | 106685.7295 | 209898.0756 | 304894.7582 | 0 | 0 | 0 | 0 | 0 | 0 | 0 | 0 | 0 | 393.1489 | 773.498 | 1123.5715 | 14.4481 | 28.4258 | 41.2908 | 106685.7295 | 0 | 0 | 0 | 393.1489 | 14.4481 | 103212.346 | 0 | 0 | 0 | 13.9777 | 94996.6826 | 0 | 0 | 0 | 12.8651 | 106685.7295 | 28.4258 | 304894.7582 | 0 | 0 | 0 | 0 | 0 | 0 | 0 | 0 | 0 | 393.1489 | 773.498 | 1123.5715 | 14.4481 | 28.4258 | 41.2908 | 604.4725 | 63827.9391 | 604.4725 | 86676.1742 | 1153.4947 | 584.8376 | 61973.2822 | 584.8376 | 83898.8743 | 1116.026 | 538.9316 | 57586.1421 | 538.9316 | 77864.4774 | 1028.4251 | 24.7103 | 23.9077 | 22.0311 | 0.11305 | 0.11248 | 0.11192 | 55984.9986 | 0 | 0 | 0 | 206.311 | 7.5818 | 54166.4492 | 0 | 0 | 0 | 199.6095 | 7.3356 | 49914.7321 | 0 | 0 | 0 | 183.9414 | 6.7598 | 559849.9864 | 541664.4923 | 499147.3211 | 0 | 0 | 0 | 0 | 0 | 0 | 0 | 0 | 0 | 2063.1102 | 1996.0946 | 1839.414 | 55984.9986 | 14.9174 | 160066.18 | 0 | 0 | 0 | 0 | 0 | 0 | 0 | 0 | 0 | 206.311 | 405.9205 | 589.8619 | 7.5818 | 14.9174 | 21.6772 | 1 | 1 | 1 | 1 | 1 | 1 | 1 | 53.3573 | 2529.6895 | 48.4104 | 53.3573 | 2538.8352 | 48.5818 | 53.3573 | 2560.5029 | 48.9879 | 106685.7295 | 0 | 0 | 0 | 393.1489 | 14.4481 | 103212.346 | 0 | 0 | 0 | 13.9777 | 94996.6826 | 0 | 0 | 0 | 12.8651 | 106685.7295 | 28.4258 | 304894.7582 | 0 | 0 | 0 | 0 | 0 | 0 | 0 | 0 | 0 | 393.1489 | 773.498 | 1123.5715 | 14.4481 | 28.4258 | 41.2908 | 1597.5703 | 77339.0364 | 1597.5703 | 105023.7855 | 532.5234 | 1545.5743 | 75086.8083 | 1545.5743 | 101651.8484 | 515.1914 | 1422.7802 | 69699.0187 | 1422.7802 | 94242.7721 | 474.2601 | 29.941 | 28.9665 | 26.6652 | 0.13698 | 0.13629 | 0.13562 | 67835.9024 | 0 | 0 | 0 | 249.9829 | 9.1868 | 65628.052 | 0 | 0 | 0 | 241.8468 | 8.8878 | 60413.9767 | 0 | 0 | 0 | 222.6323 | 8.1817 | 678359.0236 | 656280.5198 | 604139.7672 | 0 | 0 | 0 | 0 | 0 | 0 | 0 | 0 | 0 | 2499.8293 | 2418.4675 | 2226.323 | 67835.9024 | 18.0745 | 193877.9311 | 0 | 0 | 0 | 0 | 0 | 0 | 0 | 0 | 0 | 249.9829 | 491.8297 | 714.462 | 9.1868 | 18.0745 | 26.2562 | 71.143 | 2511.9037 | 36.3078 | 71.143 | 2521.0495 | 36.4364 | 71.143 | 2542.7172 | 36.7409 | 106685.7295 | 0 | 0 | 0 | 393.1489 | 14.4481 | 103212.346 | 0 | 0 | 0 | 13.9777 | 94996.6826 | 0 | 0 | 0 | 12.8651 | 106685.7295 | 28.4258 | 304894.7582 | 0 | 0 | 0 | 0 | 0 | 0 | 0 | 0 | 0 | 393.1489 | 773.498 | 1123.5715 | 14.4481 | 28.4258 | 41.2908 | 2177.5032 | 79060.3692 | 2177.5032 | 107361.2971 | 0 | 2106.6099 | 76757.2024 | 2106.6099 | 103913.2129 | 0 | 1938.9245 | 71237.8881 | 1938.9245 | 96323.5377 | 0 | 30.6074 | 29.6109 | 27.2539 | 0.14002 | 0.13933 | 0.13863 | 69345.7242 | 0 | 0 | 0 | 255.5468 | 9.3912 | 67088.0249 | 0 | 0 | 0 | 247.2269 | 9.0855 | 61747.8437 | 0 | 0 | 0 | 227.5478 | 8.3623 | 693457.2419 | 670880.2493 | 617478.4368 | 0 | 0 | 0 | 0 | 0 | 0 | 0 | 0 | 0 | 2555.4679 | 2472.2692 | 2275.4775 | 69345.7242 | 18.4767 | 198181.5928 | 0 | 0 | 0 | 0 | 0 | 0 | 0 | 0 | 0 | 255.5468 | 502.7737 | 730.3215 | 9.3912 | 18.4767 | 26.839
| 1003 | Business | Manufacturing/Industrial | HVAC | Electric | 02-469 | 02-469.10 | HVAC Control | [02-469]_Business_HVAC_Fresh Air controlled by CO2 monitors_ADD_Electric_per ksf | No fresh air control | Fresh air control | ENGINEER | 470.5567 | 0 | 0 | 0 | 0.1666 | 0 | 103.4738 | 10 | 0.632 | 0.23 | 0.36 | 0.19 | 0.22 | 1 | 1 | Additions on Existing | 5.6558 | 0.02199 | 4705.5665 | 0 | 0 | 0 | 18.2952 | 304.2973 | 0 | 0 | 0 | 383.6197 | 0 | 0 | 687.917 | 35.5792 | 652.3378 | 19.3348 | 301.154 | 0 | 0 | 0 | 391.9516 | 0 | 0 | 693.1057 | 35.5792 | 657.5265 | 19.4806 | 299.1743 | 0 | 0 | 0 | 402.658 | 0 | 0 | 701.8324 | 35.5792 | 666.2532 | 19.7259 | per ksf | 1.3815 | 5723.4363 | 0.005 | 583077.4579 | 0 | 0 | 0 | 2148.706 | 130.4687 | 564094.1167 | 0 | 0 | 0 | 126.2211 | 519192.4397 | 0 | 0 | 0 | 116.1739 | 583077.4579 | 1147171.5745 | 1666364.0142 | 0 | 0 | 0 | 0 | 0 | 0 | 0 | 0 | 0 | 2148.706 | 4227.4563 | 6140.7389 | 130.4687 | 256.6898 | 372.8637 | 583077.4579 | 0 | 0 | 0 | 2148.706 | 130.4687 | 564094.1167 | 0 | 0 | 0 | 126.2211 | 519192.4397 | 0 | 0 | 0 | 116.1739 | 583077.4579 | 256.6898 | 1666364.0142 | 0 | 0 | 0 | 0 | 0 | 0 | 0 | 0 | 0 | 2148.706 | 4227.4563 | 6140.7389 | 130.4687 | 256.6898 | 372.8637 | 13287.2684 | 256906.7932 | 13287.2684 | 297757.0912 | 25355.65 | 12883.563 | 250980.0895 | 12883.563 | 289475.5675 | 24585.2725 | 11951.7534 | 235759.3238 | 11951.7534 | 271044.1803 | 22807.1313 | 373.4561 | 362.1094 | 335.9197 | 0.064926 | 0.064603 | 0.064281 | 175732.2494 | 0 | 0 | 0 | 647.5931 | 39.3216 | 170392.9991 | 0 | 0 | 0 | 627.9174 | 38.1269 | 158069.2469 | 0 | 0 | 0 | 582.503 | 35.3694 | 1757322.4936 | 1703929.9909 | 1580692.4688 | 0 | 0 | 0 | 0 | 0 | 0 | 0 | 0 | 0 | 6475.9311 | 6279.1737 | 5825.0296 | 175732.2494 | 77.4486 | 504194.4953 | 0 | 0 | 0 | 0 | 0 | 0 | 0 | 0 | 0 | 647.5931 | 1275.5105 | 1858.0134 | 39.3216 | 77.4486 | 112.818 | 1 | 1 | 1 | 1 | 1 | 1 | 1 | 77.6053 | 610.3116 | 8.8643 | 77.6053 | 615.5003 | 8.9312 | 77.6053 | 624.2271 | 9.0436 | 583077.4579 | 0 | 0 | 0 | 2148.706 | 130.4687 | 564094.1167 | 0 | 0 | 0 | 126.2211 | 519192.4397 | 0 | 0 | 0 | 116.1739 | 583077.4579 | 256.6898 | 1666364.0142 | 0 | 0 | 0 | 0 | 0 | 0 | 0 | 0 | 0 | 2148.706 | 4227.4563 | 6140.7389 | 130.4687 | 256.6898 | 372.8637 | 58759.8626 | 520865.0042 | 58759.8626 | 603686.8338 | 19586.6209 | 56867.6748 | 507894.2328 | 56867.6748 | 585795.3574 | 18955.8916 | 52407.7282 | 473955.0061 | 52407.7282 | 544889.3561 | 17469.2427 | 757.1626 | 732.7804 | 675.3108 | 0.13163 | 0.13098 | 0.13033 | 356287.8881 | 0 | 0 | 0 | 1312.9609 | 79.7226 | 344814.6891 | 0 | 0 | 0 | 1270.6809 | 77.1553 | 317771.9959 | 0 | 0 | 0 | 1171.0256 | 71.1043 | 3562878.8812 | 3448146.8913 | 3177719.9593 | 0 | 0 | 0 | 0 | 0 | 0 | 0 | 0 | 0 | 13129.6095 | 12706.8092 | 11710.2555 | 356287.8881 | 156.8779 | 1018874.5732 | 0 | 0 | 0 | 0 | 0 | 0 | 0 | 0 | 0 | 1312.9609 | 2583.6419 | 3754.6674 | 79.7226 | 156.8779 | 227.9822 | 103.4738 | 584.4432 | 6.6482 | 103.4738 | 589.6319 | 6.6984 | 103.4738 | 598.3586 | 6.7827 | 583077.4579 | 0 | 0 | 0 | 2148.706 | 130.4687 | 564094.1167 | 0 | 0 | 0 | 126.2211 | 519192.4397 | 0 | 0 | 0 | 116.1739 | 583077.4579 | 256.6898 | 1666364.0142 | 0 | 0 | 0 | 0 | 0 | 0 | 0 | 0 | 0 | 2148.706 | 4227.4563 | 6140.7389 | 130.4687 | 256.6898 | 372.8637 | 89751.7119 | 596689.5223 | 89751.7119 | 691568.0754 | 0 | 86829.6518 | 581617.055 | 86829.6518 | 670825.8307 | 0 | 79918.0446 | 542060.6641 | 79918.0446 | 623188.0293 | 0 | 867.3859 | 839.1463 | 772.3506 | 0.1508 | 0.15005 | 0.1493 | 408154.2205 | 0 | 0 | 0 | 1504.0942 | 91.3281 | 394865.8817 | 0 | 0 | 0 | 1455.1252 | 88.3547 | 363434.7078 | 0 | 0 | 0 | 1339.2978 | 81.3217 | 4081542.2051 | 3948658.8167 | 3634347.078 | 0 | 0 | 0 | 0 | 0 | 0 | 0 | 0 | 0 | 15040.9422 | 14551.2519 | 13392.9778 | 408154.2205 | 179.6829 | 1166454.81 | 0 | 0 | 0 | 0 | 0 | 0 | 0 | 0 | 0 | 1504.0942 | 2959.2194 | 4298.5172 | 91.3281 | 179.6829 | 261.0046
| 1004 | Business | Office | HVAC | Gas | 02-470 | 02-470.01 | HVAC Control | [02-470]_Business_HVAC_Fresh Air controlled by CO2 monitors_ADD_Gas_per ksf | No fresh air control | Fresh air control | ENGINEER | 252.714 | 2.7754 | 0 | 0 | 0.32364 | 0 | 204.0094 | 10 | 0.632 | 0.23 | 0.36 | 0.19 | 0.22 | 1 | 1 | Additions on Existing | 5.2167 | 0.080727 | 2527.1398 | 29.2817 | 0 | 0 | 39.1073 | 163.4239 | 221.1955 | 0 | 0 | 745.2282 | 2.9282 | 0 | 1132.7758 | 75.0559 | 1057.7199 | 15.0924 | 161.7358 | 224.1237 | 0 | 0 | 761.4141 | 2.9282 | 0 | 1150.2017 | 75.0559 | 1075.1458 | 15.3246 | 160.6726 | 227.4698 | 0 | 0 | 782.2126 | 2.9282 | 0 | 1173.2831 | 75.0559 | 1098.2272 | 15.6321 | per ksf | 0.32026 | 7868.8154 | 0.005 | 430522.7499 | 4728.1159 | 0 | 0 | 6314.6406 | 348.4556 | 416506.1555 | 4574.1819 | 0 | 0 | 337.1109 | 383352.424 | 4210.0787 | 0 | 0 | 310.277 | 430522.7499 | 847028.9054 | 1230381.3294 | 4728.1159 | 9302.2977 | 13512.3765 | 0 | 0 | 0 | 0 | 0 | 0 | 6314.6406 | 12423.6945 | 18046.4701 | 348.4556 | 685.5665 | 995.8434 | 430522.7499 | 4728.1159 | 0 | 0 | 6314.6406 | 348.4556 | 416506.1555 | 4574.1819 | 0 | 0 | 337.1109 | 383352.424 | 4210.0787 | 0 | 0 | 310.277 | 430522.7499 | 685.5665 | 1230381.3294 | 4728.1159 | 9302.2977 | 13512.3765 | 0 | 0 | 0 | 0 | 0 | 0 | 6314.6406 | 12423.6945 | 18046.4701 | 348.4556 | 685.5665 | 995.8434 | 21667.5942 | 327016.5844 | 21667.5942 | 241063.3307 | 37227.083 | 21235.1774 | 325420.5752 | 21235.1774 | 238539.753 | 36484.1479 | 19941.7568 | 311731.9848 | 19941.7568 | 227419.8481 | 34261.9226 | 288.6861 | 282.9248 | 265.692 | 0.036505 | 0.036323 | 0.036143 | 72955.0038 | 801.2113 | 0 | 0 | 1070.0587 | 59.0482 | 71499.0522 | 785.2217 | 0 | 0 | 1048.7037 | 57.8698 | 67144.0922 | 737.3944 | 0 | 0 | 984.8279 | 54.3449 | 729550.0381 | 714990.5217 | 671440.9223 | 8012.1134 | 7852.2169 | 7373.9436 | 0 | 0 | 0 | 0 | 0 | 0 | 10700.5874 | 10487.0374 | 9848.2789 | 72955.0038 | 116.9179 | 211598.1482 | 801.2113 | 1586.433 | 2323.8274 | 0 | 0 | 0 | 0 | 0 | 0 | 1070.0587 | 2118.7625 | 3103.5904 | 59.0482 | 116.9179 | 171.2629 | 1 | 1 | 1 | 1 | 1 | 1 | 1 | 153.0071 | 979.7687 | 7.4034 | 153.0071 | 997.1946 | 7.5173 | 153.0071 | 1020.2761 | 7.6682 | 430522.7499 | 4728.1159 | 0 | 0 | 6314.6406 | 348.4556 | 416506.1555 | 4574.1819 | 0 | 0 | 337.1109 | 383352.424 | 4210.0787 | 0 | 0 | 310.277 | 430522.7499 | 685.5665 | 1230381.3294 | 4728.1159 | 9302.2977 | 13512.3765 | 0 | 0 | 0 | 0 | 0 | 0 | 6314.6406 | 12423.6945 | 18046.4701 | 348.4556 | 685.5665 | 995.8434 | 140867.5243 | 1042901.6417 | 140867.5243 | 768784.6896 | 46955.8414 | 136624.5804 | 1027049.4168 | 136624.5804 | 752847.6467 | 45541.5268 | 126242.4583 | 968047.7417 | 126242.4583 | 706226.1211 | 42080.8194 | 920.6602 | 892.9299 | 825.076 | 0.11642 | 0.11584 | 0.11526 | 232663.7145 | 2555.1751 | 0 | 0 | 3412.567 | 188.3129 | 225655.8603 | 2478.2129 | 0 | 0 | 3309.7802 | 182.6409 | 208508.238 | 2289.8932 | 0 | 0 | 3058.2695 | 168.762 | 2326637.1451 | 2256558.6026 | 2085082.3796 | 25551.7507 | 24782.1295 | 22898.9318 | 0 | 0 | 0 | 0 | 0 | 0 | 34125.6704 | 33097.8018 | 30582.6949 | 232663.7145 | 370.9537 | 666827.8127 | 2555.1751 | 5033.388 | 7323.2812 | 0 | 0 | 0 | 0 | 0 | 0 | 3412.567 | 6722.3472 | 9780.6167 | 188.3129 | 370.9537 | 539.7157 | 204.0094 | 928.7664 | 5.5526 | 204.0094 | 946.1922 | 5.638 | 204.0094 | 969.2737 | 5.7511 | 430522.7499 | 4728.1159 | 0 | 0 | 6314.6406 | 348.4556 | 416506.1555 | 4574.1819 | 0 | 0 | 337.1109 | 383352.424 | 4210.0787 | 0 | 0 | 310.277 | 430522.7499 | 685.5665 | 1230381.3294 | 4728.1159 | 9302.2977 | 13512.3765 | 0 | 0 | 0 | 0 | 0 | 0 | 6314.6406 | 12423.6945 | 18046.4701 | 348.4556 | 685.5665 | 995.8434 | 243284.8734 | 1350855.3258 | 243284.8734 | 995795.6252 | 0 | 235364.2109 | 1326979.4212 | 235364.2109 | 972702.3045 | 0 | 216629.3093 | 1245861.6332 | 216629.3093 | 908901.4835 | 0 | 1192.5178 | 1153.6928 | 1061.8593 | 0.1508 | 0.15005 | 0.1493 | 301365.9249 | 3309.6811 | 0 | 0 | 4420.2484 | 243.9189 | 291554.3088 | 3201.9273 | 0 | 0 | 4276.3377 | 235.9776 | 268346.6968 | 2947.0551 | 0 | 0 | 3935.9429 | 217.1939 | 3013659.2494 | 2915543.0883 | 2683466.9683 | 33096.811 | 32019.2731 | 29470.5512 | 0 | 0 | 0 | 0 | 0 | 0 | 44202.4844 | 42763.3774 | 39359.4288 | 301365.9249 | 479.8965 | 861266.9306 | 3309.6811 | 6511.6084 | 9458.6635 | 0 | 0 | 0 | 0 | 0 | 0 | 4420.2484 | 8696.5862 | 12632.5291 | 243.9189 | 479.8965 | 697.0904
| 1005 | Business | Retail | HVAC | Gas | 02-470 | 02-470.02 | HVAC Control | [02-470]_Business_HVAC_Fresh Air controlled by CO2 monitors_ADD_Gas_per ksf | No fresh air control | Fresh air control | ENGINEER | 181.6144 | 3.2302 | 0 | 0 | 0.23259 | 0 | 396.4595 | 10 | 0.632 | 0.23 | 0.36 | 0.19 | 0.22 | 1 | 1 | Additions on Existing | 9.6364 | 0.2183 | 1816.1438 | 34.0807 | 0 | 0 | 41.1419 | 117.4455 | 257.447 | 0 | 0 | 535.5626 | 3.4081 | 0 | 913.8632 | 145.8591 | 768.0042 | 6.2654 | 116.2324 | 260.8551 | 0 | 0 | 547.1947 | 3.4081 | 0 | 927.6902 | 145.8591 | 781.8311 | 6.3602 | 115.4683 | 264.7495 | 0 | 0 | 562.1417 | 3.4081 | 0 | 945.7676 | 145.8591 | 799.9085 | 6.4841 | per ksf | 0.34558 | 2961.2421 | 0.005 | 116434.4861 | 2070.9241 | 0 | 0 | 2499.9983 | 94.2395 | 112643.7109 | 2003.5007 | 0 | 0 | 91.1713 | 103677.3144 | 1844.0228 | 0 | 0 | 83.9141 | 116434.4861 | 229078.197 | 332755.5114 | 2070.9241 | 4074.4248 | 5918.4477 | 0 | 0 | 0 | 0 | 0 | 0 | 2499.9983 | 4918.6038 | 7144.6892 | 94.2395 | 185.4108 | 269.325 | 116434.4861 | 2070.9241 | 0 | 0 | 2499.9983 | 94.2395 | 112643.7109 | 2003.5007 | 0 | 0 | 91.1713 | 103677.3144 | 1844.0228 | 0 | 0 | 83.9141 | 116434.4861 | 185.4108 | 332755.5114 | 2070.9241 | 4074.4248 | 5918.4477 | 0 | 0 | 0 | 0 | 0 | 0 | 2499.9983 | 4918.6038 | 7144.6892 | 94.2395 | 185.4108 | 269.325 | 1241.3006 | 7777.2256 | 1241.3006 | 6022.9708 | 2132.678 | 1227.7969 | 7809.0103 | 1227.7969 | 6017.2143 | 2109.4772 | 1169.5103 | 7583.2434 | 1169.5103 | 5818.4197 | 2009.3351 | 8.5103 | 8.4177 | 8.0181 | 0.0028596 | 0.0028454 | 0.0028312 | 1545.588 | 27.4901 | 0 | 0 | 33.1858 | 1.251 | 1528.774 | 27.191 | 0 | 0 | 32.8247 | 1.2374 | 1456.1993 | 25.9002 | 0 | 0 | 31.2665 | 1.1786 | 15455.8799 | 15287.7402 | 14561.9931 | 274.901 | 271.9104 | 259.0022 | 0 | 0 | 0 | 0 | 0 | 0 | 331.8576 | 328.2475 | 312.6647 | 1545.588 | 2.4883 | 4530.5613 | 27.4901 | 54.6811 | 80.5814 | 0 | 0 | 0 | 0 | 0 | 0 | 33.1858 | 66.0105 | 97.277 | 1.251 | 2.4883 | 3.6669 | 1 | 1 | 1 | 1 | 1 | 1 | 1 | 297.3446 | 616.5186 | 3.0734 | 297.3446 | 630.3455 | 3.1199 | 297.3446 | 648.4229 | 3.1807 | 116434.4861 | 2070.9241 | 0 | 0 | 2499.9983 | 94.2395 | 112643.7109 | 2003.5007 | 0 | 0 | 91.1713 | 103677.3144 | 1844.0228 | 0 | 0 | 83.9141 | 116434.4861 | 185.4108 | 332755.5114 | 2070.9241 | 4074.4248 | 5918.4477 | 0 | 0 | 0 | 0 | 0 | 0 | 2499.9983 | 4918.6038 | 7144.6892 | 94.2395 | 185.4108 | 269.325 | 51379.491 | 157910.4639 | 51379.491 | 122291.6951 | 17126.497 | 50185.1949 | 156573.5744 | 50185.1949 | 120647.3937 | 16728.3983 | 46849.0021 | 149013.1751 | 46849.0021 | 114333.8208 | 15616.334 | 172.7944 | 168.7779 | 157.5579 | 0.058062 | 0.057773 | 0.057485 | 31381.9513 | 558.1649 | 0 | 0 | 673.8109 | 25.3999 | 30652.4901 | 545.1905 | 0 | 0 | 658.1484 | 24.8094 | 28614.7853 | 508.9476 | 0 | 0 | 614.3963 | 23.1602 | 313819.5129 | 306524.9013 | 286147.8529 | 5581.6487 | 5451.9055 | 5089.4757 | 0 | 0 | 0 | 0 | 0 | 0 | 6738.1089 | 6581.4842 | 6143.9627 | 31381.9513 | 50.2093 | 90649.2267 | 558.1649 | 1103.3554 | 1612.303 | 0 | 0 | 0 | 0 | 0 | 0 | 673.8109 | 1331.9593 | 1946.3556 | 25.3999 | 50.2093 | 73.3695 | 396.4595 | 517.4037 | 2.3051 | 396.4595 | 531.2307 | 2.3399 | 396.4595 | 549.3081 | 2.3855 | 116434.4861 | 2070.9241 | 0 | 0 | 2499.9983 | 94.2395 | 112643.7109 | 2003.5007 | 0 | 0 | 91.1713 | 103677.3144 | 1844.0228 | 0 | 0 | 83.9141 | 116434.4861 | 185.4108 | 332755.5114 | 2070.9241 | 4074.4248 | 5918.4477 | 0 | 0 | 0 | 0 | 0 | 0 | 2499.9983 | 4918.6038 | 7144.6892 | 94.2395 | 185.4108 | 269.325 | 165212.7566 | 380825.4403 | 165212.7566 | 294925.2853 | 0 | 159833.8999 | 374001.2131 | 159833.8999 | 288185.7411 | 0 | 147111.1823 | 350938.7077 | 147111.1823 | 269265.8773 | 0 | 416.7204 | 403.1532 | 371.0623 | 0.14002 | 0.13933 | 0.13863 | 75682.416 | 1346.1007 | 0 | 0 | 1624.9989 | 61.2557 | 73218.4121 | 1302.2755 | 0 | 0 | 1572.0936 | 59.2614 | 67390.2544 | 1198.6148 | 0 | 0 | 1446.9555 | 54.5442 | 756824.1598 | 732184.1209 | 673902.5436 | 13461.0068 | 13022.7547 | 11986.1484 | 0 | 0 | 0 | 0 | 0 | 0 | 16249.9889 | 15720.9356 | 14469.5551 | 75682.416 | 120.517 | 216291.0824 | 1346.1007 | 2648.3761 | 3846.991 | 0 | 0 | 0 | 0 | 0 | 0 | 1624.9989 | 3197.0925 | 4644.048 | 61.2557 | 120.517 | 175.0612
| 1006 | Business | Food Service | HVAC | Gas | 02-470 | 02-470.03 | HVAC Control | [02-470]_Business_HVAC_Fresh Air controlled by CO2 monitors_ADD_Gas_per ksf | No fresh air control | Fresh air control | ENGINEER | 313.1994 | 2.2203 | 0 | 0 | 0.4011 | 0 | 230.265 | 10 | 0.632 | 0.23 | 0.36 | 0.19 | 0.22 | 1 | 1 | Additions on Existing | 6.4677 | 0.07352 | 3131.9937 | 23.4254 | 0 | 0 | 35.6026 | 202.5383 | 176.9564 | 0 | 0 | 923.5936 | 2.3425 | 0 | 1566.517 | 84.7155 | 1481.8015 | 18.4915 | 200.4461 | 179.2989 | 0 | 0 | 943.6534 | 2.3425 | 0 | 1590.8892 | 84.7155 | 1506.1737 | 18.7792 | 199.1284 | 181.9758 | 0 | 0 | 969.43 | 2.3425 | 0 | 1623.4521 | 84.7155 | 1538.7367 | 19.1636 | per ksf | 0.034741 | 55.6891 | 0.005 | 3776.1466 | 26.7694 | 0 | 0 | 40.685 | 3.0563 | 3653.206 | 25.8979 | 0 | 0 | 2.9568 | 3362.4122 | 23.8364 | 0 | 0 | 2.7215 | 3776.1466 | 7429.3526 | 10791.7648 | 26.7694 | 52.6673 | 76.5038 | 0 | 0 | 0 | 0 | 0 | 0 | 40.685 | 80.0453 | 116.2726 | 3.0563 | 6.0132 | 8.7346 | 3776.1466 | 26.7694 | 0 | 0 | 40.685 | 3.0563 | 3653.206 | 25.8979 | 0 | 0 | 2.9568 | 3362.4122 | 23.8364 | 0 | 0 | 2.7215 | 3776.1466 | 6.0132 | 10791.7648 | 26.7694 | 52.6673 | 76.5038 | 0 | 0 | 0 | 0 | 0 | 0 | 40.685 | 80.0453 | 116.2726 | 3.0563 | 6.0132 | 8.7346 | 106.8918 | 1976.5912 | 106.8918 | 1481.8538 | 183.6507 | 105.1004 | 1973.7022 | 105.1004 | 1471.8412 | 180.5729 | 99.2197 | 1901.4054 | 99.2197 | 1411.8193 | 170.4693 | 1.2618 | 1.2406 | 1.1712 | 0.022545 | 0.022433 | 0.022321 | 395.187 | 2.8015 | 0 | 0 | 4.2578 | 0.31986 | 388.564 | 2.7546 | 0 | 0 | 4.1865 | 0.3145 | 366.8226 | 2.6004 | 0 | 0 | 3.9522 | 0.2969 | 3951.8698 | 3885.6401 | 3668.2262 | 28.0152 | 27.5456 | 26.0044 | 0 | 0 | 0 | 0 | 0 | 0 | 42.5782 | 41.8647 | 39.5222 | 395.187 | 0.63435 | 1150.5736 | 2.8015 | 5.5561 | 8.1565 | 0 | 0 | 0 | 0 | 0 | 0 | 4.2578 | 8.4443 | 12.3965 | 0.31986 | 0.63435 | 0.93125 | 1 | 1 | 1 | 1 | 1 | 1 | 1 | 172.6988 | 1393.8182 | 9.0708 | 172.6988 | 1418.1904 | 9.2119 | 172.6988 | 1450.7533 | 9.4005 | 3776.1466 | 26.7694 | 0 | 0 | 40.685 | 3.0563 | 3653.206 | 25.8979 | 0 | 0 | 2.9568 | 3362.4122 | 23.8364 | 0 | 0 | 2.7215 | 3776.1466 | 6.0132 | 10791.7648 | 26.7694 | 52.6673 | 76.5038 | 0 | 0 | 0 | 0 | 0 | 0 | 40.685 | 80.0453 | 116.2726 | 3.0563 | 6.0132 | 8.7346 | 1036.61 | 9402.888 | 1036.61 | 7049.3614 | 345.5367 | 1005.966 | 9266.8891 | 1005.966 | 6910.561 | 335.322 | 930.3297 | 8745.5501 | 930.3297 | 6493.6897 | 310.1099 | 6.0024 | 5.825 | 5.387 | 0.10725 | 0.10671 | 0.10618 | 1879.9532 | 13.3272 | 0 | 0 | 20.255 | 1.5216 | 1824.3784 | 12.9332 | 0 | 0 | 19.6562 | 1.4766 | 1687.2076 | 11.9608 | 0 | 0 | 18.1783 | 1.3656 | 18799.5317 | 18243.7837 | 16872.0762 | 133.2715 | 129.3318 | 119.6076 | 0 | 0 | 0 | 0 | 0 | 0 | 202.5499 | 196.5622 | 181.7831 | 1879.9532 | 2.9982 | 5391.5392 | 13.3272 | 26.2603 | 38.2211 | 0 | 0 | 0 | 0 | 0 | 0 | 20.255 | 39.9112 | 58.0895 | 1.5216 | 2.9982 | 4.3638 | 230.265 | 1336.252 | 6.8031 | 230.265 | 1360.6241 | 6.9089 | 230.265 | 1393.1871 | 7.0504 | 3776.1466 | 26.7694 | 0 | 0 | 40.685 | 3.0563 | 3653.206 | 25.8979 | 0 | 0 | 2.9568 | 3362.4122 | 23.8364 | 0 | 0 | 2.7215 | 3776.1466 | 6.0132 | 10791.7648 | 26.7694 | 52.6673 | 76.5038 | 0 | 0 | 0 | 0 | 0 | 0 | 40.685 | 80.0453 | 116.2726 | 3.0563 | 6.0132 | 8.7346 | 1804.5517 | 12276.5527 | 1804.5517 | 9203.7528 | 0 | 1745.8006 | 12061.6458 | 1745.8006 | 8994.684 | 0 | 1606.8355 | 11328.7741 | 1606.8355 | 8411.7685 | 0 | 7.8368 | 7.5817 | 6.9782 | 0.14002 | 0.13933 | 0.13863 | 2454.4953 | 17.4001 | 0 | 0 | 26.4452 | 1.9866 | 2374.5839 | 16.8336 | 0 | 0 | 25.5842 | 1.9219 | 2185.5679 | 15.4937 | 0 | 0 | 23.5477 | 1.769 | 24544.9528 | 23745.8391 | 21855.6793 | 174.0013 | 168.3364 | 154.9368 | 0 | 0 | 0 | 0 | 0 | 0 | 264.4523 | 255.8424 | 235.4775 | 2454.4953 | 3.9085 | 7014.6471 | 17.4001 | 34.2338 | 49.7275 | 0 | 0 | 0 | 0 | 0 | 0 | 26.4452 | 52.0295 | 75.5772 | 1.9866 | 3.9085 | 5.6775
| 1007 | Business | Healthcare/Hospitals | HVAC | Gas | 02-470 | 02-470.04 | HVAC Control | [02-470]_Business_HVAC_Fresh Air controlled by CO2 monitors_ADD_Gas_per ksf | No fresh air control | Fresh air control | ENGINEER | 315.2245 | 5.412 | 0 | 0 | 0.4037 | 0 | 79.6951 | 10 | 0.632 | 0.23 | 0.36 | 0.19 | 0.22 | 1 | 1 | Additions on Existing | 1.1491 | 0.025282 | 3152.2453 | 57.0994 | 0 | 0 | 69.3553 | 203.8479 | 431.3313 | 0 | 0 | 929.5656 | 5.7099 | 0 | 1570.4547 | 33.5942 | 1536.8605 | 46.7478 | 201.7422 | 437.0412 | 0 | 0 | 949.7551 | 5.7099 | 0 | 1594.2484 | 33.5942 | 1560.6542 | 47.456 | 200.416 | 443.566 | 0 | 0 | 975.6984 | 5.7099 | 0 | 1625.3904 | 33.5942 | 1591.7961 | 48.383 | per ksf | 1.3003 | 3531.5498 | 0.005 | 241014.3064 | 4137.8877 | 0 | 0 | 5026.0525 | 195.0716 | 233167.567 | 4003.1698 | 0 | 0 | 188.7207 | 214607.5175 | 3684.5191 | 0 | 0 | 173.6986 | 241014.3064 | 474181.8734 | 688789.3909 | 4137.8877 | 8141.0575 | 11825.5766 | 0 | 0 | 0 | 0 | 0 | 0 | 5026.0525 | 9888.4711 | 14363.843 | 195.0716 | 383.7923 | 557.4909 | 241014.3064 | 4137.8877 | 0 | 0 | 5026.0525 | 195.0716 | 233167.567 | 4003.1698 | 0 | 0 | 188.7207 | 214607.5175 | 3684.5191 | 0 | 0 | 173.6986 | 241014.3064 | 383.7923 | 688789.3909 | 4137.8877 | 8141.0575 | 11825.5766 | 0 | 0 | 0 | 0 | 0 | 0 | 5026.0525 | 9888.4711 | 14363.843 | 195.0716 | 383.7923 | 557.4909 | 10513.9253 | 491502.4268 | 10513.9253 | 389632.8236 | 14428.12 | 10220.9764 | 485046.9161 | 10220.9764 | 382583.1968 | 14026.1101 | 9474.7245 | 458415.8591 | 9474.7245 | 360011.8272 | 13002.0385 | 312.9682 | 304.248 | 282.0343 | 0.08818 | 0.087741 | 0.087305 | 98655.2644 | 1693.7766 | 0 | 0 | 2057.3324 | 79.8494 | 95906.4383 | 1646.583 | 0 | 0 | 2000.0091 | 77.6246 | 88904.1363 | 1526.363 | 0 | 0 | 1853.9848 | 71.957 | 986552.6443 | 959064.3827 | 889041.3628 | 16937.7665 | 16465.8304 | 15263.6305 | 0 | 0 | 0 | 0 | 0 | 0 | 20573.324 | 20000.0906 | 18539.8479 | 98655.2644 | 157.4739 | 283465.839 | 1693.7766 | 3340.3597 | 4866.7227 | 0 | 0 | 0 | 0 | 0 | 0 | 2057.3324 | 4057.3415 | 5911.3262 | 79.8494 | 157.4739 | 229.431 | 1 | 1 | 1 | 1 | 1 | 1 | 1 | 59.7714 | 1510.6833 | 26.2744 | 59.7714 | 1534.4771 | 26.6725 | 59.7714 | 1565.619 | 27.1935 | 241014.3064 | 4137.8877 | 0 | 0 | 5026.0525 | 195.0716 | 233167.567 | 4003.1698 | 0 | 0 | 188.7207 | 214607.5175 | 3684.5191 | 0 | 0 | 173.6986 | 241014.3064 | 383.7923 | 688789.3909 | 4137.8877 | 8141.0575 | 11825.5766 | 0 | 0 | 0 | 0 | 0 | 0 | 5026.0525 | 9888.4711 | 14363.843 | 195.0716 | 383.7923 | 557.4909 | 27541.6457 | 723639.4359 | 27541.6457 | 573656.7336 | 9180.5486 | 26666.9855 | 711273.8593 | 26666.9855 | 561020.8371 | 8888.9952 | 24574.3052 | 668260.5933 | 24574.3052 | 524811.0694 | 8191.4351 | 460.7834 | 446.15 | 411.1385 | 0.12983 | 0.12918 | 0.12854 | 145250.2287 | 2493.7488 | 0 | 0 | 3029.0122 | 117.5623 | 140637.411 | 2414.553 | 0 | 0 | 2932.8177 | 113.8288 | 129600.9501 | 2225.072 | 0 | 0 | 2702.666 | 104.8961 | 1452502.287 | 1406374.1097 | 1296009.5005 | 24937.4878 | 24145.5298 | 22250.7196 | 0 | 0 | 0 | 0 | 0 | 0 | 30290.1221 | 29328.1766 | 27026.6604 | 145250.2287 | 231.3911 | 415488.5897 | 2493.7488 | 4908.3018 | 7133.3737 | 0 | 0 | 0 | 0 | 0 | 0 | 3029.0122 | 5961.8299 | 8664.4959 | 117.5623 | 231.3911 | 336.2873 | 79.6951 | 1490.7596 | 19.7058 | 79.6951 | 1514.5533 | 20.0043 | 79.6951 | 1545.6952 | 20.3951 | 241014.3064 | 4137.8877 | 0 | 0 | 5026.0525 | 195.0716 | 233167.567 | 4003.1698 | 0 | 0 | 188.7207 | 214607.5175 | 3684.5191 | 0 | 0 | 173.6986 | 241014.3064 | 383.7923 | 688789.3909 | 4137.8877 | 8141.0575 | 11825.5766 | 0 | 0 | 0 | 0 | 0 | 0 | 5026.0525 | 9888.4711 | 14363.843 | 195.0716 | 383.7923 | 557.4909 | 39606.638 | 780479.6444 | 39606.638 | 618716.1468 | 0 | 38317.1586 | 766509.3959 | 38317.1586 | 604588.1446 | 0 | 35267.1274 | 719276.637 | 35267.1274 | 564875.9554 | 0 | 496.9769 | 480.7967 | 442.5255 | 0.14002 | 0.13933 | 0.13863 | 156659.2991 | 2689.627 | 0 | 0 | 3266.9341 | 126.7966 | 151558.9186 | 2602.0604 | 0 | 0 | 3160.5721 | 122.6684 | 139494.8864 | 2394.9374 | 0 | 0 | 2908.9917 | 112.9041 | 1566592.9913 | 1515589.1858 | 1394948.8635 | 26896.27 | 26020.604 | 23949.3738 | 0 | 0 | 0 | 0 | 0 | 0 | 32669.3414 | 31605.7207 | 29089.9173 | 156659.2991 | 249.465 | 447713.1041 | 2689.627 | 5291.6874 | 7686.6248 | 0 | 0 | 0 | 0 | 0 | 0 | 3266.9341 | 6427.5062 | 9336.4979 | 126.7966 | 249.465 | 362.3691
| 1008 | Business | Campus/Education | HVAC | Gas | 02-470 | 02-470.05 | HVAC Control | [02-470]_Business_HVAC_Fresh Air controlled by CO2 monitors_ADD_Gas_per ksf | No fresh air control | Fresh air control | ENGINEER | 283.77 | 10.1455 | 0 | 0 | 0.36341 | 0 | 123.483 | 10 | 0.632 | 0.23 | 0.36 | 0.19 | 0.22 | 1 | 1 | Additions on Existing | 1.0458 | 0.043515 | 2837.6998 | 107.041 | 0 | 0 | 118.074 | 183.507 | 808.5925 | 0 | 0 | 836.8093 | 10.7041 | 0 | 1839.6129 | 52.0523 | 1787.5606 | 35.3416 | 181.6115 | 819.2965 | 0 | 0 | 854.9842 | 10.7041 | 0 | 1866.5963 | 52.0523 | 1814.544 | 35.86 | 180.4176 | 831.5284 | 0 | 0 | 878.3387 | 10.7041 | 0 | 1900.9887 | 52.0523 | 1848.9364 | 36.5207 | per ksf | 2.8119 | 6385.8947 | 0.005 | 392324.7252 | 14026.648 | 0 | 0 | 15472.4087 | 317.539 | 379551.7496 | 13569.9803 | 0 | 0 | 307.2008 | 349339.5748 | 12489.815 | 0 | 0 | 282.7477 | 392324.7252 | 771876.4748 | 1121216.0496 | 14026.648 | 27596.6282 | 40086.4432 | 0 | 0 | 0 | 0 | 0 | 0 | 15472.4087 | 30441.0799 | 44218.2505 | 317.539 | 624.7398 | 907.4875 | 392324.7252 | 14026.648 | 0 | 0 | 15472.4087 | 317.539 | 379551.7496 | 13569.9803 | 0 | 0 | 307.2008 | 349339.5748 | 12489.815 | 0 | 0 | 282.7477 | 392324.7252 | 624.7398 | 1121216.0496 | 14026.648 | 27596.6282 | 40086.4432 | 0 | 0 | 0 | 0 | 0 | 0 | 15472.4087 | 30441.0799 | 44218.2505 | 317.539 | 624.7398 | 907.4875 | 24755.3639 | 874894.8609 | 24755.3639 | 680442.9713 | 33971.4572 | 24099.3528 | 864203.2191 | 24099.3528 | 668494.8756 | 33071.2218 | 22380.3776 | 817348.1051 | 22380.3776 | 629123.5014 | 30712.2951 | 475.5864 | 462.9835 | 429.9595 | 0.074104 | 0.073735 | 0.073368 | 134957.1416 | 4825.0752 | 0 | 0 | 5322.4075 | 109.2313 | 131380.81 | 4697.2119 | 0 | 0 | 5181.365 | 106.3367 | 122009.5896 | 4362.166 | 0 | 0 | 4811.785 | 98.7519 | 1349571.4155 | 1313808.1003 | 1220095.8961 | 48250.7523 | 46972.1191 | 43621.6596 | 0 | 0 | 0 | 0 | 0 | 0 | 53224.0748 | 51813.6497 | 48117.8502 | 134957.1416 | 215.568 | 388347.5412 | 4825.0752 | 9522.2871 | 13884.4531 | 0 | 0 | 0 | 0 | 0 | 0 | 5322.4075 | 10503.7725 | 15315.5575 | 109.2313 | 215.568 | 314.3199 | 1 | 1 | 1 | 1 | 1 | 1 | 1 | 92.6122 | 1747.0006 | 19.8636 | 92.6122 | 1773.984 | 20.155 | 92.6122 | 1808.3765 | 20.5263 | 392324.7252 | 14026.648 | 0 | 0 | 15472.4087 | 317.539 | 379551.7496 | 13569.9803 | 0 | 0 | 307.2008 | 349339.5748 | 12489.815 | 0 | 0 | 282.7477 | 392324.7252 | 624.7398 | 1121216.0496 | 14026.648 | 27596.6282 | 40086.4432 | 0 | 0 | 0 | 0 | 0 | 0 | 15472.4087 | 30441.0799 | 44218.2505 | 317.539 | 624.7398 | 907.4875 | 74913.4675 | 1488051.6602 | 74913.4675 | 1157321.1118 | 24971.1558 | 72551.8363 | 1462279.7579 | 72551.8363 | 1131130.3908 | 24183.9454 | 66878.9673 | 1372779.4415 | 66878.9673 | 1056646.2483 | 22292.9891 | 808.8939 | 783.3937 | 722.1397 | 0.12604 | 0.12541 | 0.12479 | 229539.8082 | 8206.6561 | 0 | 0 | 9052.5361 | 185.7844 | 222303.6143 | 7947.943 | 0 | 0 | 8767.1568 | 179.9276 | 204921.5692 | 7326.4888 | 0 | 0 | 8081.6479 | 165.859 | 2295398.0817 | 2223036.1429 | 2049215.6921 | 82066.5606 | 79479.4296 | 73264.8882 | 0 | 0 | 0 | 0 | 0 | 0 | 90525.3607 | 87671.5679 | 80816.4785 | 229539.8082 | 365.7121 | 656764.9917 | 8206.6561 | 16154.599 | 23481.0878 | 0 | 0 | 0 | 0 | 0 | 0 | 9052.5361 | 17819.6929 | 25901.3407 | 185.7844 | 365.7121 | 531.5711 | 123.483 | 1716.1299 | 14.8977 | 123.483 | 1743.1133 | 15.1162 | 123.483 | 1777.5058 | 15.3947 | 392324.7252 | 14026.648 | 0 | 0 | 15472.4087 | 317.539 | 379551.7496 | 13569.9803 | 0 | 0 | 307.2008 | 349339.5748 | 12489.815 | 0 | 0 | 282.7477 | 392324.7252 | 624.7398 | 1121216.0496 | 14026.648 | 27596.6282 | 40086.4432 | 0 | 0 | 0 | 0 | 0 | 0 | 15472.4087 | 30441.0799 | 44218.2505 | 317.539 | 624.7398 | 907.4875 | 110968.4853 | 1653175.7656 | 110968.4853 | 1285745.1567 | 0 | 107355.6675 | 1622812.3304 | 107355.6675 | 1255308.5929 | 0 | 98810.1972 | 1521157.6916 | 98810.1972 | 1170854.9235 | 0 | 898.6542 | 869.3965 | 800.1929 | 0.14002 | 0.13933 | 0.13863 | 255011.0714 | 9117.3212 | 0 | 0 | 10057.0657 | 206.4003 | 246708.6372 | 8820.4872 | 0 | 0 | 9729.6362 | 199.6805 | 227070.7236 | 8118.3797 | 0 | 0 | 8955.1609 | 183.786 | 2550110.7136 | 2467086.3725 | 2270707.2363 | 91173.2118 | 88204.8717 | 81183.7975 | 0 | 0 | 0 | 0 | 0 | 0 | 100570.6566 | 97296.3625 | 89551.6091 | 255011.0714 | 406.0808 | 728790.4322 | 9117.3212 | 17937.8083 | 26056.1881 | 0 | 0 | 0 | 0 | 0 | 0 | 10057.0657 | 19786.7019 | 28741.8628 | 206.4003 | 406.0808 | 589.8669
| 1009 | Business | Warehouse | HVAC | Gas | 02-470 | 02-470.06 | HVAC Control | [02-470]_Business_HVAC_Fresh Air controlled by CO2 monitors_ADD_Gas_per ksf | No fresh air control | Fresh air control | ENGINEER | 101.5723 | 2.9835 | 0 | 0 | 0.13008 | 0 | 695.8949 | 10 | 0.632 | 0.23 | 0.36 | 0.19 | 0.22 | 1 | 1 | Additions on Existing | 19.6431 | 0.68512 | 1015.7229 | 31.4779 | 0 | 0 | 35.427 | 65.6843 | 237.7852 | 0 | 0 | 299.5265 | 3.1478 | 0 | 606.1438 | 293.3435 | 312.8003 | 2.0663 | 65.0058 | 240.933 | 0 | 0 | 306.032 | 3.1478 | 0 | 615.1186 | 293.3435 | 321.7751 | 2.0969 | 64.5785 | 244.53 | 0 | 0 | 314.3915 | 3.1478 | 0 | 626.6478 | 293.3435 | 333.3043 | 2.1362 | per ksf | 0.45413 | 942.7801 | 0.005 | 20732.0922 | 608.9724 | 0 | 0 | 685.3725 | 16.7801 | 20057.1143 | 589.146 | 0 | 0 | 16.2338 | 18460.5757 | 542.2502 | 0 | 0 | 14.9416 | 20732.0922 | 40789.2065 | 59249.7822 | 608.9724 | 1198.1184 | 1740.3686 | 0 | 0 | 0 | 0 | 0 | 0 | 685.3725 | 1348.4312 | 1958.7107 | 16.7801 | 33.0139 | 47.9555 | 20732.0922 | 608.9724 | 0 | 0 | 685.3725 | 16.7801 | 20057.1143 | 589.146 | 0 | 0 | 16.2338 | 18460.5757 | 542.2502 | 0 | 0 | 14.9416 | 20732.0922 | 33.0139 | 59249.7822 | 608.9724 | 1198.1184 | 1740.3686 | 0 | 0 | 0 | 0 | 0 | 0 | 685.3725 | 1348.4312 | 1958.7107 | 16.7801 | 33.0139 | 47.9555 | 465.1973 | 961.2502 | 465.1973 | 751.5271 | 638.3841 | 460.2019 | 965.0076 | 460.2019 | 750.4554 | 631.5289 | 438.2233 | 936.1437 | 438.2233 | 724.5352 | 601.368 | 1.5858 | 1.5688 | 1.4939 | 0.0016737 | 0.0016654 | 0.0016571 | 161.0779 | 4.7314 | 0 | 0 | 5.325 | 0.13037 | 159.3482 | 4.6806 | 0 | 0 | 5.2678 | 0.12897 | 151.738 | 4.4571 | 0 | 0 | 5.0162 | 0.12281 | 1610.7793 | 1593.4821 | 1517.3798 | 47.3141 | 46.806 | 44.5706 | 0 | 0 | 0 | 0 | 0 | 0 | 53.25 | 52.6782 | 50.1623 | 161.0779 | 0.25935 | 472.1641 | 4.7314 | 9.412 | 13.8691 | 0 | 0 | 0 | 0 | 0 | 0 | 5.325 | 10.5928 | 15.6091 | 0.13037 | 0.25935 | 0.38216 | 1 | 1 | 1 | 1 | 1 | 1 | 1 | 521.9211 | 84.2226 | 1.1614 | 521.9211 | 93.1974 | 1.1786 | 521.9211 | 104.7266 | 1.2007 | 20732.0922 | 608.9724 | 0 | 0 | 685.3725 | 16.7801 | 20057.1143 | 589.146 | 0 | 0 | 16.2338 | 18460.5757 | 542.2502 | 0 | 0 | 14.9416 | 20732.0922 | 33.0139 | 59249.7822 | 608.9724 | 1198.1184 | 1740.3686 | 0 | 0 | 0 | 0 | 0 | 0 | 685.3725 | 1348.4312 | 1958.7107 | 16.7801 | 33.0139 | 47.9555 | 16204.7751 | 18819.7468 | 16204.7751 | 14713.7027 | 5401.5917 | 15883.8288 | 18720.1421 | 15883.8288 | 14558.0531 | 5294.6096 | 14896.3959 | 17885.4475 | 14896.3959 | 13842.5716 | 4965.4653 | 31.0483 | 30.4334 | 28.5415 | 0.032769 | 0.032606 | 0.032444 | 3153.6492 | 92.6335 | 0 | 0 | 104.255 | 2.5525 | 3091.1891 | 90.7988 | 0 | 0 | 102.1902 | 2.5019 | 2899.0224 | 85.1542 | 0 | 0 | 95.8374 | 2.3464 | 31536.4919 | 30911.8908 | 28990.2245 | 926.3346 | 907.9879 | 851.542 | 0 | 0 | 0 | 0 | 0 | 0 | 1042.5501 | 1021.9017 | 958.3742 | 3153.6492 | 5.0544 | 9143.8607 | 92.6335 | 183.4322 | 268.5864 | 0 | 0 | 0 | 0 | 0 | 0 | 104.255 | 206.4452 | 302.2826 | 2.5525 | 5.0544 | 7.4008 | 695.8949 | -89.7511 | 0.87103 | 695.8949 | -80.7763 | 0.88392 | 695.8949 | -69.2471 | 0.90049 | 20732.0922 | 608.9724 | 0 | 0 | 685.3725 | 16.7801 | 20057.1143 | 589.146 | 0 | 0 | 16.2338 | 18460.5757 | 542.2502 | 0 | 0 | 14.9416 | 20732.0922 | 33.0139 | 59249.7822 | 608.9724 | 1198.1184 | 1740.3686 | 0 | 0 | 0 | 0 | 0 | 0 | 685.3725 | 1348.4312 | 1958.7107 | 16.7801 | 33.0139 | 47.9555 | 99428.1906 | 86604.7208 | 99428.1906 | 67709.525 | 0 | 96191.0919 | 85025.6694 | 96191.0919 | 66121.7317 | 0 | 88534.3176 | 79724.4463 | 88534.3176 | 61703.3124 | 0 | 142.8782 | 138.2265 | 127.2237 | 0.1508 | 0.15005 | 0.1493 | 14512.4645 | 426.2807 | 0 | 0 | 479.7607 | 11.7461 | 14039.98 | 412.4022 | 0 | 0 | 464.1411 | 11.3636 | 12922.403 | 379.5751 | 0 | 0 | 427.1956 | 10.4591 | 145124.6453 | 140399.8002 | 129224.0296 | 4262.8068 | 4124.022 | 3795.7514 | 0 | 0 | 0 | 0 | 0 | 0 | 4797.6075 | 4641.411 | 4271.9565 | 14512.4645 | 23.1097 | 41474.8475 | 426.2807 | 838.6829 | 1218.258 | 0 | 0 | 0 | 0 | 0 | 0 | 479.7607 | 943.9019 | 1371.0975 | 11.7461 | 23.1097 | 33.5688
| 1010 | Business | Lodging | HVAC | Gas | 02-470 | 02-470.07 | HVAC Control | [02-470]_Business_HVAC_Fresh Air controlled by CO2 monitors_ADD_Gas_per ksf | No fresh air control | Fresh air control | ENGINEER | 258.8286 | 2.4516 | 0 | 0 | 0.33147 | 0 | 75.8005 | 10 | 0.632 | 0.23 | 0.36 | 0.19 | 0.22 | 1 | 1 | Additions on Existing | 2.1097 | 0.029286 | 2588.2857 | 25.8655 | 0 | 0 | 35.9288 | 167.378 | 195.3894 | 0 | 0 | 763.2595 | 2.5866 | 0 | 1128.6135 | 27.8873 | 1100.7262 | 40.4705 | 165.6491 | 197.9759 | 0 | 0 | 779.837 | 2.5866 | 0 | 1146.0485 | 27.8873 | 1118.1612 | 41.0957 | 164.5601 | 200.9316 | 0 | 0 | 801.1388 | 2.5866 | 0 | 1169.2171 | 27.8873 | 1141.3298 | 41.9265 | per ksf | 0.88413 | 2534.7931 | 0.005 | 142040.5028 | 1345.3829 | 0 | 0 | 1868.8181 | 114.9644 | 137416.0686 | 1301.581 | 0 | 0 | 111.2215 | 126477.8018 | 1197.9757 | 0 | 0 | 102.3683 | 142040.5028 | 279456.5713 | 405934.3731 | 1345.3829 | 2646.9639 | 3844.9396 | 0 | 0 | 0 | 0 | 0 | 0 | 1868.8181 | 3676.7928 | 5340.8534 | 114.9644 | 226.186 | 328.5543 | 142040.5028 | 1345.3829 | 0 | 0 | 1868.8181 | 114.9644 | 137416.0686 | 1301.581 | 0 | 0 | 111.2215 | 126477.8018 | 1197.9757 | 0 | 0 | 102.3683 | 142040.5028 | 226.186 | 405934.3731 | 1345.3829 | 2646.9639 | 3844.9396 | 0 | 0 | 0 | 0 | 0 | 0 | 1868.8181 | 3676.7928 | 5340.8534 | 114.9644 | 226.186 | 328.5543 | 6304.7222 | 255155.3255 | 6304.7222 | 188417.4526 | 10832.1401 | 6130.6341 | 251942.7418 | 6130.6341 | 185016.2645 | 10533.0395 | 5687.5317 | 238458.3017 | 5687.5317 | 174304.0057 | 9771.7455 | 226.0786 | 219.836 | 203.947 | 0.088746 | 0.088305 | 0.087866 | 58515.5925 | 554.2495 | 0 | 0 | 769.886 | 47.3612 | 56899.8411 | 538.9454 | 0 | 0 | 748.6277 | 46.0535 | 52787.3047 | 499.9921 | 0 | 0 | 694.5193 | 42.7249 | 585155.9248 | 568998.4108 | 527873.0472 | 5542.4948 | 5389.4537 | 4999.9214 | 0 | 0 | 0 | 0 | 0 | 0 | 7698.8602 | 7486.2768 | 6945.193 | 58515.5925 | 93.4147 | 168202.7383 | 554.2495 | 1093.1949 | 1593.187 | 0 | 0 | 0 | 0 | 0 | 0 | 769.886 | 1518.5137 | 2213.033 | 47.3612 | 93.4147 | 136.1396 | 1 | 1 | 1 | 1 | 1 | 1 | 1 | 56.8504 | 1071.7631 | 19.8524 | 56.8504 | 1089.1982 | 20.159 | 56.8504 | 1112.3668 | 20.5666 | 142040.5028 | 1345.3829 | 0 | 0 | 1868.8181 | 114.9644 | 137416.0686 | 1301.581 | 0 | 0 | 111.2215 | 126477.8018 | 1197.9757 | 0 | 0 | 102.3683 | 142040.5028 | 226.186 | 405934.3731 | 1345.3829 | 2646.9639 | 3844.9396 | 0 | 0 | 0 | 0 | 0 | 0 | 1868.8181 | 3676.7928 | 5340.8534 | 114.9644 | 226.186 | 328.5543 | 19866.4749 | 394396.346 | 19866.4749 | 291238.8942 | 6622.1583 | 19237.7227 | 387814.0125 | 19237.7227 | 284794.471 | 6412.5742 | 17732.1635 | 364689.8893 | 17732.1635 | 266574.5252 | 5910.7212 | 349.4521 | 338.3923 | 311.9095 | 0.13718 | 0.13649 | 0.13581 | 90448.1841 | 856.7094 | 0 | 0 | 1190.0212 | 73.2068 | 87585.5979 | 829.5955 | 0 | 0 | 1152.3583 | 70.8898 | 80731.0804 | 764.6707 | 0 | 0 | 1062.1738 | 65.342 | 904481.8411 | 875855.9789 | 807310.8036 | 8567.0942 | 8295.955 | 7646.7071 | 0 | 0 | 0 | 0 | 0 | 0 | 11900.2115 | 11523.5828 | 10621.7382 | 90448.1841 | 144.0966 | 258764.8624 | 856.7094 | 1686.3049 | 2450.9756 | 0 | 0 | 0 | 0 | 0 | 0 | 1190.0212 | 2342.3794 | 3404.5533 | 73.2068 | 144.0966 | 209.4386 | 75.8005 | 1052.813 | 14.8893 | 75.8005 | 1070.248 | 15.1193 | 75.8005 | 1093.4166 | 15.4249 | 142040.5028 | 1345.3829 | 0 | 0 | 1868.8181 | 114.9644 | 137416.0686 | 1301.581 | 0 | 0 | 111.2215 | 126477.8018 | 1197.9757 | 0 | 0 | 102.3683 | 142040.5028 | 226.186 | 405934.3731 | 1345.3829 | 2646.9639 | 3844.9396 | 0 | 0 | 0 | 0 | 0 | 0 | 1868.8181 | 3676.7928 | 5340.8534 | 114.9644 | 226.186 | 328.5543 | 29118.563 | 433554.0738 | 29118.563 | 320154.6117 | 0 | 28170.5456 | 425918.3558 | 28170.5456 | 312776.715 | 0 | 25928.1808 | 399940.4286 | 25928.1808 | 292341.3371 | 0 | 384.1475 | 371.6408 | 342.0583 | 0.1508 | 0.15005 | 0.1493 | 99428.3519 | 941.768 | 0 | 0 | 1308.1727 | 80.4751 | 96191.248 | 911.1067 | 0 | 0 | 1265.5823 | 77.8551 | 88534.4613 | 838.583 | 0 | 0 | 1164.8424 | 71.6578 | 994283.5193 | 961912.48 | 885344.6128 | 9417.68 | 9111.0672 | 8385.8297 | 0 | 0 | 0 | 0 | 0 | 0 | 13081.7266 | 12655.8229 | 11648.4242 | 99428.3519 | 158.3302 | 284154.0612 | 941.768 | 1852.8747 | 2691.4577 | 0 | 0 | 0 | 0 | 0 | 0 | 1308.1727 | 2573.755 | 3738.5974 | 80.4751 | 158.3302 | 229.988
| 1011 | Business | Other Commercial | HVAC | Gas | 02-470 | 02-470.08 | HVAC Control | [02-470]_Business_HVAC_Fresh Air controlled by CO2 monitors_ADD_Gas_per ksf | No fresh air control | Fresh air control | ENGINEER | 199.7953 | 7.3316 | 0 | 0 | 0.25587 | 0 | 574.2497 | 10 | 0.632 | 0.23 | 0.36 | 0.19 | 0.22 | 1 | 1 | Additions on Existing | 6.7463 | 0.28742 | 1997.9526 | 77.3526 | 0 | 0 | 85.1206 | 129.2026 | 584.3248 | 0 | 0 | 589.1762 | 7.7353 | 0 | 1310.439 | 211.2688 | 1099.1701 | 6.2027 | 127.868 | 592.06 | 0 | 0 | 601.9727 | 7.7353 | 0 | 1329.636 | 211.2688 | 1118.3672 | 6.2936 | 127.0275 | 600.8993 | 0 | 0 | 618.416 | 7.7353 | 0 | 1354.0781 | 211.2688 | 1142.8092 | 6.4093 | per ksf | 0.086518 | 328.7668 | 0.005 | 14221.0169 | 521.8489 | 0 | 0 | 574.2549 | 11.5102 | 13758.0211 | 504.859 | 0 | 0 | 11.1354 | 12662.8879 | 464.6724 | 0 | 0 | 10.2491 | 14221.0169 | 27979.038 | 40641.9258 | 521.8489 | 1026.7078 | 1491.3802 | 0 | 0 | 0 | 0 | 0 | 0 | 574.2549 | 1129.8138 | 1641.1503 | 11.5102 | 22.6456 | 32.8947 | 14221.0169 | 521.8489 | 0 | 0 | 574.2549 | 11.5102 | 13758.0211 | 504.859 | 0 | 0 | 11.1354 | 12662.8879 | 464.6724 | 0 | 0 | 10.2491 | 14221.0169 | 22.6456 | 40641.9258 | 521.8489 | 1026.7078 | 1491.3802 | 0 | 0 | 0 | 0 | 0 | 0 | 574.2549 | 1129.8138 | 1641.1503 | 11.5102 | 22.6456 | 32.8947 | 589.9201 | 3659.1027 | 589.9201 | 2809.0183 | 1013.5415 | 581.7753 | 3661.4465 | 581.7753 | 2795.6756 | 999.5479 | 550.0744 | 3525.573 | 550.0744 | 2678.7933 | 945.0825 | 2.7923 | 2.7537 | 2.6037 | 0.0084509 | 0.0084089 | 0.008367 | 557.8828 | 20.4718 | 0 | 0 | 22.5277 | 0.45154 | 550.1804 | 20.1892 | 0 | 0 | 22.2167 | 0.4453 | 520.201 | 19.0891 | 0 | 0 | 21.0061 | 0.42104 | 5578.8282 | 5501.8038 | 5202.0102 | 204.7185 | 201.892 | 190.8909 | 0 | 0 | 0 | 0 | 0 | 0 | 225.2771 | 222.1668 | 210.0609 | 557.8828 | 0.89684 | 1628.2642 | 20.4718 | 40.6611 | 59.7501 | 0 | 0 | 0 | 0 | 0 | 0 | 22.5277 | 44.7444 | 65.7505 | 0.45154 | 0.89684 | 1.3179 | 1 | 1 | 1 | 1 | 1 | 1 | 1 | 430.6873 | 879.7517 | 3.0427 | 430.6873 | 898.9488 | 3.0872 | 430.6873 | 923.3908 | 3.144 | 14221.0169 | 521.8489 | 0 | 0 | 574.2549 | 11.5102 | 13758.0211 | 504.859 | 0 | 0 | 11.1354 | 12662.8879 | 464.6724 | 0 | 0 | 10.2491 | 14221.0169 | 22.6456 | 40641.9258 | 521.8489 | 1026.7078 | 1491.3802 | 0 | 0 | 0 | 0 | 0 | 0 | 574.2549 | 1129.8138 | 1641.1503 | 11.5102 | 22.6456 | 32.8947 | 11641.6904 | 35421.8157 | 11641.6904 | 27192.6039 | 3880.5635 | 11326.4857 | 34967.6092 | 11326.4857 | 26699.3095 | 3775.4952 | 10509.4369 | 33041.6042 | 10509.4369 | 25105.6008 | 3503.1456 | 27.0305 | 26.2986 | 24.4016 | 0.081809 | 0.081402 | 0.080997 | 5400.5652 | 198.177 | 0 | 0 | 218.0787 | 4.3711 | 5254.3421 | 192.8113 | 0 | 0 | 212.1741 | 4.2527 | 4875.3142 | 178.9026 | 0 | 0 | 196.8687 | 3.946 | 54005.6515 | 52543.4211 | 48753.1423 | 1981.7703 | 1928.1129 | 1789.0263 | 0 | 0 | 0 | 0 | 0 | 0 | 2180.7872 | 2121.7413 | 1968.6871 | 5400.5652 | 8.6238 | 15530.2215 | 198.177 | 390.9883 | 569.8909 | 0 | 0 | 0 | 0 | 0 | 0 | 218.0787 | 430.2528 | 627.1216 | 4.3711 | 8.6238 | 12.5698 | 574.2497 | 736.1893 | 2.282 | 574.2497 | 755.3864 | 2.3154 | 574.2497 | 779.8284 | 2.358 | 14221.0169 | 521.8489 | 0 | 0 | 574.2549 | 11.5102 | 13758.0211 | 504.859 | 0 | 0 | 11.1354 | 12662.8879 | 464.6724 | 0 | 0 | 10.2491 | 14221.0169 | 22.6456 | 40641.9258 | 521.8489 | 1026.7078 | 1491.3802 | 0 | 0 | 0 | 0 | 0 | 0 | 574.2549 | 1129.8138 | 1641.1503 | 11.5102 | 22.6456 | 32.8947 | 28611.7396 | 65292.0495 | 28611.7396 | 50123.3719 | 0 | 27680.2228 | 64091.6724 | 27680.2228 | 48936.8144 | 0 | 25476.8876 | 60074.382 | 25476.8876 | 45645.5881 | 0 | 49.8246 | 48.2024 | 44.3655 | 0.1508 | 0.15005 | 0.1493 | 9954.7118 | 365.2942 | 0 | 0 | 401.9784 | 8.0571 | 9630.6148 | 353.4013 | 0 | 0 | 388.8912 | 7.7948 | 8864.0215 | 325.2707 | 0 | 0 | 357.9356 | 7.1743 | 99547.1183 | 96306.1477 | 88640.215 | 3652.9422 | 3534.0128 | 3252.7067 | 0 | 0 | 0 | 0 | 0 | 0 | 4019.7845 | 3888.9118 | 3579.3559 | 9954.7118 | 15.8519 | 28449.3481 | 365.2942 | 718.6955 | 1043.9662 | 0 | 0 | 0 | 0 | 0 | 0 | 401.9784 | 790.8696 | 1148.8052 | 8.0571 | 15.8519 | 23.0263
| 1012 | Business | Food Sales | HVAC | Gas | 02-470 | 02-470.09 | HVAC Control | [02-470]_Business_HVAC_Fresh Air controlled by CO2 monitors_ADD_Gas_per ksf | No fresh air control | Fresh air control | ENGINEER | 379.0926 | 8.754 | 0 | 0 | 0.48549 | 0 | 71.143 | 10 | 0.632 | 0.23 | 0.36 | 0.19 | 0.22 | 1 | 1 | Additions on Existing | 0.66428 | 0.018767 | 3790.9256 | 92.3595 | 0 | 0 | 107.0986 | 245.1498 | 697.6875 | 0 | 0 | 1117.906 | 9.2359 | 0 | 2069.9792 | 26.1738 | 2043.8054 | 79.0859 | 242.6175 | 706.9234 | 0 | 0 | 1142.1861 | 9.2359 | 0 | 2100.963 | 26.1738 | 2074.7891 | 80.2697 | 241.0226 | 717.4775 | 0 | 0 | 1173.3858 | 9.2359 | 0 | 2141.1218 | 26.1738 | 2114.948 | 81.804 | per ksf | 0.23794 | 427.339 | 0.005 | 35073.1894 | 809.9084 | 0 | 0 | 939.1571 | 28.3875 | 33931.3062 | 783.5401 | 0 | 0 | 27.4632 | 31230.3872 | 721.1706 | 0 | 0 | 25.2772 | 35073.1894 | 69004.4956 | 100234.8828 | 809.9084 | 1593.4485 | 2314.6192 | 0 | 0 | 0 | 0 | 0 | 0 | 939.1571 | 1847.7379 | 2683.996 | 28.3875 | 55.8507 | 81.1279 | 35073.1894 | 809.9084 | 0 | 0 | 939.1571 | 28.3875 | 33931.3062 | 783.5401 | 0 | 0 | 27.4632 | 31230.3872 | 721.1706 | 0 | 0 | 25.2772 | 35073.1894 | 55.8507 | 100234.8828 | 809.9084 | 1593.4485 | 2314.6192 | 0 | 0 | 0 | 0 | 0 | 0 | 939.1571 | 1847.7379 | 2683.996 | 28.3875 | 55.8507 | 81.1279 | 1042.1015 | 82415.5481 | 1042.1015 | 61837.6776 | 1790.4341 | 1012.1818 | 81247.5099 | 1012.1818 | 60628.707 | 1739.0291 | 937.1066 | 76659.0604 | 937.1066 | 56930.3786 | 1610.0424 | 39.8147 | 38.6716 | 35.8032 | 0.092705 | 0.092244 | 0.091785 | 15093.4464 | 348.5371 | 0 | 0 | 404.1582 | 12.2163 | 14660.0997 | 338.5303 | 0 | 0 | 392.5544 | 11.8656 | 13572.7351 | 313.421 | 0 | 0 | 363.438 | 10.9855 | 150934.4642 | 146600.9966 | 135727.3506 | 3485.3715 | 3385.3033 | 3134.2095 | 0 | 0 | 0 | 0 | 0 | 0 | 4041.582 | 3925.5444 | 3634.3801 | 15093.4464 | 24.0819 | 43326.2811 | 348.5371 | 687.0675 | 1000.4884 | 0 | 0 | 0 | 0 | 0 | 0 | 404.1582 | 796.7126 | 1160.1506 | 12.2163 | 24.0819 | 35.0673 | 1 | 1 | 1 | 1 | 1 | 1 | 1 | 53.3573 | 2016.622 | 38.7947 | 53.3573 | 2047.6057 | 39.3754 | 53.3573 | 2087.7646 | 40.128 | 35073.1894 | 809.9084 | 0 | 0 | 939.1571 | 28.3875 | 33931.3062 | 783.5401 | 0 | 0 | 27.4632 | 31230.3872 | 721.1706 | 0 | 0 | 25.2772 | 35073.1894 | 55.8507 | 100234.8828 | 809.9084 | 1593.4485 | 2314.6192 | 0 | 0 | 0 | 0 | 0 | 0 | 939.1571 | 1847.7379 | 2683.996 | 28.3875 | 55.8507 | 81.1279 | 3044.6723 | 118117.1745 | 3044.6723 | 88625.1675 | 1014.8908 | 2947.1092 | 116043.5827 | 2947.1092 | 86594.3139 | 982.3697 | 2714.6612 | 108934.0161 | 2714.6612 | 80899.1755 | 904.8871 | 57.062 | 55.2335 | 50.8771 | 0.13286 | 0.1322 | 0.13155 | 21631.7829 | 499.5201 | 0 | 0 | 579.2357 | 17.5083 | 20938.617 | 483.5135 | 0 | 0 | 560.6747 | 16.9473 | 19287.1206 | 445.3773 | 0 | 0 | 516.4525 | 15.6106 | 216317.8289 | 209386.1695 | 192871.2057 | 4995.201 | 4835.1355 | 4453.7727 | 0 | 0 | 0 | 0 | 0 | 0 | 5792.3566 | 5606.7471 | 5164.5248 | 21631.7829 | 34.4555 | 61857.5204 | 499.5201 | 983.0337 | 1428.4109 | 0 | 0 | 0 | 0 | 0 | 0 | 579.2357 | 1139.9104 | 1656.3628 | 17.5083 | 34.4555 | 50.0661 | 71.143 | 1998.8362 | 29.096 | 71.143 | 2029.8199 | 29.5315 | 71.143 | 2069.9788 | 30.096 | 35073.1894 | 809.9084 | 0 | 0 | 939.1571 | 28.3875 | 33931.3062 | 783.5401 | 0 | 0 | 27.4632 | 31230.3872 | 721.1706 | 0 | 0 | 25.2772 | 35073.1894 | 55.8507 | 100234.8828 | 809.9084 | 1593.4485 | 2314.6192 | 0 | 0 | 0 | 0 | 0 | 0 | 939.1571 | 1847.7379 | 2683.996 | 28.3875 | 55.8507 | 81.1279 | 4278.3429 | 124482.8008 | 4278.3429 | 93401.3967 | 0 | 4139.0522 | 122232.6063 | 4139.0522 | 91212.7016 | 0 | 3809.5852 | 114653.3754 | 3809.5852 | 85146.6224 | 0 | 60.1372 | 58.1793 | 53.5483 | 0.14002 | 0.13933 | 0.13863 | 22797.5731 | 526.4405 | 0 | 0 | 610.4521 | 18.4519 | 22055.3491 | 509.3011 | 0 | 0 | 590.5775 | 17.8511 | 20299.7517 | 468.7609 | 0 | 0 | 543.5678 | 16.4302 | 227975.731 | 220553.4906 | 202997.5167 | 5264.4048 | 5093.0107 | 4687.609 | 0 | 0 | 0 | 0 | 0 | 0 | 6104.521 | 5905.7752 | 5435.6777 | 22797.5731 | 36.303 | 65152.6738 | 526.4405 | 1035.7415 | 1504.5025 | 0 | 0 | 0 | 0 | 0 | 0 | 610.4521 | 1201.0296 | 1744.5974 | 18.4519 | 36.303 | 52.7331
| 1013 | Business | Manufacturing/Industrial | HVAC | Gas | 02-470 | 02-470.10 | HVAC Control | [02-470]_Business_HVAC_Fresh Air controlled by CO2 monitors_ADD_Gas_per ksf | No fresh air control | Fresh air control | ENGINEER | 130.0891 | 1.804 | 0 | 0 | 0.1666 | 0 | 103.4738 | 10 | 0.632 | 0.23 | 0.36 | 0.19 | 0.22 | 1 | 1 | Additions on Existing | 4.2951 | 0.079541 | 1300.8907 | 19.0331 | 0 | 0 | 24.091 | 84.1254 | 143.7771 | 0 | 0 | 383.6197 | 1.9033 | 0 | 613.4254 | 43.6177 | 569.8077 | 14.0637 | 83.2564 | 145.6804 | 0 | 0 | 391.9516 | 1.9033 | 0 | 622.7917 | 43.6177 | 579.174 | 14.2784 | 82.7091 | 147.8553 | 0 | 0 | 402.658 | 1.9033 | 0 | 635.1258 | 43.6177 | 591.5081 | 14.5612 | per ksf | 1.2175 | 5044.2703 | 0.005 | 142068.1252 | 1970.1099 | 0 | 0 | 2493.647 | 114.9868 | 137442.7917 | 1905.9688 | 0 | 0 | 111.2432 | 126502.3978 | 1754.2544 | 0 | 0 | 102.3882 | 142068.1252 | 279510.9168 | 406013.3146 | 1970.1099 | 3876.0787 | 5630.3331 | 0 | 0 | 0 | 0 | 0 | 0 | 2493.647 | 4906.1079 | 7126.5378 | 114.9868 | 226.23 | 328.6182 | 142068.1252 | 1970.1099 | 0 | 0 | 2493.647 | 114.9868 | 137442.7917 | 1905.9688 | 0 | 0 | 111.2432 | 126502.3978 | 1754.2544 | 0 | 0 | 102.3882 | 142068.1252 | 226.23 | 406013.3146 | 1970.1099 | 3876.0787 | 5630.3331 | 0 | 0 | 0 | 0 | 0 | 0 | 2493.647 | 4906.1079 | 7126.5378 | 114.9868 | 226.23 | 328.6182 | 12110.1243 | 170312.7634 | 12110.1243 | 132609.6167 | 16618.5628 | 11831.3161 | 168932.2962 | 11831.3161 | 130828.6802 | 16235.958 | 11052.58 | 160938.6053 | 11052.58 | 124054.7753 | 15167.3088 | 277.6422 | 271.2501 | 253.3964 | 0.054767 | 0.054495 | 0.054224 | 36118.2113 | 500.8643 | 0 | 0 | 633.9639 | 29.2333 | 35286.6712 | 489.333 | 0 | 0 | 619.3683 | 28.5603 | 32964.106 | 457.1251 | 0 | 0 | 578.6016 | 26.6804 | 361182.1127 | 352866.7122 | 329641.0598 | 5008.6426 | 4893.33 | 4571.2515 | 0 | 0 | 0 | 0 | 0 | 0 | 6339.6393 | 6193.6835 | 5786.0159 | 36118.2113 | 57.7935 | 104368.9885 | 500.8643 | 990.1973 | 1447.3224 | 0 | 0 | 0 | 0 | 0 | 0 | 633.9639 | 1253.3323 | 1831.9339 | 29.2333 | 57.7935 | 84.474 | 1 | 1 | 1 | 1 | 1 | 1 | 1 | 77.6053 | 535.8201 | 7.9044 | 77.6053 | 545.1864 | 8.0251 | 77.6053 | 557.5205 | 8.184 | 142068.1252 | 1970.1099 | 0 | 0 | 2493.647 | 114.9868 | 137442.7917 | 1905.9688 | 0 | 0 | 111.2432 | 126502.3978 | 1754.2544 | 0 | 0 | 102.3882 | 142068.1252 | 226.23 | 406013.3146 | 1970.1099 | 3876.0787 | 5630.3331 | 0 | 0 | 0 | 0 | 0 | 0 | 2493.647 | 4906.1079 | 7126.5378 | 114.9868 | 226.23 | 328.6182 | 47186.2882 | 372980.3644 | 47186.2882 | 290411.4886 | 15728.7627 | 45753.4045 | 367176.2665 | 45753.4045 | 284357.6238 | 15251.1348 | 42255.4223 | 345820.3688 | 42255.4223 | 266565.4277 | 14085.1408 | 608.0288 | 589.5651 | 544.4911 | 0.11994 | 0.11934 | 0.11875 | 79097.9098 | 1096.8792 | 0 | 0 | 1388.3639 | 64.0201 | 76695.9811 | 1063.5708 | 0 | 0 | 1346.2041 | 62.076 | 70832.3479 | 982.2577 | 0 | 0 | 1243.2829 | 57.3301 | 790979.0981 | 766959.8108 | 708323.4793 | 10968.7924 | 10635.7083 | 9822.5771 | 0 | 0 | 0 | 0 | 0 | 0 | 13883.6394 | 13462.0415 | 12432.8289 | 79097.9098 | 126.0961 | 226626.2388 | 1096.8792 | 2160.4501 | 3142.7078 | 0 | 0 | 0 | 0 | 0 | 0 | 1388.3639 | 2734.5681 | 3977.851 | 64.0201 | 126.0961 | 183.4263 | 103.4738 | 509.9516 | 5.9283 | 103.4738 | 519.3179 | 6.0188 | 103.4738 | 531.652 | 6.138 | 142068.1252 | 1970.1099 | 0 | 0 | 2493.647 | 114.9868 | 137442.7917 | 1905.9688 | 0 | 0 | 111.2432 | 126502.3978 | 1754.2544 | 0 | 0 | 102.3882 | 142068.1252 | 226.23 | 406013.3146 | 1970.1099 | 3876.0787 | 5630.3331 | 0 | 0 | 0 | 0 | 0 | 0 | 2493.647 | 4906.1079 | 7126.5378 | 114.9868 | 226.23 | 328.6182 | 79101.4117 | 468938.2418 | 79101.4117 | 365126.6016 | 0 | 76526.095 | 460597.9514 | 76526.095 | 356707.5297 | 0 | 70434.647 | 432330.3545 | 70434.647 | 333249.0977 | 0 | 764.4584 | 739.5698 | 680.7004 | 0.1508 | 0.15005 | 0.1493 | 99447.6876 | 1379.077 | 0 | 0 | 1745.5529 | 80.4908 | 96209.9542 | 1334.1781 | 0 | 0 | 1688.7226 | 77.8702 | 88551.6784 | 1227.9781 | 0 | 0 | 1554.301 | 71.6718 | 994476.8761 | 962099.5417 | 885516.7844 | 13790.7695 | 13341.7813 | 12279.7806 | 0 | 0 | 0 | 0 | 0 | 0 | 17455.5287 | 16887.2264 | 15543.0096 | 99447.6876 | 158.361 | 284209.3202 | 1379.077 | 2713.2551 | 3941.2331 | 0 | 0 | 0 | 0 | 0 | 0 | 1745.5529 | 3434.2755 | 4988.5765 | 80.4908 | 158.361 | 230.0327
| 1014 | Business | Office | HVAC | Gas | 02-462 | 02-462.01 | Furnaces | [02-462]_Business_HVAC_Furnace_starts2023_ROB_Gas_per kBtu/hr | 0.90 AFUE | 0.95 AFUE | DEEMED | 0 | 0.073988 | 0 | 0 | 0 | 0 | 8.81 | 17 | 0 | 0.387 | 0.612 | 0 | 0.001 | 1 | 1 | Replace on Burnout | 6.6388 | #NUM! | 0 | 1.327 | 0 | 0 | 1.327 | 0 | 9.3531 | 0 | 0 | 0 | 0.078062 | 0 | 9.4312 | 3.2412 | 6.1899 | 2.9097 | 0 | 9.4648 | 0 | 0 | 0 | 0.078062 | 0 | 9.5429 | 3.2412 | 6.3017 | 2.9442 | 0 | 9.5899 | 0 | 0 | 0 | 0.078062 | 0 | 9.668 | 3.2412 | 6.4268 | 2.9828 | per kBtu/hr | 16.5665 | 407039.7405 | 0.005 | 0 | 0 | 0 | 0 | 0 | 0 | 0 | 0 | 0 | 0 | 0 | 0 | 1798.2392 | 0 | 0 | 0 | 0 | 0 | 0 | 0 | 0 | 1798.2392 | 0 | 0 | 0 | 0 | 0 | 0 | 0 | 0 | 1798.2392 | 0 | 0 | 0 | 0 | 0 | 0 | 0 | 0 | 0 | 0 | 0 | 0 | 0 | 0 | 0 | 1798.2392 | 0 | 0 | 0 | 0 | 0 | 0 | 0 | 0 | 1798.2392 | 0 | 0 | 0 | 0 | 0 | 0 | 0 | 0 | 1798.2392 | 0 | 0 | 0 | 0 |  |  |  |  | 0 |  |  |  |  | 15554.1518 | 46395.1805 | 15554.1518 | 35131.39 | 26723.5805 | 0 | 0 | 4798.8345 | 0 | 0 | 0 | 0 | 0 | 0 | 0 | 0 | 0 | 0 | 0 | 0 | 0 | 0 | 0 | 0 | 355.0563 | 0 | 0 | 355.0563 | 0 | 0 | 0 | 0 | 0 | 0 | 6035.9563 | 0 | 0 | 0 | 0 | 0 | 0 | 0 | 0 | 6035.9563 | 0 | 0 | 0 | 0 | 0 | 355.0563 | 0 | 0 | 0 | 0 | 0 | 0 | 0 | 0 | 355.0563 | 0 | 0 | 0 | 1 | 1 | 1 | 1 | 1 | 1 | 1 | 6.6075 | 2.8237 | 1.4273 | 6.6075 | 2.9354 | 1.4443 | 6.6075 | 3.0605 | 1.4632 | 0 | 0 | 0 | 0 | 0 | 0 | 0 | 0 | 0 | 0 | 0 | 0 | 1798.2392 | 0 | 0 | 0 | 0 | 0 | 0 | 0 | 0 | 1798.2392 | 0 | 0 | 0 | 0 | 0 | 0 | 0 | 0 | 1798.2392 | 0 | 0 | 0 | 0 |  |  |  |  | 0 |  |  |  |  | 101371.7245 | 148325.8192 | 101371.7245 | 112315.3773 | 33790.5748 | 0 | 0 | 15341.9182 | 0 | 0 | 0 | 0 | 0 | 0 | 0 | 0 | 0 | 0 | 0 | 0 | 0 | 0 | 0 | 0 | 1135.1181 | 0 | 0 | 1135.1181 | 0 | 0 | 0 | 0 | 0 | 0 | 19297.0079 | 0 | 0 | 0 | 0 | 0 | 0 | 0 | 0 | 19297.0079 | 0 | 0 | 0 | 0 | 0 | 1135.1181 | 0 | 0 | 0 | 0 | 0 | 0 | 0 | 0 | 1135.1181 | 0 | 0 | 0 | 8.81 | 0.62117 | 1.0705 | 8.81 | 0.73291 | 1.0832 | 8.81 | 0.85801 | 1.0974 | 0 | 0 | 0 | 0 | 0 | 0 | 0 | 0 | 0 | 0 | 0 | 0 | 1798.2392 | 0 | 0 | 0 | 0 | 0 | 0 | 0 | 0 | 1798.2392 | 0 | 0 | 0 | 0 | 0 | 0 | 0 | 0 | 1798.2392 | 0 | 0 | 0 | 0 |  |  |  |  | 0 |  |  |  |  | 192710.1079 | 211478.2359 | 192710.1079 | 160135.693 | 0 | 0 | 0 | 21874.0191 | 0 | 0 | 0 | 0 | 0 | 0 | 0 | 0 | 0 | 0 | 0 | 0 | 0 | 0 | 0 | 0 | 1618.4153 | 0 | 0 | 1618.4153 | 0 | 0 | 0 | 0 | 0 | 0 | 27513.0602 | 0 | 0 | 0 | 0 | 0 | 0 | 0 | 0 | 27513.0602 | 0 | 0 | 0 | 0 | 0 | 1618.4153 | 0 | 0 | 0 | 0 | 0 | 0 | 0 | 0 | 1618.4153 | 0 | 0 | 0
| 1015 | Business | Retail | HVAC | Gas | 02-462 | 02-462.02 | Furnaces | [02-462]_Business_HVAC_Furnace_starts2023_ROB_Gas_per kBtu/hr | 0.90 AFUE | 0.95 AFUE | DEEMED | 0 | 0.073988 | 0 | 0 | 0 | 0 | 8.81 | 17 | 0 | 0.387 | 0.612 | 0 | 0.001 | 1 | 1 | Replace on Burnout | 6.6388 | #NUM! | 0 | 1.327 | 0 | 0 | 1.327 | 0 | 9.3531 | 0 | 0 | 0 | 0.078062 | 0 | 9.4312 | 3.2412 | 6.1899 | 2.9097 | 0 | 9.4648 | 0 | 0 | 0 | 0.078062 | 0 | 9.5429 | 3.2412 | 6.3017 | 2.9442 | 0 | 9.5899 | 0 | 0 | 0 | 0.078062 | 0 | 9.668 | 3.2412 | 6.4268 | 2.9828 | per kBtu/hr | 13.941 | 119460.7269 | 0.005 | 0 | 0 | 0 | 0 | 0 | 0 | 0 | 0 | 0 | 0 | 0 | 0 | 527.7592 | 0 | 0 | 0 | 0 | 0 | 0 | 0 | 0 | 527.7592 | 0 | 0 | 0 | 0 | 0 | 0 | 0 | 0 | 527.7592 | 0 | 0 | 0 | 0 | 0 | 0 | 0 | 0 | 0 | 0 | 0 | 0 | 0 | 0 | 0 | 527.7592 | 0 | 0 | 0 | 0 | 0 | 0 | 0 | 0 | 527.7592 | 0 | 0 | 0 | 0 | 0 | 0 | 0 | 0 | 527.7592 | 0 | 0 | 0 | 0 |  |  |  |  | 0 |  |  |  |  | 1830.8392 | 5461.0575 | 1830.8392 | 4146.8971 | 3145.564 | 0 | 0 | 564.8585 | 0 | 0 | 0 | 0 | 0 | 0 | 0 | 0 | 0 | 0 | 0 | 0 | 0 | 0 | 0 | 0 | 41.7928 | 0 | 0 | 41.7928 | 0 | 0 | 0 | 0 | 0 | 0 | 710.4769 | 0 | 0 | 0 | 0 | 0 | 0 | 0 | 0 | 710.4769 | 0 | 0 | 0 | 0 | 0 | 41.7928 | 0 | 0 | 0 | 0 | 0 | 0 | 0 | 0 | 41.7928 | 0 | 0 | 0 | 1 | 1 | 1 | 1 | 1 | 1 | 1 | 6.6075 | 2.8237 | 1.4273 | 6.6075 | 2.9354 | 1.4443 | 6.6075 | 3.0605 | 1.4632 | 0 | 0 | 0 | 0 | 0 | 0 | 0 | 0 | 0 | 0 | 0 | 0 | 527.7592 | 0 | 0 | 0 | 0 | 0 | 0 | 0 | 0 | 527.7592 | 0 | 0 | 0 | 0 | 0 | 0 | 0 | 0 | 527.7592 | 0 | 0 | 0 | 0 |  |  |  |  | 0 |  |  |  |  | 22663.8071 | 33161.3946 | 22663.8071 | 25181.3666 | 7554.6024 | 0 | 0 | 3430.0124 | 0 | 0 | 0 | 0 | 0 | 0 | 0 | 0 | 0 | 0 | 0 | 0 | 0 | 0 | 0 | 0 | 253.7798 | 0 | 0 | 253.7798 | 0 | 0 | 0 | 0 | 0 | 0 | 4314.2569 | 0 | 0 | 0 | 0 | 0 | 0 | 0 | 0 | 4314.2569 | 0 | 0 | 0 | 0 | 0 | 253.7798 | 0 | 0 | 0 | 0 | 0 | 0 | 0 | 0 | 253.7798 | 0 | 0 | 0 | 8.81 | 0.62117 | 1.0705 | 8.81 | 0.73291 | 1.0832 | 8.81 | 0.85801 | 1.0974 | 0 | 0 | 0 | 0 | 0 | 0 | 0 | 0 | 0 | 0 | 0 | 0 | 527.7592 | 0 | 0 | 0 | 0 | 0 | 0 | 0 | 0 | 527.7592 | 0 | 0 | 0 | 0 | 0 | 0 | 0 | 0 | 527.7592 | 0 | 0 | 0 | 0 |  |  |  |  | 0 |  |  |  |  | 50273.6378 | 55169.8111 | 50273.6378 | 41893.6312 | 0 | 0 | 0 | 5706.4288 | 0 | 0 | 0 | 0 | 0 | 0 | 0 | 0 | 0 | 0 | 0 | 0 | 0 | 0 | 0 | 0 | 422.2074 | 0 | 0 | 422.2074 | 0 | 0 | 0 | 0 | 0 | 0 | 7177.525 | 0 | 0 | 0 | 0 | 0 | 0 | 0 | 0 | 7177.525 | 0 | 0 | 0 | 0 | 0 | 422.2074 | 0 | 0 | 0 | 0 | 0 | 0 | 0 | 0 | 422.2074 | 0 | 0 | 0
| 1016 | Business | Food Service | HVAC | Gas | 02-462 | 02-462.03 | Furnaces | [02-462]_Business_HVAC_Furnace_starts2023_ROB_Gas_per kBtu/hr | 0.90 AFUE | 0.95 AFUE | DEEMED | 0 | 0.073988 | 0 | 0 | 0 | 0 | 8.81 | 17 | 0 | 0.387 | 0.612 | 0 | 0.001 | 1 | 1 | Replace on Burnout | 6.6388 | #NUM! | 0 | 1.327 | 0 | 0 | 1.327 | 0 | 9.3531 | 0 | 0 | 0 | 0.078062 | 0 | 11.3174 | 3.2412 | 8.0762 | 3.4917 | 0 | 9.4648 | 0 | 0 | 0 | 0.078062 | 0 | 11.4515 | 3.2412 | 8.2103 | 3.5331 | 0 | 9.5899 | 0 | 0 | 0 | 0.078062 | 0 | 11.6016 | 3.2412 | 8.3604 | 3.5794 | per kBtu/hr | 36.1828 | 58000.9869 | 0.005 | 0 | 0 | 0 | 0 | 0 | 0 | 0 | 0 | 0 | 0 | 0 | 0 | 256.2395 | 0 | 0 | 0 | 0 | 0 | 0 | 0 | 0 | 256.2395 | 0 | 0 | 0 | 0 | 0 | 0 | 0 | 0 | 256.2395 | 0 | 0 | 0 | 0 | 0 | 0 | 0 | 0 | 0 | 0 | 0 | 0 | 0 | 0 | 0 | 256.2395 | 0 | 0 | 0 | 0 | 0 | 0 | 0 | 0 | 256.2395 | 0 | 0 | 0 | 0 | 0 | 0 | 0 | 0 | 256.2395 | 0 | 0 | 0 | 0 |  |  |  |  | 0 |  |  |  |  | 1146.8563 | 4105.0342 | 1146.8563 | 3018.849 | 1970.4132 | 0 | 0 | 353.8331 | 0 | 0 | 0 | 0 | 0 | 0 | 0 | 0 | 0 | 0 | 0 | 0 | 0 | 0 | 0 | 0 | 26.1794 | 0 | 0 | 26.1794 | 0 | 0 | 0 | 0 | 0 | 0 | 445.0499 | 0 | 0 | 0 | 0 | 0 | 0 | 0 | 0 | 445.0499 | 0 | 0 | 0 | 0 | 0 | 26.1794 | 0 | 0 | 0 | 0 | 0 | 0 | 0 | 0 | 26.1794 | 0 | 0 | 0 | 1 | 1 | 1 | 1 | 1 | 1 | 1 | 6.6075 | 4.7099 | 1.7128 | 6.6075 | 4.844 | 1.7331 | 6.6075 | 4.9941 | 1.7558 | 0 | 0 | 0 | 0 | 0 | 0 | 0 | 0 | 0 | 0 | 0 | 0 | 256.2395 | 0 | 0 | 0 | 0 | 0 | 0 | 0 | 0 | 256.2395 | 0 | 0 | 0 | 0 | 0 | 0 | 0 | 0 | 256.2395 | 0 | 0 | 0 | 0 |  |  |  |  | 0 |  |  |  |  | 11713.0026 | 20565.9799 | 11713.0026 | 15124.2561 | 3904.3342 | 0 | 0 | 1772.683 | 0 | 0 | 0 | 0 | 0 | 0 | 0 | 0 | 0 | 0 | 0 | 0 | 0 | 0 | 0 | 0 | 131.1573 | 0 | 0 | 131.1573 | 0 | 0 | 0 | 0 | 0 | 0 | 2229.6741 | 0 | 0 | 0 | 0 | 0 | 0 | 0 | 0 | 2229.6741 | 0 | 0 | 0 | 0 | 0 | 131.1573 | 0 | 0 | 0 | 0 | 0 | 0 | 0 | 0 | 131.1573 | 0 | 0 | 0 | 8.81 | 2.5074 | 1.2846 | 8.81 | 2.6415 | 1.2998 | 8.81 | 2.7916 | 1.3169 | 0 | 0 | 0 | 0 | 0 | 0 | 0 | 0 | 0 | 0 | 0 | 0 | 256.2395 | 0 | 0 | 0 | 0 | 0 | 0 | 0 | 0 | 256.2395 | 0 | 0 | 0 | 0 | 0 | 0 | 0 | 0 | 256.2395 | 0 | 0 | 0 | 0 |  |  |  |  | 0 |  |  |  |  | 24409.0312 | 32143.4859 | 24409.0312 | 23638.3734 | 0 | 0 | 0 | 2770.6051 | 0 | 0 | 0 | 0 | 0 | 0 | 0 | 0 | 0 | 0 | 0 | 0 | 0 | 0 | 0 | 0 | 204.9916 | 0 | 0 | 204.9916 | 0 | 0 | 0 | 0 | 0 | 0 | 3484.8569 | 0 | 0 | 0 | 0 | 0 | 0 | 0 | 0 | 3484.8569 | 0 | 0 | 0 | 0 | 0 | 204.9916 | 0 | 0 | 0 | 0 | 0 | 0 | 0 | 0 | 204.9916 | 0 | 0 | 0
| 1017 | Business | Healthcare/Hospitals | HVAC | Gas | 02-462 | 02-462.04 | Furnaces | [02-462]_Business_HVAC_Furnace_starts2023_ROB_Gas_per kBtu/hr | 0.90 AFUE | 0.95 AFUE | DEEMED | 0 | 0.073988 | 0 | 0 | 0 | 0 | 8.81 | 17 | 0 | 0.387 | 0.612 | 0 | 0.001 | 1 | 1 | Replace on Burnout | 6.6388 | #NUM! | 0 | 1.327 | 0 | 0 | 1.327 | 0 | 9.3531 | 0 | 0 | 0 | 0.078062 | 0 | 9.4312 | 3.7137 | 5.7175 | 2.5396 | 0 | 9.4648 | 0 | 0 | 0 | 0.078062 | 0 | 9.5429 | 3.7137 | 5.8292 | 2.5696 | 0 | 9.5899 | 0 | 0 | 0 | 0.078062 | 0 | 9.668 | 3.7137 | 5.9543 | 2.6033 | per kBtu/hr | 48.0876 | 130605.8176 | 0.005 | 0 | 0 | 0 | 0 | 0 | 0 | 0 | 0 | 0 | 0 | 0 | 0 | 576.9965 | 0 | 0 | 0 | 0 | 0 | 0 | 0 | 0 | 576.9965 | 0 | 0 | 0 | 0 | 0 | 0 | 0 | 0 | 576.9965 | 0 | 0 | 0 | 0 | 0 | 0 | 0 | 0 | 0 | 0 | 0 | 0 | 0 | 0 | 0 | 576.9965 | 0 | 0 | 0 | 0 | 0 | 0 | 0 | 0 | 576.9965 | 0 | 0 | 0 | 0 | 0 | 0 | 0 | 0 | 576.9965 | 0 | 0 | 0 | 0 |  |  |  |  | 0 |  |  |  |  | 3778.4183 | 9836.4502 | 3778.4183 | 8122.1248 | 5185.0732 | 0 | 0 | 1017.4224 | 0 | 0 | 0 | 0 | 0 | 0 | 0 | 0 | 0 | 0 | 0 | 0 | 0 | 0 | 0 | 0 | 75.2771 | 0 | 0 | 75.2771 | 0 | 0 | 0 | 0 | 0 | 0 | 1279.7102 | 0 | 0 | 0 | 0 | 0 | 0 | 0 | 0 | 1279.7102 | 0 | 0 | 0 | 0 | 0 | 75.2771 | 0 | 0 | 0 | 0 | 0 | 0 | 0 | 0 | 75.2771 | 0 | 0 | 0 | 1 | 1 | 1 | 1 | 1 | 1 | 1 | 6.6075 | 2.8237 | 1.4273 | 6.6075 | 2.9354 | 1.4443 | 6.6075 | 3.0605 | 1.4632 | 0 | 0 | 0 | 0 | 0 | 0 | 0 | 0 | 0 | 0 | 0 | 0 | 576.9965 | 0 | 0 | 0 | 0 | 0 | 0 | 0 | 0 | 576.9965 | 0 | 0 | 0 | 0 | 0 | 0 | 0 | 0 | 576.9965 | 0 | 0 | 0 | 0 |  |  |  |  | 0 |  |  |  |  | 25680.7119 | 37575.6913 | 25680.7119 | 31026.8897 | 8560.2373 | 0 | 0 | 3886.6004 | 0 | 0 | 0 | 0 | 0 | 0 | 0 | 0 | 0 | 0 | 0 | 0 | 0 | 0 | 0 | 0 | 287.5619 | 0 | 0 | 287.5619 | 0 | 0 | 0 | 0 | 0 | 0 | 4888.5515 | 0 | 0 | 0 | 0 | 0 | 0 | 0 | 0 | 4888.5515 | 0 | 0 | 0 | 0 | 0 | 287.5619 | 0 | 0 | 0 | 0 | 0 | 0 | 0 | 0 | 287.5619 | 0 | 0 | 0 | 8.81 | 0.62117 | 1.0705 | 8.81 | 0.73291 | 1.0832 | 8.81 | 0.85801 | 1.0974 | 0 | 0 | 0 | 0 | 0 | 0 | 0 | 0 | 0 | 0 | 0 | 0 | 576.9965 | 0 | 0 | 0 | 0 | 0 | 0 | 0 | 0 | 576.9965 | 0 | 0 | 0 | 0 | 0 | 0 | 0 | 0 | 576.9965 | 0 | 0 | 0 | 0 |  |  |  |  | 0 |  |  |  |  | 54963.9178 | 60316.8796 | 54963.9178 | 49804.6771 | 0 | 0 | 0 | 6238.8102 | 0 | 0 | 0 | 0 | 0 | 0 | 0 | 0 | 0 | 0 | 0 | 0 | 0 | 0 | 0 | 0 | 461.5972 | 0 | 0 | 461.5972 | 0 | 0 | 0 | 0 | 0 | 0 | 7847.1524 | 0 | 0 | 0 | 0 | 0 | 0 | 0 | 0 | 7847.1524 | 0 | 0 | 0 | 0 | 0 | 461.5972 | 0 | 0 | 0 | 0 | 0 | 0 | 0 | 0 | 461.5972 | 0 | 0 | 0
| 1018 | Business | Campus/Education | HVAC | Gas | 02-462 | 02-462.05 | Furnaces | [02-462]_Business_HVAC_Furnace_starts2023_ROB_Gas_per kBtu/hr | 0.90 AFUE | 0.95 AFUE | DEEMED | 0 | 0.073988 | 0 | 0 | 0 | 0 | 8.81 | 17 | 0 | 0.387 | 0.612 | 0 | 0.001 | 1 | 1 | Replace on Burnout | 6.6388 | #NUM! | 0 | 1.327 | 0 | 0 | 1.327 | 0 | 9.3531 | 0 | 0 | 0 | 0.078062 | 0 | 9.4312 | 3.7137 | 5.7175 | 2.5396 | 0 | 9.4648 | 0 | 0 | 0 | 0.078062 | 0 | 9.5429 | 3.7137 | 5.8292 | 2.5696 | 0 | 9.5899 | 0 | 0 | 0 | 0.078062 | 0 | 9.668 | 3.7137 | 5.9543 | 2.6033 | per kBtu/hr | 27.3374 | 62083.2538 | 0.005 | 0 | 0 | 0 | 0 | 0 | 0 | 0 | 0 | 0 | 0 | 0 | 0 | 274.2743 | 0 | 0 | 0 | 0 | 0 | 0 | 0 | 0 | 274.2743 | 0 | 0 | 0 | 0 | 0 | 0 | 0 | 0 | 274.2743 | 0 | 0 | 0 | 0 | 0 | 0 | 0 | 0 | 0 | 0 | 0 | 0 | 0 | 0 | 0 | 274.2743 | 0 | 0 | 0 | 0 | 0 | 0 | 0 | 0 | 274.2743 | 0 | 0 | 0 | 0 | 0 | 0 | 0 | 0 | 274.2743 | 0 | 0 | 0 | 0 |  |  |  |  | 0 |  |  |  |  | 1683.9334 | 4383.8255 | 1683.9334 | 3465.1842 | 2310.8394 | 0 | 0 | 453.4362 | 0 | 0 | 0 | 0 | 0 | 0 | 0 | 0 | 0 | 0 | 0 | 0 | 0 | 0 | 0 | 0 | 33.5488 | 0 | 0 | 33.5488 | 0 | 0 | 0 | 0 | 0 | 0 | 570.3303 | 0 | 0 | 0 | 0 | 0 | 0 | 0 | 0 | 570.3303 | 0 | 0 | 0 | 0 | 0 | 33.5488 | 0 | 0 | 0 | 0 | 0 | 0 | 0 | 0 | 33.5488 | 0 | 0 | 0 | 1 | 1 | 1 | 1 | 1 | 1 | 1 | 6.6075 | 2.8237 | 1.4273 | 6.6075 | 2.9354 | 1.4443 | 6.6075 | 3.0605 | 1.4632 | 0 | 0 | 0 | 0 | 0 | 0 | 0 | 0 | 0 | 0 | 0 | 0 | 274.2743 | 0 | 0 | 0 | 0 | 0 | 0 | 0 | 0 | 274.2743 | 0 | 0 | 0 | 0 | 0 | 0 | 0 | 0 | 274.2743 | 0 | 0 | 0 | 0 |  |  |  |  | 0 |  |  |  |  | 11985.6374 | 17537.2324 | 11985.6374 | 13862.2626 | 3995.2125 | 0 | 0 | 1813.9444 | 0 | 0 | 0 | 0 | 0 | 0 | 0 | 0 | 0 | 0 | 0 | 0 | 0 | 0 | 0 | 0 | 134.2101 | 0 | 0 | 134.2101 | 0 | 0 | 0 | 0 | 0 | 0 | 2281.5725 | 0 | 0 | 0 | 0 | 0 | 0 | 0 | 0 | 2281.5725 | 0 | 0 | 0 | 0 | 0 | 134.2101 | 0 | 0 | 0 | 0 | 0 | 0 | 0 | 0 | 134.2101 | 0 | 0 | 0 | 8.81 | 0.62117 | 1.0705 | 8.81 | 0.73291 | 1.0832 | 8.81 | 0.85801 | 1.0974 | 0 | 0 | 0 | 0 | 0 | 0 | 0 | 0 | 0 | 0 | 0 | 0 | 274.2743 | 0 | 0 | 0 | 0 | 0 | 0 | 0 | 0 | 274.2743 | 0 | 0 | 0 | 0 | 0 | 0 | 0 | 0 | 274.2743 | 0 | 0 | 0 | 0 |  |  |  |  | 0 |  |  |  |  | 26127.0051 | 28671.5264 | 26127.0051 | 22663.3382 | 0 | 0 | 0 | 2965.6078 | 0 | 0 | 0 | 0 | 0 | 0 | 0 | 0 | 0 | 0 | 0 | 0 | 0 | 0 | 0 | 0 | 219.4194 | 0 | 0 | 219.4194 | 0 | 0 | 0 | 0 | 0 | 0 | 3730.1306 | 0 | 0 | 0 | 0 | 0 | 0 | 0 | 0 | 3730.1306 | 0 | 0 | 0 | 0 | 0 | 219.4194 | 0 | 0 | 0 | 0 | 0 | 0 | 0 | 0 | 219.4194 | 0 | 0 | 0
| 1019 | Business | Warehouse | HVAC | Gas | 02-462 | 02-462.06 | Furnaces | [02-462]_Business_HVAC_Furnace_starts2023_ROB_Gas_per kBtu/hr | 0.90 AFUE | 0.95 AFUE | DEEMED | 0 | 0.073988 | 0 | 0 | 0 | 0 | 8.81 | 17 | 0 | 0.387 | 0.612 | 0 | 0.001 | 1 | 1 | Replace on Burnout | 6.6388 | #NUM! | 0 | 1.327 | 0 | 0 | 1.327 | 0 | 9.3531 | 0 | 0 | 0 | 0.078062 | 0 | 9.4312 | 3.7137 | 5.7175 | 2.5396 | 0 | 9.4648 | 0 | 0 | 0 | 0.078062 | 0 | 9.5429 | 3.7137 | 5.8292 | 2.5696 | 0 | 9.5899 | 0 | 0 | 0 | 0.078062 | 0 | 9.668 | 3.7137 | 5.9543 | 2.6033 | per kBtu/hr | 59.359 | 123229.1966 | 0.005 | 0 | 0 | 0 | 0 | 0 | 0 | 0 | 0 | 0 | 0 | 0 | 0 | 544.4077 | 0 | 0 | 0 | 0 | 0 | 0 | 0 | 0 | 544.4077 | 0 | 0 | 0 | 0 | 0 | 0 | 0 | 0 | 544.4077 | 0 | 0 | 0 | 0 | 0 | 0 | 0 | 0 | 0 | 0 | 0 | 0 | 0 | 0 | 0 | 544.4077 | 0 | 0 | 0 | 0 | 0 | 0 | 0 | 0 | 544.4077 | 0 | 0 | 0 | 0 | 0 | 0 | 0 | 0 | 544.4077 | 0 | 0 | 0 | 0 |  |  |  |  | 0 |  |  |  |  | 7052.6636 | 18360.3743 | 7052.6636 | 14553.0222 | 9678.2766 | 0 | 0 | 1899.0851 | 0 | 0 | 0 | 0 | 0 | 0 | 0 | 0 | 0 | 0 | 0 | 0 | 0 | 0 | 0 | 0 | 140.5095 | 0 | 0 | 140.5095 | 0 | 0 | 0 | 0 | 0 | 0 | 2388.6623 | 0 | 0 | 0 | 0 | 0 | 0 | 0 | 0 | 2388.6623 | 0 | 0 | 0 | 0 | 0 | 140.5095 | 0 | 0 | 0 | 0 | 0 | 0 | 0 | 0 | 140.5095 | 0 | 0 | 0 | 1 | 1 | 1 | 1 | 1 | 1 | 1 | 6.6075 | 2.8237 | 1.4273 | 6.6075 | 2.9354 | 1.4443 | 6.6075 | 3.0605 | 1.4632 | 0 | 0 | 0 | 0 | 0 | 0 | 0 | 0 | 0 | 0 | 0 | 0 | 544.4077 | 0 | 0 | 0 | 0 | 0 | 0 | 0 | 0 | 544.4077 | 0 | 0 | 0 | 0 | 0 | 0 | 0 | 0 | 544.4077 | 0 | 0 | 0 | 0 |  |  |  |  | 0 |  |  |  |  | 31118.372 | 45532.0065 | 31118.372 | 36090.1305 | 10372.7907 | 0 | 0 | 4709.5531 | 0 | 0 | 0 | 0 | 0 | 0 | 0 | 0 | 0 | 0 | 0 | 0 | 0 | 0 | 0 | 0 | 348.4505 | 0 | 0 | 348.4505 | 0 | 0 | 0 | 0 | 0 | 0 | 5923.6584 | 0 | 0 | 0 | 0 | 0 | 0 | 0 | 0 | 5923.6584 | 0 | 0 | 0 | 0 | 0 | 348.4505 | 0 | 0 | 0 | 0 | 0 | 0 | 0 | 0 | 348.4505 | 0 | 0 | 0 | 8.81 | 0.62117 | 1.0705 | 8.81 | 0.73291 | 1.0832 | 8.81 | 0.85801 | 1.0974 | 0 | 0 | 0 | 0 | 0 | 0 | 0 | 0 | 0 | 0 | 0 | 0 | 544.4077 | 0 | 0 | 0 | 0 | 0 | 0 | 0 | 0 | 544.4077 | 0 | 0 | 0 | 0 | 0 | 0 | 0 | 0 | 544.4077 | 0 | 0 | 0 | 0 |  |  |  |  | 0 |  |  |  |  | 58341.9981 | 64023.9527 | 58341.9981 | 50747.4408 | 0 | 0 | 0 | 6622.2472 | 0 | 0 | 0 | 0 | 0 | 0 | 0 | 0 | 0 | 0 | 0 | 0 | 0 | 0 | 0 | 0 | 489.9669 | 0 | 0 | 489.9669 | 0 | 0 | 0 | 0 | 0 | 0 | 8329.4381 | 0 | 0 | 0 | 0 | 0 | 0 | 0 | 0 | 8329.4381 | 0 | 0 | 0 | 0 | 0 | 489.9669 | 0 | 0 | 0 | 0 | 0 | 0 | 0 | 0 | 489.9669 | 0 | 0 | 0
| 1020 | Business | Lodging | HVAC | Gas | 02-462 | 02-462.07 | Furnaces | [02-462]_Business_HVAC_Furnace_starts2023_ROB_Gas_per kBtu/hr | 0.90 AFUE | 0.95 AFUE | DEEMED | 0 | 0.073988 | 0 | 0 | 0 | 0 | 8.81 | 17 | 0 | 0.387 | 0.612 | 0 | 0.001 | 1 | 1 | Replace on Burnout | 6.6388 | #NUM! | 0 | 1.327 | 0 | 0 | 1.327 | 0 | 9.3531 | 0 | 0 | 0 | 0.078062 | 0 | 9.4312 | 3.2412 | 6.1899 | 2.9097 | 0 | 9.4648 | 0 | 0 | 0 | 0.078062 | 0 | 9.5429 | 3.2412 | 6.3017 | 2.9442 | 0 | 9.5899 | 0 | 0 | 0 | 0.078062 | 0 | 9.668 | 3.2412 | 6.4268 | 2.9828 | per kBtu/hr | 8.4542 | 24238.3063 | 0.005 | 0 | 0 | 0 | 0 | 0 | 0 | 0 | 0 | 0 | 0 | 0 | 0 | 107.0811 | 0 | 0 | 0 | 0 | 0 | 0 | 0 | 0 | 107.0811 | 0 | 0 | 0 | 0 | 0 | 0 | 0 | 0 | 107.0811 | 0 | 0 | 0 | 0 | 0 | 0 | 0 | 0 | 0 | 0 | 0 | 0 | 0 | 0 | 0 | 107.0811 | 0 | 0 | 0 | 0 | 0 | 0 | 0 | 0 | 107.0811 | 0 | 0 | 0 | 0 | 0 | 0 | 0 | 0 | 107.0811 | 0 | 0 | 0 | 0 |  |  |  |  | 0 |  |  |  |  | 922.375 | 2751.2754 | 922.375 | 2075.4742 | 1584.7321 | 0 | 0 | 284.5752 | 0 | 0 | 0 | 0 | 0 | 0 | 0 | 0 | 0 | 0 | 0 | 0 | 0 | 0 | 0 | 0 | 21.0552 | 0 | 0 | 21.0552 | 0 | 0 | 0 | 0 | 0 | 0 | 357.9376 | 0 | 0 | 0 | 0 | 0 | 0 | 0 | 0 | 357.9376 | 0 | 0 | 0 | 0 | 0 | 21.0552 | 0 | 0 | 0 | 0 | 0 | 0 | 0 | 0 | 21.0552 | 0 | 0 | 0 | 1 | 1 | 1 | 1 | 1 | 1 | 1 | 6.6075 | 2.8237 | 1.4273 | 6.6075 | 2.9354 | 1.4443 | 6.6075 | 3.0605 | 1.4632 | 0 | 0 | 0 | 0 | 0 | 0 | 0 | 0 | 0 | 0 | 0 | 0 | 107.0811 | 0 | 0 | 0 | 0 | 0 | 0 | 0 | 0 | 107.0811 | 0 | 0 | 0 | 0 | 0 | 0 | 0 | 0 | 107.0811 | 0 | 0 | 0 | 0 |  |  |  |  | 0 |  |  |  |  | 6029.1291 | 8821.745 | 6029.1291 | 6654.8423 | 2009.7097 | 0 | 0 | 912.4675 | 0 | 0 | 0 | 0 | 0 | 0 | 0 | 0 | 0 | 0 | 0 | 0 | 0 | 0 | 0 | 0 | 67.5117 | 0 | 0 | 67.5117 | 0 | 0 | 0 | 0 | 0 | 0 | 1147.6983 | 0 | 0 | 0 | 0 | 0 | 0 | 0 | 0 | 1147.6983 | 0 | 0 | 0 | 0 | 0 | 67.5117 | 0 | 0 | 0 | 0 | 0 | 0 | 0 | 0 | 67.5117 | 0 | 0 | 0 | 8.81 | 0.62117 | 1.0705 | 8.81 | 0.73291 | 1.0832 | 8.81 | 0.85801 | 1.0974 | 0 | 0 | 0 | 0 | 0 | 0 | 0 | 0 | 0 | 0 | 0 | 0 | 107.0811 | 0 | 0 | 0 | 0 | 0 | 0 | 0 | 0 | 107.0811 | 0 | 0 | 0 | 0 | 0 | 0 | 0 | 0 | 107.0811 | 0 | 0 | 0 | 0 |  |  |  |  | 0 |  |  |  |  | 11475.456 | 12593.0561 | 11475.456 | 9499.7987 | 0 | 0 | 0 | 1302.5489 | 0 | 0 | 0 | 0 | 0 | 0 | 0 | 0 | 0 | 0 | 0 | 0 | 0 | 0 | 0 | 0 | 96.373 | 0 | 0 | 96.373 | 0 | 0 | 0 | 0 | 0 | 0 | 1638.3412 | 0 | 0 | 0 | 0 | 0 | 0 | 0 | 0 | 1638.3412 | 0 | 0 | 0 | 0 | 0 | 96.373 | 0 | 0 | 0 | 0 | 0 | 0 | 0 | 0 | 96.373 | 0 | 0 | 0
| 1021 | Business | Other Commercial | HVAC | Gas | 02-462 | 02-462.08 | Furnaces | [02-462]_Business_HVAC_Furnace_starts2023_ROB_Gas_per kBtu/hr | 0.90 AFUE | 0.95 AFUE | DEEMED | 0 | 0.073988 | 0 | 0 | 0 | 0 | 8.81 | 17 | 0 | 0.387 | 0.612 | 0 | 0.001 | 1 | 1 | Replace on Burnout | 6.6388 | #NUM! | 0 | 1.327 | 0 | 0 | 1.327 | 0 | 9.3531 | 0 | 0 | 0 | 0.078062 | 0 | 9.4312 | 3.2412 | 6.1899 | 2.9097 | 0 | 9.4648 | 0 | 0 | 0 | 0.078062 | 0 | 9.5429 | 3.2412 | 6.3017 | 2.9442 | 0 | 9.5899 | 0 | 0 | 0 | 0.078062 | 0 | 9.668 | 3.2412 | 6.4268 | 2.9828 | per kBtu/hr | 7.5098 | 28537.2431 | 0.005 | 0 | 0 | 0 | 0 | 0 | 0 | 0 | 0 | 0 | 0 | 0 | 0 | 126.0732 | 0 | 0 | 0 | 0 | 0 | 0 | 0 | 0 | 126.0732 | 0 | 0 | 0 | 0 | 0 | 0 | 0 | 0 | 126.0732 | 0 | 0 | 0 | 0 | 0 | 0 | 0 | 0 | 0 | 0 | 0 | 0 | 0 | 0 | 0 | 126.0732 | 0 | 0 | 0 | 0 | 0 | 0 | 0 | 0 | 126.0732 | 0 | 0 | 0 | 0 | 0 | 0 | 0 | 0 | 126.0732 | 0 | 0 | 0 | 0 |  |  |  |  | 0 |  |  |  |  | 1096.8016 | 3271.5579 | 1096.8016 | 2490.294 | 1884.4143 | 0 | 0 | 338.39 | 0 | 0 | 0 | 0 | 0 | 0 | 0 | 0 | 0 | 0 | 0 | 0 | 0 | 0 | 0 | 0 | 25.0368 | 0 | 0 | 25.0368 | 0 | 0 | 0 | 0 | 0 | 0 | 425.6257 | 0 | 0 | 0 | 0 | 0 | 0 | 0 | 0 | 425.6257 | 0 | 0 | 0 | 0 | 0 | 25.0368 | 0 | 0 | 0 | 0 | 0 | 0 | 0 | 0 | 25.0368 | 0 | 0 | 0 | 1 | 1 | 1 | 1 | 1 | 1 | 1 | 6.6075 | 2.8237 | 1.4273 | 6.6075 | 2.9354 | 1.4443 | 6.6075 | 3.0605 | 1.4632 | 0 | 0 | 0 | 0 | 0 | 0 | 0 | 0 | 0 | 0 | 0 | 0 | 126.0732 | 0 | 0 | 0 | 0 | 0 | 0 | 0 | 0 | 126.0732 | 0 | 0 | 0 | 0 | 0 | 0 | 0 | 0 | 126.0732 | 0 | 0 | 0 | 0 |  |  |  |  | 0 |  |  |  |  | 7118.3062 | 10415.4151 | 7118.3062 | 7928.1635 | 2372.7687 | 0 | 0 | 1077.307 | 0 | 0 | 0 | 0 | 0 | 0 | 0 | 0 | 0 | 0 | 0 | 0 | 0 | 0 | 0 | 0 | 79.7078 | 0 | 0 | 79.7078 | 0 | 0 | 0 | 0 | 0 | 0 | 1355.0328 | 0 | 0 | 0 | 0 | 0 | 0 | 0 | 0 | 1355.0328 | 0 | 0 | 0 | 0 | 0 | 79.7078 | 0 | 0 | 0 | 0 | 0 | 0 | 0 | 0 | 79.7078 | 0 | 0 | 0 | 8.81 | 0.62117 | 1.0705 | 8.81 | 0.73291 | 1.0832 | 8.81 | 0.85801 | 1.0974 | 0 | 0 | 0 | 0 | 0 | 0 | 0 | 0 | 0 | 0 | 0 | 0 | 126.0732 | 0 | 0 | 0 | 0 | 0 | 0 | 0 | 0 | 126.0732 | 0 | 0 | 0 | 0 | 0 | 0 | 0 | 0 | 126.0732 | 0 | 0 | 0 | 0 |  |  |  |  | 0 |  |  |  |  | 13510.7574 | 14826.5764 | 13510.7574 | 11285.9181 | 0 | 0 | 0 | 1533.5706 | 0 | 0 | 0 | 0 | 0 | 0 | 0 | 0 | 0 | 0 | 0 | 0 | 0 | 0 | 0 | 0 | 113.4659 | 0 | 0 | 113.4659 | 0 | 0 | 0 | 0 | 0 | 0 | 1928.9195 | 0 | 0 | 0 | 0 | 0 | 0 | 0 | 0 | 1928.9195 | 0 | 0 | 0 | 0 | 0 | 113.4659 | 0 | 0 | 0 | 0 | 0 | 0 | 0 | 0 | 113.4659 | 0 | 0 | 0
| 1022 | Business | Food Sales | HVAC | Gas | 02-462 | 02-462.09 | Furnaces | [02-462]_Business_HVAC_Furnace_starts2023_ROB_Gas_per kBtu/hr | 0.90 AFUE | 0.95 AFUE | DEEMED | 0 | 0.073988 | 0 | 0 | 0 | 0 | 8.81 | 17 | 0 | 0.387 | 0.612 | 0 | 0.001 | 1 | 1 | Replace on Burnout | 6.6388 | #NUM! | 0 | 1.327 | 0 | 0 | 1.327 | 0 | 9.3531 | 0 | 0 | 0 | 0.078062 | 0 | 9.4312 | 3.2412 | 6.1899 | 2.9097 | 0 | 9.4648 | 0 | 0 | 0 | 0.078062 | 0 | 9.5429 | 3.2412 | 6.3017 | 2.9442 | 0 | 9.5899 | 0 | 0 | 0 | 0.078062 | 0 | 9.668 | 3.2412 | 6.4268 | 2.9828 | per kBtu/hr | 67.1069 | 120523.9783 | 0.005 | 0 | 0 | 0 | 0 | 0 | 0 | 0 | 0 | 0 | 0 | 0 | 0 | 532.4565 | 0 | 0 | 0 | 0 | 0 | 0 | 0 | 0 | 532.4565 | 0 | 0 | 0 | 0 | 0 | 0 | 0 | 0 | 532.4565 | 0 | 0 | 0 | 0 | 0 | 0 | 0 | 0 | 0 | 0 | 0 | 0 | 0 | 0 | 0 | 532.4565 | 0 | 0 | 0 | 0 | 0 | 0 | 0 | 0 | 532.4565 | 0 | 0 | 0 | 0 | 0 | 0 | 0 | 0 | 532.4565 | 0 | 0 | 0 | 0 |  |  |  |  | 0 |  |  |  |  | 1812.6276 | 5406.7356 | 1812.6276 | 4061.6712 | 3114.2747 | 0 | 0 | 559.2398 | 0 | 0 | 0 | 0 | 0 | 0 | 0 | 0 | 0 | 0 | 0 | 0 | 0 | 0 | 0 | 0 | 41.377 | 0 | 0 | 41.377 | 0 | 0 | 0 | 0 | 0 | 0 | 703.4097 | 0 | 0 | 0 | 0 | 0 | 0 | 0 | 0 | 703.4097 | 0 | 0 | 0 | 0 | 0 | 41.377 | 0 | 0 | 0 | 0 | 0 | 0 | 0 | 0 | 41.377 | 0 | 0 | 0 | 1 | 1 | 1 | 1 | 1 | 1 | 1 | 6.6075 | 2.8237 | 1.4273 | 6.6075 | 2.9354 | 1.4443 | 6.6075 | 3.0605 | 1.4632 | 0 | 0 | 0 | 0 | 0 | 0 | 0 | 0 | 0 | 0 | 0 | 0 | 532.4565 | 0 | 0 | 0 | 0 | 0 | 0 | 0 | 0 | 532.4565 | 0 | 0 | 0 | 0 | 0 | 0 | 0 | 0 | 532.4565 | 0 | 0 | 0 | 0 |  |  |  |  | 0 |  |  |  |  | 22759.1232 | 33300.8599 | 22759.1232 | 25016.4151 | 7586.3744 | 0 | 0 | 3444.4379 | 0 | 0 | 0 | 0 | 0 | 0 | 0 | 0 | 0 | 0 | 0 | 0 | 0 | 0 | 0 | 0 | 254.8471 | 0 | 0 | 254.8471 | 0 | 0 | 0 | 0 | 0 | 0 | 4332.4012 | 0 | 0 | 0 | 0 | 0 | 0 | 0 | 0 | 4332.4012 | 0 | 0 | 0 | 0 | 0 | 254.8471 | 0 | 0 | 0 | 0 | 0 | 0 | 0 | 0 | 254.8471 | 0 | 0 | 0 | 8.81 | 0.62117 | 1.0705 | 8.81 | 0.73291 | 1.0832 | 8.81 | 0.85801 | 1.0974 | 0 | 0 | 0 | 0 | 0 | 0 | 0 | 0 | 0 | 0 | 0 | 0 | 532.4565 | 0 | 0 | 0 | 0 | 0 | 0 | 0 | 0 | 532.4565 | 0 | 0 | 0 | 0 | 0 | 0 | 0 | 0 | 532.4565 | 0 | 0 | 0 | 0 |  |  |  |  | 0 |  |  |  |  | 50721.0947 | 55660.8459 | 50721.0947 | 41813.78 | 0 | 0 | 0 | 5757.2185 | 0 | 0 | 0 | 0 | 0 | 0 | 0 | 0 | 0 | 0 | 0 | 0 | 0 | 0 | 0 | 0 | 425.9652 | 0 | 0 | 425.9652 | 0 | 0 | 0 | 0 | 0 | 0 | 7241.4081 | 0 | 0 | 0 | 0 | 0 | 0 | 0 | 0 | 7241.4081 | 0 | 0 | 0 | 0 | 0 | 425.9652 | 0 | 0 | 0 | 0 | 0 | 0 | 0 | 0 | 425.9652 | 0 | 0 | 0
| 1023 | Business | Manufacturing/Industrial | HVAC | Gas | 02-462 | 02-462.10 | Furnaces | [02-462]_Business_HVAC_Furnace_starts2023_ROB_Gas_per kBtu/hr | 0.90 AFUE | 0.95 AFUE | DEEMED | 0 | 0.073988 | 0 | 0 | 0 | 0 | 8.81 | 17 | 0 | 0.387 | 0.612 | 0 | 0.001 | 1 | 1 | Replace on Burnout | 6.6388 | #NUM! | 0 | 1.327 | 0 | 0 | 1.327 | 0 | 9.3531 | 0 | 0 | 0 | 0.078062 | 0 | 9.4312 | 3.7137 | 5.7175 | 2.5396 | 0 | 9.4648 | 0 | 0 | 0 | 0.078062 | 0 | 9.5429 | 3.7137 | 5.8292 | 2.5696 | 0 | 9.5899 | 0 | 0 | 0 | 0.078062 | 0 | 9.668 | 3.7137 | 5.9543 | 2.6033 | per kBtu/hr | 72.5186 | 300444.6333 | 0.005 | 0 | 0 | 0 | 0 | 0 | 0 | 0 | 0 | 0 | 0 | 0 | 0 | 1327.3184 | 0 | 0 | 0 | 0 | 0 | 0 | 0 | 0 | 1327.3184 | 0 | 0 | 0 | 0 | 0 | 0 | 0 | 0 | 1327.3184 | 0 | 0 | 0 | 0 | 0 | 0 | 0 | 0 | 0 | 0 | 0 | 0 | 0 | 0 | 0 | 1327.3184 | 0 | 0 | 0 | 0 | 0 | 0 | 0 | 0 | 1327.3184 | 0 | 0 | 0 | 0 | 0 | 0 | 0 | 0 | 1327.3184 | 0 | 0 | 0 | 0 |  |  |  |  | 0 |  |  |  |  | 18525.35 | 48227.5039 | 18525.35 | 41645.165 | 25422.0918 | 0 | 0 | 4988.3589 | 0 | 0 | 0 | 0 | 0 | 0 | 0 | 0 | 0 | 0 | 0 | 0 | 0 | 0 | 0 | 0 | 369.0788 | 0 | 0 | 369.0788 | 0 | 0 | 0 | 0 | 0 | 0 | 6274.3393 | 0 | 0 | 0 | 0 | 0 | 0 | 0 | 0 | 6274.3393 | 0 | 0 | 0 | 0 | 0 | 369.0788 | 0 | 0 | 0 | 0 | 0 | 0 | 0 | 0 | 369.0788 | 0 | 0 | 0 | 1 | 1 | 1 | 1 | 1 | 1 | 1 | 6.6075 | 2.8237 | 1.4273 | 6.6075 | 2.9354 | 1.4443 | 6.6075 | 3.0605 | 1.4632 | 0 | 0 | 0 | 0 | 0 | 0 | 0 | 0 | 0 | 0 | 0 | 0 | 1327.3184 | 0 | 0 | 0 | 0 | 0 | 0 | 0 | 0 | 1327.3184 | 0 | 0 | 0 | 0 | 0 | 0 | 0 | 0 | 1327.3184 | 0 | 0 | 0 | 0 |  |  |  |  | 0 |  |  |  |  | 77772.7765 | 113796.1384 | 77772.7765 | 98264.6535 | 25924.2588 | 0 | 0 | 11770.3786 | 0 | 0 | 0 | 0 | 0 | 0 | 0 | 0 | 0 | 0 | 0 | 0 | 0 | 0 | 0 | 0 | 870.867 | 0 | 0 | 870.867 | 0 | 0 | 0 | 0 | 0 | 0 | 14804.7386 | 0 | 0 | 0 | 0 | 0 | 0 | 0 | 0 | 14804.7386 | 0 | 0 | 0 | 0 | 0 | 870.867 | 0 | 0 | 0 | 0 | 0 | 0 | 0 | 0 | 870.867 | 0 | 0 | 0 | 8.81 | 0.62117 | 1.0705 | 8.81 | 0.73291 | 1.0832 | 8.81 | 0.85801 | 1.0974 | 0 | 0 | 0 | 0 | 0 | 0 | 0 | 0 | 0 | 0 | 0 | 0 | 1327.3184 | 0 | 0 | 0 | 0 | 0 | 0 | 0 | 0 | 1327.3184 | 0 | 0 | 0 | 0 | 0 | 0 | 0 | 0 | 1327.3184 | 0 | 0 | 0 | 0 |  |  |  |  | 0 |  |  |  |  | 142243.4026 | 156096.5545 | 142243.4026 | 134791.6904 | 0 | 0 | 0 | 16145.6757 | 0 | 0 | 0 | 0 | 0 | 0 | 0 | 0 | 0 | 0 | 0 | 0 | 0 | 0 | 0 | 0 | 1194.5865 | 0 | 0 | 1194.5865 | 0 | 0 | 0 | 0 | 0 | 0 | 20307.9711 | 0 | 0 | 0 | 0 | 0 | 0 | 0 | 0 | 20307.9711 | 0 | 0 | 0 | 0 | 0 | 1194.5865 | 0 | 0 | 0 | 0 | 0 | 0 | 0 | 0 | 1194.5865 | 0 | 0 | 0
| 1024 | Business | Office | HVAC | Gas | 02-298 | 02-298.01 | Furnaces | [02-298]_Business_HVAC_Furnace_ends2022_ROB_Gas_per kBtu/hr | 0.80 AFUE | 0.95 AFUE | DEEMED | 0 | 0.24971 | 0 | 0 | 0 | 0 | 15.11 | 17 | 0 | 0.387 | 0.612 | 0 | 0.001 | 1 | 1 | Replace on Burnout | 3.3737 | #NUM! | 0 | 4.4788 | 0 | 0 | 4.4788 | 0 | 31.5667 | 0 | 0 | 0 | 0.26346 | 0 | 31.8302 | 5.559 | 26.2712 | 5.7259 | 0 | 31.9438 | 0 | 0 | 0 | 0.26346 | 0 | 32.2073 | 5.559 | 26.6483 | 5.7937 | 0 | 32.3661 | 0 | 0 | 0 | 0.26346 | 0 | 32.6295 | 5.559 | 27.0705 | 5.8696 | per kBtu/hr | 16.5665 | 407039.7405 | 0.005 | 0 | 6008.819 | 0 | 0 | 6008.819 | 0 | 0 | 6038.8631 | 0 | 0 | 0 | 0 | 0 | 0 | 0 | 0 | 0 | 0 | 0 | 6008.819 | 12047.6821 | 12047.6821 | 0 | 0 | 0 | 0 | 0 | 0 | 6008.819 | 12047.6821 | 12047.6821 | 0 | 0 | 0 | 0 | 6008.819 | 0 | 0 | 6008.819 | 0 | 0 | 6038.8631 | 0 | 0 | 0 | 0 | 0 | 0 | 0 | 0 | 0 | 0 | 0 | 6008.819 | 12047.6821 | 12047.6821 | 0 | 0 | 0 | 0 | 0 | 0 | 6008.819 | 12047.6821 | 12047.6821 | 0 | 0 | 0 | 47034.1509 | 269310.6497 | 47034.1509 | 206859.392 | 80809.3516 | 47418.6176 | 274728.7974 | 47418.6176 | 209539.6327 | 81469.9036 | 0 |  |  |  |  | 8460.8539 | 8530.0146 | 0 | 0.020683 | 0.02058 | 0.020478 | 0 | 2112.7561 | 0 | 0 | 2112.7561 | 0 | 0 | 2130.0262 | 0 | 0 | 2130.0262 | 0 | 0 | 0 | 0 | 0 | 0 | 0 | 0 | 0 | 0 | 35916.8537 | 36210.4453 | 0 | 0 | 0 | 0 | 0 | 0 | 0 | 35916.8537 | 36210.4453 | 0 | 0 | 0 | 0 | 2112.7561 | 4242.7823 | 4242.7823 | 0 | 0 | 0 | 0 | 0 | 0 | 2112.7561 | 4242.7823 | 4242.7823 | 0 | 0 | 0 | 1 | 1 | 1 | 1 | 1 | 1 | 1 | 11.3325 | 20.4977 | 2.8088 | 11.3325 | 20.8748 | 2.842 | 11.3325 | 21.297 | 2.8793 | 0 | 6008.819 | 0 | 0 | 6008.819 | 0 | 0 | 6038.8631 | 0 | 0 | 0 | 0 | 0 | 0 | 0 | 0 | 0 | 0 | 0 | 6008.819 | 12047.6821 | 12047.6821 | 0 | 0 | 0 | 0 | 0 | 0 | 6008.819 | 12047.6821 | 12047.6821 | 0 | 0 | 0 | 202056.6012 | 567527.156 | 202056.6012 | 435921.5745 | 67352.2004 | 203241.6643 | 577618.9377 | 203241.6643 | 440558.3295 | 67747.2214 | 0 |  |  |  |  | 17829.8347 | 17934.4067 | 0 | 0.043586 | 0.043369 | 0.043153 | 0 | 4452.2802 | 0 | 0 | 4452.2802 | 0 | 0 | 4478.3928 | 0 | 0 | 4478.3928 | 0 | 0 | 0 | 0 | 0 | 0 | 0 | 0 | 0 | 0 | 75688.7626 | 76132.6776 | 0 | 0 | 0 | 0 | 0 | 0 | 0 | 75688.7626 | 76132.6776 | 0 | 0 | 0 | 0 | 4452.2802 | 8930.673 | 8930.673 | 0 | 0 | 0 | 0 | 0 | 0 | 4452.2802 | 8930.673 | 8930.673 | 0 | 0 | 0 | 15.11 | 16.7202 | 2.1066 | 15.11 | 17.0973 | 2.1315 | 15.11 | 17.5195 | 2.1595 | 0 | 6008.819 | 0 | 0 | 6008.819 | 0 | 0 | 6038.8631 | 0 | 0 | 0 | 0 | 0 | 0 | 0 | 0 | 0 | 0 | 0 | 6008.819 | 12047.6821 | 12047.6821 | 0 | 0 | 0 | 0 | 0 | 0 | 6008.819 | 12047.6821 | 12047.6821 | 0 | 0 | 0 | 327235.8881 | 689343.6734 | 327235.8881 | 529489.6928 | 0 | 328872.0676 | 700998.2486 | 328872.0676 | 534661.5169 | 0 | 0 |  |  |  |  | 21656.9085 | 21765.1931 | 0 | 0.052941 | 0.052678 | 0.052416 | 0 | 5407.9371 | 0 | 0 | 5407.9371 | 0 | 0 | 5434.9768 | 0 | 0 | 5434.9768 | 0 | 0 | 0 | 0 | 0 | 0 | 0 | 0 | 0 | 0 | 91934.9305 | 92394.6051 | 0 | 0 | 0 | 0 | 0 | 0 | 0 | 91934.9305 | 92394.6051 | 0 | 0 | 0 | 0 | 5407.9371 | 10842.9139 | 10842.9139 | 0 | 0 | 0 | 0 | 0 | 0 | 5407.9371 | 10842.9139 | 10842.9139 | 0 | 0 | 0
| 1025 | Business | Retail | HVAC | Gas | 02-298 | 02-298.02 | Furnaces | [02-298]_Business_HVAC_Furnace_ends2022_ROB_Gas_per kBtu/hr | 0.80 AFUE | 0.95 AFUE | DEEMED | 0 | 0.24971 | 0 | 0 | 0 | 0 | 15.11 | 17 | 0 | 0.387 | 0.612 | 0 | 0.001 | 1 | 1 | Replace on Burnout | 3.3737 | #NUM! | 0 | 4.4788 | 0 | 0 | 4.4788 | 0 | 31.5667 | 0 | 0 | 0 | 0.26346 | 0 | 31.8302 | 5.559 | 26.2712 | 5.7259 | 0 | 31.9438 | 0 | 0 | 0 | 0.26346 | 0 | 32.2073 | 5.559 | 26.6483 | 5.7937 | 0 | 32.3661 | 0 | 0 | 0 | 0.26346 | 0 | 32.6295 | 5.559 | 27.0705 | 5.8696 | per kBtu/hr | 13.941 | 119460.7269 | 0.005 | 0 | 1763.5081 | 0 | 0 | 1763.5081 | 0 | 0 | 1772.3257 | 0 | 0 | 0 | 0 | 0 | 0 | 0 | 0 | 0 | 0 | 0 | 1763.5081 | 3535.8338 | 3535.8338 | 0 | 0 | 0 | 0 | 0 | 0 | 1763.5081 | 3535.8338 | 3535.8338 | 0 | 0 | 0 | 0 | 1763.5081 | 0 | 0 | 1763.5081 | 0 | 0 | 1772.3257 | 0 | 0 | 0 | 0 | 0 | 0 | 0 | 0 | 0 | 0 | 0 | 1763.5081 | 3535.8338 | 3535.8338 | 0 | 0 | 0 | 0 | 0 | 0 | 1763.5081 | 3535.8338 | 3535.8338 | 0 | 0 | 0 | 8179.1578 | 46832.6577 | 8179.1578 | 36074.0219 | 14052.6069 | 8264.0722 | 47879.4773 | 8264.0722 | 36621.4417 | 14198.4984 | 0 |  |  |  |  | 1471.3279 | 1486.603 | 0 | 0.012255 | 0.012194 | 0.012134 | 0 | 367.4046 | 0 | 0 | 367.4046 | 0 | 0 | 371.219 | 0 | 0 | 371.219 | 0 | 0 | 0 | 0 | 0 | 0 | 0 | 0 | 0 | 0 | 6245.8789 | 6310.7225 | 0 | 0 | 0 | 0 | 0 | 0 | 0 | 6245.8789 | 6310.7225 | 0 | 0 | 0 | 0 | 367.4046 | 738.6236 | 738.6236 | 0 | 0 | 0 | 0 | 0 | 0 | 367.4046 | 738.6236 | 738.6236 | 0 | 0 | 0 | 1 | 1 | 1 | 1 | 1 | 1 | 1 | 11.3325 | 20.4977 | 2.8088 | 11.3325 | 20.8748 | 2.842 | 11.3325 | 21.297 | 2.8793 | 0 | 1763.5081 | 0 | 0 | 1763.5081 | 0 | 0 | 1772.3257 | 0 | 0 | 0 | 0 | 0 | 0 | 0 | 0 | 0 | 0 | 0 | 1763.5081 | 3535.8338 | 3535.8338 | 0 | 0 | 0 | 0 | 0 | 0 | 1763.5081 | 3535.8338 | 3535.8338 | 0 | 0 | 0 | 48326.54 | 135737.3312 | 48326.54 | 104555.0626 | 16108.8467 | 48625.6591 | 138195.5891 | 48625.6591 | 105701.2733 | 16208.553 | 0 |  |  |  |  | 4264.42 | 4290.8148 | 0 | 0.03552 | 0.035343 | 0.035167 | 0 | 1064.8664 | 0 | 0 | 1064.8664 | 0 | 0 | 1071.4575 | 0 | 0 | 1071.4575 | 0 | 0 | 0 | 0 | 0 | 0 | 0 | 0 | 0 | 0 | 18102.7296 | 18214.7772 | 0 | 0 | 0 | 0 | 0 | 0 | 0 | 18102.7296 | 18214.7772 | 0 | 0 | 0 | 0 | 1064.8664 | 2136.3239 | 2136.3239 | 0 | 0 | 0 | 0 | 0 | 0 | 1064.8664 | 2136.3239 | 2136.3239 | 0 | 0 | 0 | 15.11 | 16.7202 | 2.1066 | 15.11 | 17.0973 | 2.1315 | 15.11 | 17.5195 | 2.1595 | 0 | 1763.5081 | 0 | 0 | 1763.5081 | 0 | 0 | 1772.3257 | 0 | 0 | 0 | 0 | 0 | 0 | 0 | 0 | 0 | 0 | 0 | 1763.5081 | 3535.8338 | 3535.8338 | 0 | 0 | 0 | 0 | 0 | 0 | 1763.5081 | 3535.8338 | 3535.8338 | 0 | 0 | 0 | 85368.3219 | 179833.9203 | 85368.3219 | 138521.5596 | 0 | 85795.1636 | 182874.3311 | 85795.1636 | 139874.5777 | 0 | 0 |  |  |  |  | 5649.7897 | 5678.0386 | 0 | 0.047059 | 0.046825 | 0.046592 | 0 | 1410.8065 | 0 | 0 | 1410.8065 | 0 | 0 | 1417.8605 | 0 | 0 | 1417.8605 | 0 | 0 | 0 | 0 | 0 | 0 | 0 | 0 | 0 | 0 | 23983.7103 | 24103.6289 | 0 | 0 | 0 | 0 | 0 | 0 | 0 | 23983.7103 | 24103.6289 | 0 | 0 | 0 | 0 | 1410.8065 | 2828.667 | 2828.667 | 0 | 0 | 0 | 0 | 0 | 0 | 1410.8065 | 2828.667 | 2828.667 | 0 | 0 | 0
| 1026 | Business | Food Service | HVAC | Gas | 02-298 | 02-298.03 | Furnaces | [02-298]_Business_HVAC_Furnace_ends2022_ROB_Gas_per kBtu/hr | 0.80 AFUE | 0.95 AFUE | DEEMED | 0 | 0.24971 | 0 | 0 | 0 | 0 | 15.11 | 17 | 0 | 0.387 | 0.612 | 0 | 0.001 | 1 | 1 | Replace on Burnout | 3.3737 | #NUM! | 0 | 4.4788 | 0 | 0 | 4.4788 | 0 | 31.5667 | 0 | 0 | 0 | 0.26346 | 0 | 38.1962 | 5.559 | 32.6372 | 6.871 | 0 | 31.9438 | 0 | 0 | 0 | 0.26346 | 0 | 38.6488 | 5.559 | 33.0897 | 6.9524 | 0 | 32.3661 | 0 | 0 | 0 | 0.26346 | 0 | 39.1554 | 5.559 | 33.5964 | 7.0436 | per kBtu/hr | 36.1828 | 58000.9869 | 0.005 | 0 | 856.2246 | 0 | 0 | 856.2246 | 0 | 0 | 860.5057 | 0 | 0 | 0 | 0 | 0 | 0 | 0 | 0 | 0 | 0 | 0 | 856.2246 | 1716.7303 | 1716.7303 | 0 | 0 | 0 | 0 | 0 | 0 | 856.2246 | 1716.7303 | 1716.7303 | 0 | 0 | 0 | 0 | 856.2246 | 0 | 0 | 856.2246 | 0 | 0 | 860.5057 | 0 | 0 | 0 | 0 | 0 | 0 | 0 | 0 | 0 | 0 | 0 | 856.2246 | 1716.7303 | 1716.7303 | 0 | 0 | 0 | 0 | 0 | 0 | 856.2246 | 1716.7303 | 1716.7303 | 0 | 0 | 0 | 4672.0907 | 32102.0476 | 4672.0907 | 23947.3026 | 8027.1168 | 4717.8588 | 32800.5772 | 4717.8588 | 24296.607 | 8105.751 | 0 |  |  |  |  | 840.4505 | 848.6836 | 0 | 0.014418 | 0.014346 | 0.014275 | 0 | 209.8685 | 0 | 0 | 209.8685 | 0 | 0 | 211.9244 | 0 | 0 | 211.9244 | 0 | 0 | 0 | 0 | 0 | 0 | 0 | 0 | 0 | 0 | 3567.765 | 3602.7151 | 0 | 0 | 0 | 0 | 0 | 0 | 0 | 3567.765 | 3602.7151 | 0 | 0 | 0 | 0 | 209.8685 | 421.793 | 421.793 | 0 | 0 | 0 | 0 | 0 | 0 | 209.8685 | 421.793 | 421.793 | 0 | 0 | 0 | 1 | 1 | 1 | 1 | 1 | 1 | 1 | 11.3325 | 26.8637 | 3.3705 | 11.3325 | 27.3163 | 3.4104 | 11.3325 | 27.8229 | 3.4551 | 0 | 856.2246 | 0 | 0 | 856.2246 | 0 | 0 | 860.5057 | 0 | 0 | 0 | 0 | 0 | 0 | 0 | 0 | 0 | 0 | 0 | 856.2246 | 1716.7303 | 1716.7303 | 0 | 0 | 0 | 0 | 0 | 0 | 856.2246 | 1716.7303 | 1716.7303 | 0 | 0 | 0 | 24329.9553 | 82004.2121 | 24329.9553 | 61173.0348 | 8109.9851 | 24477.9085 | 83480.3446 | 24477.9085 | 61836.995 | 8159.3028 | 0 |  |  |  |  | 2146.9186 | 2159.9743 | 0 | 0.036831 | 0.036648 | 0.036465 | 0 | 536.1061 | 0 | 0 | 536.1061 | 0 | 0 | 539.3662 | 0 | 0 | 539.3662 | 0 | 0 | 0 | 0 | 0 | 0 | 0 | 0 | 0 | 0 | 9113.8037 | 9169.2258 | 0 | 0 | 0 | 0 | 0 | 0 | 0 | 9113.8037 | 9169.2258 | 0 | 0 | 0 | 0 | 536.1061 | 1075.4723 | 1075.4723 | 0 | 0 | 0 | 0 | 0 | 0 | 536.1061 | 1075.4723 | 1075.4723 | 0 | 0 | 0 | 15.11 | 23.0862 | 2.5279 | 15.11 | 23.5388 | 2.5578 | 15.11 | 24.0454 | 2.5914 | 0 | 856.2246 | 0 | 0 | 856.2246 | 0 | 0 | 860.5057 | 0 | 0 | 0 | 0 | 0 | 0 | 0 | 0 | 0 | 0 | 0 | 856.2246 | 1716.7303 | 1716.7303 | 0 | 0 | 0 | 0 | 0 | 0 | 856.2246 | 1716.7303 | 1716.7303 | 0 | 0 | 0 | 41448.3241 | 104776.3074 | 41448.3241 | 78160.4327 | 0 | 41655.5657 | 106547.7363 | 41655.5657 | 78923.8696 | 0 | 0 |  |  |  |  | 2743.1055 | 2756.821 | 0 | 0.047059 | 0.046825 | 0.046592 | 0 | 684.9797 | 0 | 0 | 684.9797 | 0 | 0 | 688.4046 | 0 | 0 | 688.4046 | 0 | 0 | 0 | 0 | 0 | 0 | 0 | 0 | 0 | 0 | 11644.6543 | 11702.8776 | 0 | 0 | 0 | 0 | 0 | 0 | 0 | 11644.6543 | 11702.8776 | 0 | 0 | 0 | 0 | 684.9797 | 1373.3842 | 1373.3842 | 0 | 0 | 0 | 0 | 0 | 0 | 684.9797 | 1373.3842 | 1373.3842 | 0 | 0 | 0
| 1027 | Business | Healthcare/Hospitals | HVAC | Gas | 02-298 | 02-298.04 | Furnaces | [02-298]_Business_HVAC_Furnace_ends2022_ROB_Gas_per kBtu/hr | 0.80 AFUE | 0.95 AFUE | DEEMED | 0 | 0.24971 | 0 | 0 | 0 | 0 | 15.11 | 17 | 0 | 0.387 | 0.612 | 0 | 0.001 | 1 | 1 | Replace on Burnout | 3.3737 | #NUM! | 0 | 4.4788 | 0 | 0 | 4.4788 | 0 | 31.5667 | 0 | 0 | 0 | 0.26346 | 0 | 31.8302 | 6.3694 | 25.4608 | 4.9974 | 0 | 31.9438 | 0 | 0 | 0 | 0.26346 | 0 | 32.2073 | 6.3694 | 25.8379 | 5.0566 | 0 | 32.3661 | 0 | 0 | 0 | 0.26346 | 0 | 32.6295 | 6.3694 | 26.2602 | 5.1229 | per kBtu/hr | 48.0876 | 130605.8176 | 0.005 | 0 | 1928.0346 | 0 | 0 | 1928.0346 | 0 | 0 | 1937.6748 | 0 | 0 | 0 | 0 | 0 | 0 | 0 | 0 | 0 | 0 | 0 | 1928.0346 | 3865.7094 | 3865.7094 | 0 | 0 | 0 | 0 | 0 | 0 | 1928.0346 | 3865.7094 | 3865.7094 | 0 | 0 | 0 | 0 | 1928.0346 | 0 | 0 | 1928.0346 | 0 | 0 | 1937.6748 | 0 | 0 | 0 | 0 | 0 | 0 | 0 | 0 | 0 | 0 | 0 | 1928.0346 | 3865.7094 | 3865.7094 | 0 | 0 | 0 | 0 | 0 | 0 | 1928.0346 | 3865.7094 | 3865.7094 | 0 | 0 | 0 | 14018.6842 | 70056.6391 | 14018.6842 | 58678.6094 | 19237.6542 | 14150.5463 | 71553.409 | 14150.5463 | 59511.5307 | 19418.6068 | 0 |  |  |  |  | 2200.9489 | 2221.6514 | 0 | 0.016768 | 0.016685 | 0.016602 | 0 | 549.598 | 0 | 0 | 549.598 | 0 | 0 | 554.7676 | 0 | 0 | 554.7676 | 0 | 0 | 0 | 0 | 0 | 0 | 0 | 0 | 0 | 0 | 9343.1658 | 9431.0492 | 0 | 0 | 0 | 0 | 0 | 0 | 0 | 9343.1658 | 9431.0492 | 0 | 0 | 0 | 0 | 549.598 | 1104.3656 | 1104.3656 | 0 | 0 | 0 | 0 | 0 | 0 | 549.598 | 1104.3656 | 1104.3656 | 0 | 0 | 0 | 1 | 1 | 1 | 1 | 1 | 1 | 1 | 11.3325 | 20.4977 | 2.8088 | 11.3325 | 20.8748 | 2.842 | 11.3325 | 21.297 | 2.8793 | 0 | 1928.0346 | 0 | 0 | 1928.0346 | 0 | 0 | 1937.6748 | 0 | 0 | 0 | 0 | 0 | 0 | 0 | 0 | 0 | 0 | 0 | 1928.0346 | 3865.7094 | 3865.7094 | 0 | 0 | 0 | 0 | 0 | 0 | 1928.0346 | 3865.7094 | 3865.7094 | 0 | 0 | 0 | 53944.6983 | 151517.3522 | 53944.6983 | 126909.1358 | 17981.5661 | 54274.8953 | 154250.8889 | 54274.8953 | 128291.6724 | 18091.6318 | 0 |  |  |  |  | 4760.1763 | 4789.3135 | 0 | 0.036266 | 0.036085 | 0.035906 | 0 | 1188.6615 | 0 | 0 | 1188.6615 | 0 | 0 | 1195.9374 | 0 | 0 | 1195.9374 | 0 | 0 | 0 | 0 | 0 | 0 | 0 | 0 | 0 | 0 | 20207.2461 | 20330.9352 | 0 | 0 | 0 | 0 | 0 | 0 | 0 | 20207.2461 | 20330.9352 | 0 | 0 | 0 | 0 | 1188.6615 | 2384.5989 | 2384.5989 | 0 | 0 | 0 | 0 | 0 | 0 | 1188.6615 | 2384.5989 | 2384.5989 | 0 | 0 | 0 | 15.11 | 16.7202 | 2.1066 | 15.11 | 17.0973 | 2.1315 | 15.11 | 17.5195 | 2.1595 | 0 | 1928.0346 | 0 | 0 | 1928.0346 | 0 | 0 | 1937.6748 | 0 | 0 | 0 | 0 | 0 | 0 | 0 | 0 | 0 | 0 | 0 | 1928.0346 | 3865.7094 | 3865.7094 | 0 | 0 | 0 | 0 | 0 | 0 | 1928.0346 | 3865.7094 | 3865.7094 | 0 | 0 | 0 | 93332.7611 | 196611.5292 | 93332.7611 | 164679.4832 | 0 | 93799.4249 | 199935.5952 | 93799.4249 | 166288.0005 | 0 | 0 |  |  |  |  | 6176.8869 | 6207.7713 | 0 | 0.047059 | 0.046825 | 0.046592 | 0 | 1542.4277 | 0 | 0 | 1542.4277 | 0 | 0 | 1550.1398 | 0 | 0 | 1550.1398 | 0 | 0 | 0 | 0 | 0 | 0 | 0 | 0 | 0 | 0 | 26221.271 | 26352.3773 | 0 | 0 | 0 | 0 | 0 | 0 | 0 | 26221.271 | 26352.3773 | 0 | 0 | 0 | 0 | 1542.4277 | 3092.5675 | 3092.5675 | 0 | 0 | 0 | 0 | 0 | 0 | 1542.4277 | 3092.5675 | 3092.5675 | 0 | 0 | 0
| 1028 | Business | Campus/Education | HVAC | Gas | 02-298 | 02-298.05 | Furnaces | [02-298]_Business_HVAC_Furnace_ends2022_ROB_Gas_per kBtu/hr | 0.80 AFUE | 0.95 AFUE | DEEMED | 0 | 0.24971 | 0 | 0 | 0 | 0 | 15.11 | 17 | 0 | 0.387 | 0.612 | 0 | 0.001 | 1 | 1 | Replace on Burnout | 3.3737 | #NUM! | 0 | 4.4788 | 0 | 0 | 4.4788 | 0 | 31.5667 | 0 | 0 | 0 | 0.26346 | 0 | 31.8302 | 6.3694 | 25.4608 | 4.9974 | 0 | 31.9438 | 0 | 0 | 0 | 0.26346 | 0 | 32.2073 | 6.3694 | 25.8379 | 5.0566 | 0 | 32.3661 | 0 | 0 | 0 | 0.26346 | 0 | 32.6295 | 6.3694 | 26.2602 | 5.1229 | per kBtu/hr | 27.3374 | 62083.2538 | 0.005 | 0 | 916.488 | 0 | 0 | 916.488 | 0 | 0 | 921.0704 | 0 | 0 | 0 | 0 | 0 | 0 | 0 | 0 | 0 | 0 | 0 | 916.488 | 1837.5584 | 1837.5584 | 0 | 0 | 0 | 0 | 0 | 0 | 916.488 | 1837.5584 | 1837.5584 | 0 | 0 | 0 | 0 | 916.488 | 0 | 0 | 916.488 | 0 | 0 | 921.0704 | 0 | 0 | 0 | 0 | 0 | 0 | 0 | 0 | 0 | 0 | 0 | 916.488 | 1837.5584 | 1837.5584 | 0 | 0 | 0 | 0 | 0 | 0 | 916.488 | 1837.5584 | 1837.5584 | 0 | 0 | 0 | 6404.7415 | 32006.9027 | 6404.7415 | 25663.5049 | 8789.1417 | 6465.3089 | 32692.3695 | 6465.3089 | 26029.0905 | 8872.2575 | 0 |  |  |  |  | 1005.5515 | 1015.0606 | 0 | 0.016116 | 0.016036 | 0.015956 | 0 | 251.0958 | 0 | 0 | 251.0958 | 0 | 0 | 253.4703 | 0 | 0 | 253.4703 | 0 | 0 | 0 | 0 | 0 | 0 | 0 | 0 | 0 | 0 | 4268.629 | 4308.9959 | 0 | 0 | 0 | 0 | 0 | 0 | 0 | 4268.629 | 4308.9959 | 0 | 0 | 0 | 0 | 251.0958 | 504.5662 | 504.5662 | 0 | 0 | 0 | 0 | 0 | 0 | 251.0958 | 504.5662 | 504.5662 | 0 | 0 | 0 | 1 | 1 | 1 | 1 | 1 | 1 | 1 | 11.3325 | 20.4977 | 2.8088 | 11.3325 | 20.8748 | 2.842 | 11.3325 | 21.297 | 2.8793 | 0 | 916.488 | 0 | 0 | 916.488 | 0 | 0 | 921.0704 | 0 | 0 | 0 | 0 | 0 | 0 | 0 | 0 | 0 | 0 | 0 | 916.488 | 1837.5584 | 1837.5584 | 0 | 0 | 0 | 0 | 0 | 0 | 916.488 | 1837.5584 | 1837.5584 | 0 | 0 | 0 | 25370.4009 | 71259.1986 | 25370.4009 | 57136.4498 | 8456.8003 | 25527.1519 | 72548.9353 | 25527.1519 | 57762.1883 | 8509.0506 | 0 |  |  |  |  | 2238.7294 | 2252.5614 | 0 | 0.035881 | 0.035702 | 0.035525 | 0 | 559.0321 | 0 | 0 | 559.0321 | 0 | 0 | 562.4861 | 0 | 0 | 562.4861 | 0 | 0 | 0 | 0 | 0 | 0 | 0 | 0 | 0 | 0 | 9503.5462 | 9562.2639 | 0 | 0 | 0 | 0 | 0 | 0 | 0 | 9503.5462 | 9562.2639 | 0 | 0 | 0 | 0 | 559.0321 | 1121.5182 | 1121.5182 | 0 | 0 | 0 | 0 | 0 | 0 | 559.0321 | 1121.5182 | 1121.5182 | 0 | 0 | 0 | 15.11 | 16.7202 | 2.1066 | 15.11 | 17.0973 | 2.1315 | 15.11 | 17.5195 | 2.1595 | 0 | 916.488 | 0 | 0 | 916.488 | 0 | 0 | 921.0704 | 0 | 0 | 0 | 0 | 0 | 0 | 0 | 0 | 0 | 0 | 0 | 916.488 | 1837.5584 | 1837.5584 | 0 | 0 | 0 | 0 | 0 | 0 | 916.488 | 1837.5584 | 1837.5584 | 0 | 0 | 0 | 44365.5697 | 93458.9569 | 44365.5697 | 74936.4728 | 0 | 44587.3975 | 95039.046 | 44587.3975 | 75668.4195 | 0 | 0 |  |  |  |  | 2936.1727 | 2950.8536 | 0 | 0.047059 | 0.046825 | 0.046592 | 0 | 733.1904 | 0 | 0 | 733.1904 | 0 | 0 | 736.8563 | 0 | 0 | 736.8563 | 0 | 0 | 0 | 0 | 0 | 0 | 0 | 0 | 0 | 0 | 12464.2367 | 12526.5579 | 0 | 0 | 0 | 0 | 0 | 0 | 0 | 12464.2367 | 12526.5579 | 0 | 0 | 0 | 0 | 733.1904 | 1470.0467 | 1470.0467 | 0 | 0 | 0 | 0 | 0 | 0 | 733.1904 | 1470.0467 | 1470.0467 | 0 | 0 | 0
| 1029 | Business | Warehouse | HVAC | Gas | 02-298 | 02-298.06 | Furnaces | [02-298]_Business_HVAC_Furnace_ends2022_ROB_Gas_per kBtu/hr | 0.80 AFUE | 0.95 AFUE | DEEMED | 0 | 0.24971 | 0 | 0 | 0 | 0 | 15.11 | 17 | 0 | 0.387 | 0.612 | 0 | 0.001 | 1 | 1 | Replace on Burnout | 3.3737 | #NUM! | 0 | 4.4788 | 0 | 0 | 4.4788 | 0 | 31.5667 | 0 | 0 | 0 | 0.26346 | 0 | 31.8302 | 6.3694 | 25.4608 | 4.9974 | 0 | 31.9438 | 0 | 0 | 0 | 0.26346 | 0 | 32.2073 | 6.3694 | 25.8379 | 5.0566 | 0 | 32.3661 | 0 | 0 | 0 | 0.26346 | 0 | 32.6295 | 6.3694 | 26.2602 | 5.1229 | per kBtu/hr | 59.359 | 123229.1966 | 0.005 | 0 | 1819.1392 | 0 | 0 | 1819.1392 | 0 | 0 | 1828.2349 | 0 | 0 | 0 | 0 | 0 | 0 | 0 | 0 | 0 | 0 | 0 | 1819.1392 | 3647.374 | 3647.374 | 0 | 0 | 0 | 0 | 0 | 0 | 1819.1392 | 3647.374 | 3647.374 | 0 | 0 | 0 | 0 | 1819.1392 | 0 | 0 | 1819.1392 | 0 | 0 | 1828.2349 | 0 | 0 | 0 | 0 | 0 | 0 | 0 | 0 | 0 | 0 | 0 | 1819.1392 | 3647.374 | 3647.374 | 0 | 0 | 0 | 0 | 0 | 0 | 1819.1392 | 3647.374 | 3647.374 | 0 | 0 | 0 | 19249.1694 | 96195.3413 | 19249.1694 | 77343.7018 | 26415.3796 | 19396.3779 | 98079.3908 | 19396.3779 | 78304.9021 | 26617.3919 | 0 |  |  |  |  | 3022.1409 | 3045.2528 | 0 | 0.024403 | 0.024281 | 0.02416 | 0 | 754.6575 | 0 | 0 | 754.6575 | 0 | 0 | 760.4287 | 0 | 0 | 760.4287 | 0 | 0 | 0 | 0 | 0 | 0 | 0 | 0 | 0 | 0 | 12829.177 | 12927.2885 | 0 | 0 | 0 | 0 | 0 | 0 | 0 | 12829.177 | 12927.2885 | 0 | 0 | 0 | 0 | 754.6575 | 1515.0862 | 1515.0862 | 0 | 0 | 0 | 0 | 0 | 0 | 754.6575 | 1515.0862 | 1515.0862 | 0 | 0 | 0 | 1 | 1 | 1 | 1 | 1 | 1 | 1 | 11.3325 | 20.4977 | 2.8088 | 11.3325 | 20.8748 | 2.842 | 11.3325 | 21.297 | 2.8793 | 0 | 1819.1392 | 0 | 0 | 1819.1392 | 0 | 0 | 1828.2349 | 0 | 0 | 0 | 0 | 0 | 0 | 0 | 0 | 0 | 0 | 0 | 1819.1392 | 3647.374 | 3647.374 | 0 | 0 | 0 | 0 | 0 | 0 | 1819.1392 | 3647.374 | 3647.374 | 0 | 0 | 0 | 61668.7774 | 173212.3854 | 61668.7774 | 139267.5248 | 20556.2591 | 62027.697 | 176284.5851 | 62027.697 | 140742.5869 | 20675.899 | 0 |  |  |  |  | 5441.7628 | 5473.4346 | 0 | 0.04394 | 0.043721 | 0.043504 | 0 | 1358.8602 | 0 | 0 | 1358.8602 | 0 | 0 | 1366.7689 | 0 | 0 | 1366.7689 | 0 | 0 | 0 | 0 | 0 | 0 | 0 | 0 | 0 | 0 | 23100.6234 | 23235.0718 | 0 | 0 | 0 | 0 | 0 | 0 | 0 | 23100.6234 | 23235.0718 | 0 | 0 | 0 | 0 | 1358.8602 | 2725.6291 | 2725.6291 | 0 | 0 | 0 | 0 | 0 | 0 | 1358.8602 | 2725.6291 | 2725.6291 | 0 | 0 | 0 | 15.11 | 16.7202 | 2.1066 | 15.11 | 17.0973 | 2.1315 | 15.11 | 17.5195 | 2.1595 | 0 | 1819.1392 | 0 | 0 | 1819.1392 | 0 | 0 | 1828.2349 | 0 | 0 | 0 | 0 | 0 | 0 | 0 | 0 | 0 | 0 | 0 | 1819.1392 | 3647.374 | 3647.374 | 0 | 0 | 0 | 0 | 0 | 0 | 1819.1392 | 3647.374 | 3647.374 | 0 | 0 | 0 | 99068.989 | 208695.2663 | 99068.989 | 167796.7376 | 0 | 99564.334 | 212223.6293 | 99564.334 | 169435.7028 | 0 | 0 |  |  |  |  | 6556.5181 | 6589.3007 | 0 | 0.052941 | 0.052678 | 0.052416 | 0 | 1637.2253 | 0 | 0 | 1637.2253 | 0 | 0 | 1645.4114 | 0 | 0 | 1645.4114 | 0 | 0 | 0 | 0 | 0 | 0 | 0 | 0 | 0 | 0 | 27832.8293 | 27971.9935 | 0 | 0 | 0 | 0 | 0 | 0 | 0 | 27832.8293 | 27971.9935 | 0 | 0 | 0 | 0 | 1637.2253 | 3282.6366 | 3282.6366 | 0 | 0 | 0 | 0 | 0 | 0 | 1637.2253 | 3282.6366 | 3282.6366 | 0 | 0 | 0
| 1030 | Business | Lodging | HVAC | Gas | 02-298 | 02-298.07 | Furnaces | [02-298]_Business_HVAC_Furnace_ends2022_ROB_Gas_per kBtu/hr | 0.80 AFUE | 0.95 AFUE | DEEMED | 0 | 0.24971 | 0 | 0 | 0 | 0 | 15.11 | 17 | 0 | 0.387 | 0.612 | 0 | 0.001 | 1 | 1 | Replace on Burnout | 3.3737 | #NUM! | 0 | 4.4788 | 0 | 0 | 4.4788 | 0 | 31.5667 | 0 | 0 | 0 | 0.26346 | 0 | 31.8302 | 5.559 | 26.2712 | 5.7259 | 0 | 31.9438 | 0 | 0 | 0 | 0.26346 | 0 | 32.2073 | 5.559 | 26.6483 | 5.7937 | 0 | 32.3661 | 0 | 0 | 0 | 0.26346 | 0 | 32.6295 | 5.559 | 27.0705 | 5.8696 | per kBtu/hr | 8.4542 | 24238.3063 | 0.005 | 0 | 357.8117 | 0 | 0 | 357.8117 | 0 | 0 | 359.6008 | 0 | 0 | 0 | 0 | 0 | 0 | 0 | 0 | 0 | 0 | 0 | 357.8117 | 717.4125 | 717.4125 | 0 | 0 | 0 | 0 | 0 | 0 | 357.8117 | 717.4125 | 717.4125 | 0 | 0 | 0 | 0 | 357.8117 | 0 | 0 | 357.8117 | 0 | 0 | 359.6008 | 0 | 0 | 0 | 0 | 0 | 0 | 0 | 0 | 0 | 0 | 0 | 357.8117 | 717.4125 | 717.4125 | 0 | 0 | 0 | 0 | 0 | 0 | 357.8117 | 717.4125 | 717.4125 | 0 | 0 | 0 | 2793.3732 | 15994.445 | 2793.3732 | 12239.1623 | 4799.2931 | 2816.2672 | 16316.5806 | 2816.2672 | 12398.0089 | 4838.6273 | 0 |  |  |  |  | 502.4928 | 506.6111 | 0 | 0.020628 | 0.020526 | 0.020423 | 0 | 125.4773 | 0 | 0 | 125.4773 | 0 | 0 | 126.5056 | 0 | 0 | 126.5056 | 0 | 0 | 0 | 0 | 0 | 0 | 0 | 0 | 0 | 0 | 2133.1133 | 2150.596 | 0 | 0 | 0 | 0 | 0 | 0 | 0 | 2133.1133 | 2150.596 | 0 | 0 | 0 | 0 | 125.4773 | 251.9829 | 251.9829 | 0 | 0 | 0 | 0 | 0 | 0 | 125.4773 | 251.9829 | 251.9829 | 0 | 0 | 0 | 1 | 1 | 1 | 1 | 1 | 1 | 1 | 11.3325 | 20.4977 | 2.8088 | 11.3325 | 20.8748 | 2.842 | 11.3325 | 21.297 | 2.8793 | 0 | 357.8117 | 0 | 0 | 357.8117 | 0 | 0 | 359.6008 | 0 | 0 | 0 | 0 | 0 | 0 | 0 | 0 | 0 | 0 | 0 | 357.8117 | 717.4125 | 717.4125 | 0 | 0 | 0 | 0 | 0 | 0 | 357.8117 | 717.4125 | 717.4125 | 0 | 0 | 0 | 12023.944 | 33772.2929 | 12023.944 | 25843.0082 | 4007.9813 | 12094.1998 | 34372.0804 | 12094.1998 | 26117.3203 | 4031.3999 | 0 |  |  |  |  | 1061.0142 | 1067.2137 | 0 | 0.043556 | 0.04334 | 0.043124 | 0 | 264.9454 | 0 | 0 | 264.9454 | 0 | 0 | 266.4935 | 0 | 0 | 266.4935 | 0 | 0 | 0 | 0 | 0 | 0 | 0 | 0 | 0 | 0 | 4504.0718 | 4530.3891 | 0 | 0 | 0 | 0 | 0 | 0 | 0 | 4504.0718 | 4530.3891 | 0 | 0 | 0 | 0 | 264.9454 | 531.4389 | 531.4389 | 0 | 0 | 0 | 0 | 0 | 0 | 264.9454 | 531.4389 | 531.4389 | 0 | 0 | 0 | 15.11 | 16.7202 | 2.1066 | 15.11 | 17.0973 | 2.1315 | 15.11 | 17.5195 | 2.1595 | 0 | 357.8117 | 0 | 0 | 357.8117 | 0 | 0 | 359.6008 | 0 | 0 | 0 | 0 | 0 | 0 | 0 | 0 | 0 | 0 | 0 | 357.8117 | 717.4125 | 717.4125 | 0 | 0 | 0 | 0 | 0 | 0 | 357.8117 | 717.4125 | 717.4125 | 0 | 0 | 0 | 19486.1654 | 41048.8743 | 19486.1654 | 31411.1451 | 0 | 19583.5962 | 41742.8782 | 19583.5962 | 31717.9555 | 0 | 0 |  |  |  |  | 1289.6205 | 1296.0686 | 0 | 0.052941 | 0.052678 | 0.052416 | 0 | 322.0306 | 0 | 0 | 322.0306 | 0 | 0 | 323.6407 | 0 | 0 | 323.6407 | 0 | 0 | 0 | 0 | 0 | 0 | 0 | 0 | 0 | 0 | 5474.5195 | 5501.8921 | 0 | 0 | 0 | 0 | 0 | 0 | 0 | 5474.5195 | 5501.8921 | 0 | 0 | 0 | 0 | 322.0306 | 645.6713 | 645.6713 | 0 | 0 | 0 | 0 | 0 | 0 | 322.0306 | 645.6713 | 645.6713 | 0 | 0 | 0
| 1031 | Business | Other Commercial | HVAC | Gas | 02-298 | 02-298.08 | Furnaces | [02-298]_Business_HVAC_Furnace_ends2022_ROB_Gas_per kBtu/hr | 0.80 AFUE | 0.95 AFUE | DEEMED | 0 | 0.24971 | 0 | 0 | 0 | 0 | 15.11 | 17 | 0 | 0.387 | 0.612 | 0 | 0.001 | 1 | 1 | Replace on Burnout | 3.3737 | #NUM! | 0 | 4.4788 | 0 | 0 | 4.4788 | 0 | 31.5667 | 0 | 0 | 0 | 0.26346 | 0 | 31.8302 | 5.559 | 26.2712 | 5.7259 | 0 | 31.9438 | 0 | 0 | 0 | 0.26346 | 0 | 32.2073 | 5.559 | 26.6483 | 5.7937 | 0 | 32.3661 | 0 | 0 | 0 | 0.26346 | 0 | 32.6295 | 5.559 | 27.0705 | 5.8696 | per kBtu/hr | 7.5098 | 28537.2431 | 0.005 | 0 | 421.2737 | 0 | 0 | 421.2737 | 0 | 0 | 423.38 | 0 | 0 | 0 | 0 | 0 | 0 | 0 | 0 | 0 | 0 | 0 | 421.2737 | 844.6537 | 844.6537 | 0 | 0 | 0 | 0 | 0 | 0 | 421.2737 | 844.6537 | 844.6537 | 0 | 0 | 0 | 0 | 421.2737 | 0 | 0 | 421.2737 | 0 | 0 | 423.38 | 0 | 0 | 0 | 0 | 0 | 0 | 0 | 0 | 0 | 0 | 0 | 421.2737 | 844.6537 | 844.6537 | 0 | 0 | 0 | 0 | 0 | 0 | 421.2737 | 844.6537 | 844.6537 | 0 | 0 | 0 | 3308.8087 | 18945.7531 | 3308.8087 | 14628.7473 | 5684.8625 | 3335.7636 | 19326.3822 | 3335.7636 | 14817.8811 | 5731.1738 | 0 |  |  |  |  | 595.2132 | 600.062 | 0 | 0.020754 | 0.02065 | 0.020548 | 0 | 148.6304 | 0 | 0 | 148.6304 | 0 | 0 | 149.8412 | 0 | 0 | 149.8412 | 0 | 0 | 0 | 0 | 0 | 0 | 0 | 0 | 0 | 0 | 2526.7172 | 2547.3009 | 0 | 0 | 0 | 0 | 0 | 0 | 0 | 2526.7172 | 2547.3009 | 0 | 0 | 0 | 0 | 148.6304 | 298.4716 | 298.4716 | 0 | 0 | 0 | 0 | 0 | 0 | 148.6304 | 298.4716 | 298.4716 | 0 | 0 | 0 | 1 | 1 | 1 | 1 | 1 | 1 | 1 | 11.3325 | 20.4977 | 2.8088 | 11.3325 | 20.8748 | 2.842 | 11.3325 | 21.297 | 2.8793 | 0 | 421.2737 | 0 | 0 | 421.2737 | 0 | 0 | 423.38 | 0 | 0 | 0 | 0 | 0 | 0 | 0 | 0 | 0 | 0 | 0 | 421.2737 | 844.6537 | 844.6537 | 0 | 0 | 0 | 0 | 0 | 0 | 421.2737 | 844.6537 | 844.6537 | 0 | 0 | 0 | 14179.4004 | 39826.4383 | 14179.4004 | 30751.5305 | 4726.4668 | 14262.4441 | 40534.2962 | 14262.4441 | 31078.3661 | 4754.148 | 0 |  |  |  |  | 1251.2156 | 1258.5435 | 0 | 0.043627 | 0.04341 | 0.043194 | 0 | 312.4405 | 0 | 0 | 312.4405 | 0 | 0 | 314.2703 | 0 | 0 | 314.2703 | 0 | 0 | 0 | 0 | 0 | 0 | 0 | 0 | 0 | 0 | 5311.4883 | 5342.5958 | 0 | 0 | 0 | 0 | 0 | 0 | 0 | 5311.4883 | 5342.5958 | 0 | 0 | 0 | 0 | 312.4405 | 626.7108 | 626.7108 | 0 | 0 | 0 | 0 | 0 | 0 | 312.4405 | 626.7108 | 626.7108 | 0 | 0 | 0 | 15.11 | 16.7202 | 2.1066 | 15.11 | 17.0973 | 2.1315 | 15.11 | 17.5195 | 2.1595 | 0 | 421.2737 | 0 | 0 | 421.2737 | 0 | 0 | 423.38 | 0 | 0 | 0 | 0 | 0 | 0 | 0 | 0 | 0 | 0 | 0 | 421.2737 | 844.6537 | 844.6537 | 0 | 0 | 0 | 0 | 0 | 0 | 421.2737 | 844.6537 | 844.6537 | 0 | 0 | 0 | 22942.2564 | 48329.3546 | 22942.2564 | 37316.9604 | 0 | 23056.9677 | 49146.4479 | 23056.9677 | 37681.4561 | 0 | 0 |  |  |  |  | 1518.3492 | 1525.9409 | 0 | 0.052941 | 0.052678 | 0.052416 | 0 | 379.1463 | 0 | 0 | 379.1463 | 0 | 0 | 381.042 | 0 | 0 | 381.042 | 0 | 0 | 0 | 0 | 0 | 0 | 0 | 0 | 0 | 0 | 6445.4872 | 6477.7147 | 0 | 0 | 0 | 0 | 0 | 0 | 0 | 6445.4872 | 6477.7147 | 0 | 0 | 0 | 0 | 379.1463 | 760.1883 | 760.1883 | 0 | 0 | 0 | 0 | 0 | 0 | 379.1463 | 760.1883 | 760.1883 | 0 | 0 | 0
| 1032 | Business | Food Sales | HVAC | Gas | 02-298 | 02-298.09 | Furnaces | [02-298]_Business_HVAC_Furnace_ends2022_ROB_Gas_per kBtu/hr | 0.80 AFUE | 0.95 AFUE | DEEMED | 0 | 0.24971 | 0 | 0 | 0 | 0 | 15.11 | 17 | 0 | 0.387 | 0.612 | 0 | 0.001 | 1 | 1 | Replace on Burnout | 3.3737 | #NUM! | 0 | 4.4788 | 0 | 0 | 4.4788 | 0 | 31.5667 | 0 | 0 | 0 | 0.26346 | 0 | 31.8302 | 5.559 | 26.2712 | 5.7259 | 0 | 31.9438 | 0 | 0 | 0 | 0.26346 | 0 | 32.2073 | 5.559 | 26.6483 | 5.7937 | 0 | 32.3661 | 0 | 0 | 0 | 0.26346 | 0 | 32.6295 | 5.559 | 27.0705 | 5.8696 | per kBtu/hr | 67.1069 | 120523.9783 | 0.005 | 0 | 1779.2041 | 0 | 0 | 1779.2041 | 0 | 0 | 1788.1001 | 0 | 0 | 0 | 0 | 0 | 0 | 0 | 0 | 0 | 0 | 0 | 1779.2041 | 3567.3042 | 3567.3042 | 0 | 0 | 0 | 0 | 0 | 0 | 1779.2041 | 3567.3042 | 3567.3042 | 0 | 0 | 0 | 0 | 1779.2041 | 0 | 0 | 1779.2041 | 0 | 0 | 1788.1001 | 0 | 0 | 0 | 0 | 0 | 0 | 0 | 0 | 0 | 0 | 0 | 1779.2041 | 3567.3042 | 3567.3042 | 0 | 0 | 0 | 0 | 0 | 0 | 1779.2041 | 3567.3042 | 3567.3042 | 0 | 0 | 0 | 8152.0591 | 46677.4947 | 8152.0591 | 35569.39 | 14006.0487 | 8237.5206 | 47725.6453 | 8237.5206 | 36112.7836 | 14152.8801 | 0 |  |  |  |  | 1466.4532 | 1481.8266 | 0 | 0.012107 | 0.012047 | 0.011987 | 0 | 366.1874 | 0 | 0 | 366.1874 | 0 | 0 | 370.0263 | 0 | 0 | 370.0263 | 0 | 0 | 0 | 0 | 0 | 0 | 0 | 0 | 0 | 0 | 6225.1855 | 6290.4467 | 0 | 0 | 0 | 0 | 0 | 0 | 0 | 6225.1855 | 6290.4467 | 0 | 0 | 0 | 0 | 366.1874 | 736.2137 | 736.2137 | 0 | 0 | 0 | 0 | 0 | 0 | 366.1874 | 736.2137 | 736.2137 | 0 | 0 | 0 | 1 | 1 | 1 | 1 | 1 | 1 | 1 | 11.3325 | 20.4977 | 2.8088 | 11.3325 | 20.8748 | 2.842 | 11.3325 | 21.297 | 2.8793 | 0 | 1779.2041 | 0 | 0 | 1779.2041 | 0 | 0 | 1788.1001 | 0 | 0 | 0 | 0 | 0 | 0 | 0 | 0 | 0 | 0 | 0 | 1779.2041 | 3567.3042 | 3567.3042 | 0 | 0 | 0 | 0 | 0 | 0 | 1779.2041 | 3567.3042 | 3567.3042 | 0 | 0 | 0 | 48620.3543 | 136562.583 | 48620.3543 | 104064.0207 | 16206.7848 | 48922.4557 | 139039.0942 | 48922.4557 | 105207.351 | 16307.4852 | 0 |  |  |  |  | 4290.3467 | 4317.0047 | 0 | 0.03542 | 0.035244 | 0.035069 | 0 | 1071.3406 | 0 | 0 | 1071.3406 | 0 | 0 | 1077.9973 | 0 | 0 | 1077.9973 | 0 | 0 | 0 | 0 | 0 | 0 | 0 | 0 | 0 | 0 | 18212.79 | 18325.9548 | 0 | 0 | 0 | 0 | 0 | 0 | 0 | 18212.79 | 18325.9548 | 0 | 0 | 0 | 0 | 1071.3406 | 2149.3379 | 2149.3379 | 0 | 0 | 0 | 0 | 0 | 0 | 1071.3406 | 2149.3379 | 2149.3379 | 0 | 0 | 0 | 15.11 | 16.7202 | 2.1066 | 15.11 | 17.0973 | 2.1315 | 15.11 | 17.5195 | 2.1595 | 0 | 1779.2041 | 0 | 0 | 1779.2041 | 0 | 0 | 1788.1001 | 0 | 0 | 0 | 0 | 0 | 0 | 0 | 0 | 0 | 0 | 0 | 1779.2041 | 3567.3042 | 3567.3042 | 0 | 0 | 0 | 0 | 0 | 0 | 1779.2041 | 3567.3042 | 3567.3042 | 0 | 0 | 0 | 86128.1364 | 181434.5189 | 86128.1364 | 138257.5309 | 0 | 86558.7771 | 184501.9907 | 86558.7771 | 139607.97 | 0 | 0 |  |  |  |  | 5700.0752 | 5728.5756 | 0 | 0.047059 | 0.046825 | 0.046592 | 0 | 1423.3633 | 0 | 0 | 1423.3633 | 0 | 0 | 1430.4801 | 0 | 0 | 1430.4801 | 0 | 0 | 0 | 0 | 0 | 0 | 0 | 0 | 0 | 0 | 24197.1756 | 24318.1614 | 0 | 0 | 0 | 0 | 0 | 0 | 0 | 24197.1756 | 24318.1614 | 0 | 0 | 0 | 0 | 1423.3633 | 2853.8434 | 2853.8434 | 0 | 0 | 0 | 0 | 0 | 0 | 1423.3633 | 2853.8434 | 2853.8434 | 0 | 0 | 0
| 1033 | Business | Manufacturing/Industrial | HVAC | Gas | 02-298 | 02-298.10 | Furnaces | [02-298]_Business_HVAC_Furnace_ends2022_ROB_Gas_per kBtu/hr | 0.80 AFUE | 0.95 AFUE | DEEMED | 0 | 0.24971 | 0 | 0 | 0 | 0 | 15.11 | 17 | 0 | 0.387 | 0.612 | 0 | 0.001 | 1 | 1 | Replace on Burnout | 3.3737 | #NUM! | 0 | 4.4788 | 0 | 0 | 4.4788 | 0 | 31.5667 | 0 | 0 | 0 | 0.26346 | 0 | 31.8302 | 6.3694 | 25.4608 | 4.9974 | 0 | 31.9438 | 0 | 0 | 0 | 0.26346 | 0 | 32.2073 | 6.3694 | 25.8379 | 5.0566 | 0 | 32.3661 | 0 | 0 | 0 | 0.26346 | 0 | 32.6295 | 6.3694 | 26.2602 | 5.1229 | per kBtu/hr | 72.5186 | 300444.6333 | 0.005 | 0 | 4435.2363 | 0 | 0 | 4435.2363 | 0 | 0 | 4457.4124 | 0 | 0 | 0 | 0 | 0 | 0 | 0 | 0 | 0 | 0 | 0 | 4435.2363 | 8892.6487 | 8892.6487 | 0 | 0 | 0 | 0 | 0 | 0 | 4435.2363 | 8892.6487 | 8892.6487 | 0 | 0 | 0 | 0 | 4435.2363 | 0 | 0 | 4435.2363 | 0 | 0 | 4457.4124 | 0 | 0 | 0 | 0 | 0 | 0 | 0 | 0 | 0 | 0 | 0 | 4435.2363 | 8892.6487 | 8892.6487 | 0 | 0 | 0 | 0 | 0 | 0 | 4435.2363 | 8892.6487 | 8892.6487 | 0 | 0 | 0 | 49133.5549 | 245538.8584 | 49133.5549 | 215074.6805 | 67425.3249 | 49499.1357 | 250296.4775 | 49499.1357 | 217702.8271 | 67927.0066 | 0 |  |  |  |  | 7714.0225 | 7771.4191 | 0 | 0.025548 | 0.025421 | 0.025294 | 0 | 1926.2652 | 0 | 0 | 1926.2652 | 0 | 0 | 1940.5976 | 0 | 0 | 1940.5976 | 0 | 0 | 0 | 0 | 0 | 0 | 0 | 0 | 0 | 0 | 32746.5076 | 32990.1597 | 0 | 0 | 0 | 0 | 0 | 0 | 0 | 32746.5076 | 32990.1597 | 0 | 0 | 0 | 0 | 1926.2652 | 3866.8628 | 3866.8628 | 0 | 0 | 0 | 0 | 0 | 0 | 1926.2652 | 3866.8628 | 3866.8628 | 0 | 0 | 0 | 1 | 1 | 1 | 1 | 1 | 1 | 1 | 11.3325 | 20.4977 | 2.8088 | 11.3325 | 20.8748 | 2.842 | 11.3325 | 21.297 | 2.8793 | 0 | 4435.2363 | 0 | 0 | 4435.2363 | 0 | 0 | 4457.4124 | 0 | 0 | 0 | 0 | 0 | 0 | 0 | 0 | 0 | 0 | 0 | 4435.2363 | 8892.6487 | 8892.6487 | 0 | 0 | 0 | 0 | 0 | 0 | 4435.2363 | 8892.6487 | 8892.6487 | 0 | 0 | 0 | 152523.417 | 428400.6588 | 152523.417 | 375248.6896 | 50841.139 | 153402.6197 | 435974.8702 | 153402.6197 | 379202.1476 | 51134.2066 | 0 |  |  |  |  | 13458.9382 | 13536.5206 | 0 | 0.044574 | 0.044352 | 0.044131 | 0 | 3360.8255 | 0 | 0 | 3360.8255 | 0 | 0 | 3380.1986 | 0 | 0 | 3380.1986 | 0 | 0 | 0 | 0 | 0 | 0 | 0 | 0 | 0 | 0 | 57134.0339 | 57463.3761 | 0 | 0 | 0 | 0 | 0 | 0 | 0 | 57134.0339 | 57463.3761 | 0 | 0 | 0 | 0 | 3360.8255 | 6741.0241 | 6741.0241 | 0 | 0 | 0 | 0 | 0 | 0 | 3360.8255 | 6741.0241 | 6741.0241 | 0 | 0 | 0 | 15.11 | 16.7202 | 2.1066 | 15.11 | 17.0973 | 2.1315 | 15.11 | 17.5195 | 2.1595 | 0 | 4435.2363 | 0 | 0 | 4435.2363 | 0 | 0 | 4457.4124 | 0 | 0 | 0 | 0 | 0 | 0 | 0 | 0 | 0 | 0 | 0 | 4435.2363 | 8892.6487 | 8892.6487 | 0 | 0 | 0 | 0 | 0 | 0 | 4435.2363 | 8892.6487 | 8892.6487 | 0 | 0 | 0 | 241539.7236 | 508819.1314 | 241539.7236 | 445689.586 | 0 | 242747.4223 | 517421.6196 | 242747.4223 | 450042.8872 | 0 | 0 |  |  |  |  | 15985.4218 | 16065.3489 | 0 | 0.052941 | 0.052678 | 0.052416 | 0 | 3991.7126 | 0 | 0 | 3991.7126 | 0 | 0 | 4011.6712 | 0 | 0 | 4011.6712 | 0 | 0 | 0 | 0 | 0 | 0 | 0 | 0 | 0 | 0 | 67859.1148 | 68198.4104 | 0 | 0 | 0 | 0 | 0 | 0 | 0 | 67859.1148 | 68198.4104 | 0 | 0 | 0 | 0 | 3991.7126 | 8003.3838 | 8003.3838 | 0 | 0 | 0 | 0 | 0 | 0 | 3991.7126 | 8003.3838 | 8003.3838 | 0 | 0 | 0
| 1034 | Business | Office | HVAC | Electric | 02-164 | 02-164.01 | Heat Pumps | [02-164]_Business_HVAC_Ground Source Heat Pump (GSHP)_ Closed Loop Water-to-Air_ENERGY STAR_NEW_Electric_per ton | EER 14.1 COP 3.2 | EER 15.18 COP 3.42 | ENGINEER | 297.2216 | 0 | 0 | 0 | 0.20742 | 0 | 2021 | 25 | 0.478 | 0.387 | 0.612 | 0 | 0.001 | 0.86 | 1 | New Construction/Installs | 81.3432 | 0.31626 | 6390.2634 | 0 | 0 | 0 | 24.8453 | 356.4919 | 0 | 0 | 0 | 680.3155 | 0 | 0 | 1036.8073 | 845.4543 | 191.353 | 1.2263 | 357.2206 | 0 | 0 | 0 | 669.2868 | 0 | 0 | 1026.5075 | 845.4543 | 181.0532 | 1.2141 | 358.9939 | 0 | 0 | 0 | 659.6353 | 0 | 0 | 1018.6291 | 845.4543 | 173.1748 | 1.2048 | per ton | 0.00060792 | 14.9365 | 0 | 3817.9274 | 0 | 0 | 0 | 14.0695 | 1.2736 | 3817.9274 | 0 | 0 | 0 | 1.2736 | 3817.9274 | 0 | 0 | 0 | 1.2736 | 3817.9274 | 7635.8548 | 11453.7822 | 0 | 0 | 0 | 0 | 0 | 0 | 0 | 0 | 0 | 14.0695 | 28.139 | 42.2085 | 1.2736 | 2.5472 | 3.8208 | 3817.9274 | 0 | 0 | 0 | 14.0695 | 1.2736 | 3817.9274 | 0 | 0 | 0 | 1.2736 | 3817.9274 | 0 | 0 | 0 | 1.2736 | 3817.9274 | 2.5472 | 11453.7822 | 0 | 0 | 0 | 0 | 0 | 0 | 0 | 0 | 0 | 14.0695 | 28.139 | 42.2085 | 1.2736 | 2.5472 | 3.8208 | 612.6321 | 751.2901 | 612.6321 | 762.4395 | 851.8225 | 623.4986 | 757.0201 | 623.4986 | 782.9145 | 866.9316 | 639.9026 | 770.9742 | 639.9026 | 813.9662 | 889.7403 | 0.72462 | 0.73747 | 0.75687 | 0.048513 | 0.048513 | 0.048513 | 185.2202 | 0 | 0 | 0 | 0.68256 | 0.061786 | 188.5055 | 0 | 0 | 0 | 0.69466 | 0.062882 | 193.465 | 0 | 0 | 0 | 0.71294 | 0.064537 | 4630.5048 | 4712.6379 | 4836.6259 | 0 | 0 | 0 | 0 | 0 | 0 | 0 | 0 | 0 | 17.0639 | 17.3666 | 17.8235 | 185.2202 | 0.12467 | 567.1907 | 0 | 0 | 0 | 0 | 0 | 0 | 0 | 0 | 0 | 0.68256 | 1.3772 | 2.0902 | 0.061786 | 0.12467 | 0.1892 | 1 | 1 | 1 | 1 | 1 | 1 | 1 | 1515.75 | -478.9427 | 0.68402 | 1515.75 | -489.2425 | 0.67723 | 1515.75 | -497.1209 | 0.67203 | 3817.9274 | 0 | 0 | 0 | 14.0695 | 1.2736 | 3817.9274 | 0 | 0 | 0 | 1.2736 | 3817.9274 | 0 | 0 | 0 | 1.2736 | 3817.9274 | 2.5472 | 11453.7822 | 0 | 0 | 0 | 0 | 0 | 0 | 0 | 0 | 0 | 14.0695 | 28.139 | 42.2085 | 1.2736 | 2.5472 | 3.8208 | 8489.5722 | 5807.0598 | 8489.5722 | 5893.2387 | 2829.8574 | 8535.4167 | 5780.4183 | 8535.4167 | 5978.1415 | 2845.1389 | 8605.864 | 5783.3968 | 8605.864 | 6105.8975 | 2868.6213 | 5.6009 | 5.6312 | 5.6776 | 0.37498 | 0.37498 | 0.37498 | 1431.6504 | 0 | 0 | 0 | 5.2758 | 0.47757 | 1439.3814 | 0 | 0 | 0 | 5.3043 | 0.48015 | 1451.2614 | 0 | 0 | 0 | 5.3481 | 0.48412 | 35791.26 | 35984.5361 | 36281.5354 | 0 | 0 | 0 | 0 | 0 | 0 | 0 | 0 | 0 | 131.8948 | 132.6071 | 133.7015 | 1431.6504 | 0.95773 | 4322.2933 | 0 | 0 | 0 | 0 | 0 | 0 | 0 | 0 | 0 | 5.2758 | 10.5801 | 15.9281 | 0.47757 | 0.95773 | 1.4418 | 2021 | -984.1927 | 0.51302 | 2021 | -994.4925 | 0.50792 | 2021 | -1002.3709 | 0.50402 | 3817.9274 | 0 | 0 | 0 | 14.0695 | 1.2736 | 3817.9274 | 0 | 0 | 0 | 1.2736 | 3817.9274 | 0 | 0 | 0 | 1.2736 | 3817.9274 | 2.5472 | 11453.7822 | 0 | 0 | 0 | 0 | 0 | 0 | 0 | 0 | 0 | 14.0695 | 28.139 | 42.2085 | 1.2736 | 2.5472 | 3.8208 | 24149.3372 | 12389.0204 | 24149.3372 | 12572.8782 | 0 | 24149.3372 | 12265.9452 | 24149.3372 | 12685.5103 | 0 | 24149.3372 | 12171.8051 | 24149.3372 | 12850.544 | 0 | 11.9492 | 11.9492 | 11.9492 | 0.8 | 0.8 | 0.8 | 3054.3419 | 0 | 0 | 0 | 11.2556 | 1.0189 | 3054.3419 | 0 | 0 | 0 | 11.2556 | 1.0189 | 3054.3419 | 0 | 0 | 0 | 11.2556 | 1.0189 | 76358.5478 | 76358.5478 | 76358.5478 | 0 | 0 | 0 | 0 | 0 | 0 | 0 | 0 | 0 | 281.3898 | 281.3898 | 281.3898 | 3054.3419 | 2.0378 | 9163.0257 | 0 | 0 | 0 | 0 | 0 | 0 | 0 | 0 | 0 | 11.2556 | 22.5112 | 33.7668 | 1.0189 | 2.0378 | 3.0566
| 1035 | Business | Retail | HVAC | Electric | 02-164 | 02-164.02 | Heat Pumps | [02-164]_Business_HVAC_Ground Source Heat Pump (GSHP)_ Closed Loop Water-to-Air_ENERGY STAR_NEW_Electric_per ton | EER 14.1 COP 3.2 | EER 15.18 COP 3.42 | ENGINEER | 154.5157 | 0 | 0 | 0 | 0.20742 | 0 | 2021 | 25 | 0.478 | 0.387 | 0.612 | 0 | 0.001 | 0.86 | 1 | New Construction/Installs | 156.4693 | 0.60835 | 3322.0868 | 0 | 0 | 0 | 12.9163 | 185.3283 | 0 | 0 | 0 | 680.3155 | 0 | 0 | 865.6438 | 845.4543 | 20.1895 | 1.0239 | 185.7072 | 0 | 0 | 0 | 669.2868 | 0 | 0 | 854.994 | 845.4543 | 9.5397 | 1.0113 | 186.629 | 0 | 0 | 0 | 659.6353 | 0 | 0 | 846.2643 | 845.4543 | 0.81 | 1.001 | per ton | 0 | 0 | 0 | 0 | 0 | 0 | 0 | 0 | 0 | 0 | 0 | 0 | 0 | 0 | 0 | 0 | 0 | 0 | 0 | 0 | 0 | 0 | 0 | 0 | 0 | 0 | 0 | 0 | 0 | 0 | 0 | 0 | 0 | 0 | 0 | 0 | 0 | 0 | 0 | 0 | 0 | 0 | 0 | 0 | 0 | 0 | 0 | 0 | 0 | 0 | 0 | 0 | 0 | 0 | 0 | 0 | 0 | 0 | 0 | 0 | 0 | 0 | 0 | 0 | 0 | 0 | 0 | 0 | 0 | 0 | 0 | 0 | 0 | 0 | 0 | 0 | 0 | 0 | 0 | 0 | 0 | 0 | 0 | 0 | 0 | 0 | 0 | 0 | 0 | #NUM! | #NUM! | #NUM! | 0 | 0 | 0 | 0 | 0 | 0 | 0 | 0 | 0 | 0 | 0 | 0 | 0 | 0 | 0 | 0 | 0 | 0 | 0 | 0 | 0 | 0 | 0 | 0 | 0 | 0 | 0 | 0 | 0 | 0 | 0 | 0 | 0 | 0 | 0 | 0 | 0 | 0 | 0 | 0 | 0 | 0 | 0 | 0 | 0 | 0 | 0 | 0 | 0 | 0 | 0 | 1 | 1 | 1 | 1 | 1 | 1 | 1 | 1515.75 | -650.1062 | 0.5711 | 1515.75 | -660.756 | 0.56407 | 1515.75 | -669.4857 | 0.55831 | 0 | 0 | 0 | 0 | 0 | 0 | 0 | 0 | 0 | 0 | 0 | 0 | 0 | 0 | 0 | 0 | 0 | 0 | 0 | 0 | 0 | 0 | 0 | 0 | 0 | 0 | 0 | 0 | 0 | 0 | 0 | 0 | 0 | 0 | 0 | 0 | 0 | 0 | 0 | 0 | 0 | 0 | 0 | 0 | 0 | 0 | 0 | 0 | 0 | 0 | 0 | 0 | #NUM! | #NUM! | #NUM! | 0 | 0 | 0 | 0 | 0 | 0 | 0 | 0 | 0 | 0 | 0 | 0 | 0 | 0 | 0 | 0 | 0 | 0 | 0 | 0 | 0 | 0 | 0 | 0 | 0 | 0 | 0 | 0 | 0 | 0 | 0 | 0 | 0 | 0 | 0 | 0 | 0 | 0 | 0 | 0 | 0 | 0 | 0 | 0 | 0 | 0 | 0 | 0 | 0 | 0 | 0 | 2021 | -1155.3562 | 0.42832 | 2021 | -1166.006 | 0.42305 | 2021 | -1174.7357 | 0.41874 | 0 | 0 | 0 | 0 | 0 | 0 | 0 | 0 | 0 | 0 | 0 | 0 | 0 | 0 | 0 | 0 | 0 | 0 | 0 | 0 | 0 | 0 | 0 | 0 | 0 | 0 | 0 | 0 | 0 | 0 | 0 | 0 | 0 | 0 | 0 | 0 | 0 | 0 | 0 | 0 | 0 | 0 | 0 | 0 | 0 | 0 | 0 | 0 | 0 | 0 | 0 | 0 | #NUM! | #NUM! | #NUM! | 0 | 0 | 0 | 0 | 0 | 0 | 0 | 0 | 0 | 0 | 0 | 0 | 0 | 0 | 0 | 0 | 0 | 0 | 0 | 0 | 0 | 0 | 0 | 0 | 0 | 0 | 0 | 0 | 0 | 0 | 0 | 0 | 0 | 0 | 0 | 0 | 0 | 0 | 0 | 0 | 0 | 0 | 0 | 0 | 0 | 0 | 0 | 0 | 0 | 0 | 0
| 1036 | Business | Food Service | HVAC | Electric | 02-164 | 02-164.03 | Heat Pumps | [02-164]_Business_HVAC_Ground Source Heat Pump (GSHP)_ Closed Loop Water-to-Air_ENERGY STAR_NEW_Electric_per ton | EER 14.1 COP 3.2 | EER 15.18 COP 3.42 | ENGINEER | 122.5774 | 0 | 0 | 0 | 0.20742 | 0 | 2021 | 25 | 0.478 | 0.387 | 0.612 | 0 | 0.001 | 0.86 | 1 | New Construction/Installs | 197.2383 | 0.76686 | 2635.4135 | 0 | 0 | 0 | 10.2465 | 147.0211 | 0 | 0 | 0 | 680.3155 | 0 | 0 | 992.8039 | 845.4543 | 147.3496 | 1.1743 | 147.3216 | 0 | 0 | 0 | 669.2868 | 0 | 0 | 979.9302 | 845.4543 | 134.4759 | 1.1591 | 148.0529 | 0 | 0 | 0 | 659.6353 | 0 | 0 | 969.2258 | 845.4543 | 123.7715 | 1.1464 | per ton | 0 | 0 | 0 | 0 | 0 | 0 | 0 | 0 | 0 | 0 | 0 | 0 | 0 | 0 | 0 | 0 | 0 | 0 | 0 | 0 | 0 | 0 | 0 | 0 | 0 | 0 | 0 | 0 | 0 | 0 | 0 | 0 | 0 | 0 | 0 | 0 | 0 | 0 | 0 | 0 | 0 | 0 | 0 | 0 | 0 | 0 | 0 | 0 | 0 | 0 | 0 | 0 | 0 | 0 | 0 | 0 | 0 | 0 | 0 | 0 | 0 | 0 | 0 | 0 | 0 | 0 | 0 | 0 | 0 | 0 | 0 | 0 | 0 | 0 | 0 | 0 | 0 | 0 | 0 | 0 | 0 | 0 | 0 | 0 | 0 | 0 | 0 | 0 | 0 | #NUM! | #NUM! | #NUM! | 0 | 0 | 0 | 0 | 0 | 0 | 0 | 0 | 0 | 0 | 0 | 0 | 0 | 0 | 0 | 0 | 0 | 0 | 0 | 0 | 0 | 0 | 0 | 0 | 0 | 0 | 0 | 0 | 0 | 0 | 0 | 0 | 0 | 0 | 0 | 0 | 0 | 0 | 0 | 0 | 0 | 0 | 0 | 0 | 0 | 0 | 0 | 0 | 0 | 0 | 0 | 1 | 1 | 1 | 1 | 1 | 1 | 1 | 1515.75 | -522.9461 | 0.65499 | 1515.75 | -535.8198 | 0.6465 | 1515.75 | -546.5242 | 0.63944 | 0 | 0 | 0 | 0 | 0 | 0 | 0 | 0 | 0 | 0 | 0 | 0 | 0 | 0 | 0 | 0 | 0 | 0 | 0 | 0 | 0 | 0 | 0 | 0 | 0 | 0 | 0 | 0 | 0 | 0 | 0 | 0 | 0 | 0 | 0 | 0 | 0 | 0 | 0 | 0 | 0 | 0 | 0 | 0 | 0 | 0 | 0 | 0 | 0 | 0 | 0 | 0 | #NUM! | #NUM! | #NUM! | 0 | 0 | 0 | 0 | 0 | 0 | 0 | 0 | 0 | 0 | 0 | 0 | 0 | 0 | 0 | 0 | 0 | 0 | 0 | 0 | 0 | 0 | 0 | 0 | 0 | 0 | 0 | 0 | 0 | 0 | 0 | 0 | 0 | 0 | 0 | 0 | 0 | 0 | 0 | 0 | 0 | 0 | 0 | 0 | 0 | 0 | 0 | 0 | 0 | 0 | 0 | 2021 | -1028.1961 | 0.49124 | 2021 | -1041.0698 | 0.48487 | 2021 | -1051.7742 | 0.47958 | 0 | 0 | 0 | 0 | 0 | 0 | 0 | 0 | 0 | 0 | 0 | 0 | 0 | 0 | 0 | 0 | 0 | 0 | 0 | 0 | 0 | 0 | 0 | 0 | 0 | 0 | 0 | 0 | 0 | 0 | 0 | 0 | 0 | 0 | 0 | 0 | 0 | 0 | 0 | 0 | 0 | 0 | 0 | 0 | 0 | 0 | 0 | 0 | 0 | 0 | 0 | 0 | #NUM! | #NUM! | #NUM! | 0 | 0 | 0 | 0 | 0 | 0 | 0 | 0 | 0 | 0 | 0 | 0 | 0 | 0 | 0 | 0 | 0 | 0 | 0 | 0 | 0 | 0 | 0 | 0 | 0 | 0 | 0 | 0 | 0 | 0 | 0 | 0 | 0 | 0 | 0 | 0 | 0 | 0 | 0 | 0 | 0 | 0 | 0 | 0 | 0 | 0 | 0 | 0 | 0 | 0 | 0
| 1037 | Business | Healthcare/Hospitals | HVAC | Electric | 02-164 | 02-164.04 | Heat Pumps | [02-164]_Business_HVAC_Ground Source Heat Pump (GSHP)_ Closed Loop Water-to-Air_ENERGY STAR_NEW_Electric_per ton | EER 14.1 COP 3.2 | EER 15.18 COP 3.42 | ENGINEER | 210.2139 | 0 | 0 | 0 | 0.20742 | 0 | 2021 | 25 | 0.478 | 0.387 | 0.612 | 0 | 0.001 | 0.86 | 1 | New Construction/Installs | 115.0112 | 0.44716 | 4519.5982 | 0 | 0 | 0 | 17.5722 | 252.1336 | 0 | 0 | 0 | 680.3155 | 0 | 0 | 932.4491 | 694.9157 | 237.5334 | 1.3418 | 252.649 | 0 | 0 | 0 | 669.2868 | 0 | 0 | 921.9359 | 694.9157 | 227.0202 | 1.3267 | 253.9031 | 0 | 0 | 0 | 659.6353 | 0 | 0 | 913.5384 | 694.9157 | 218.6227 | 1.3146 | per ton | 0.021843 | 59.3252 | 0 | 10725.0369 | 0 | 0 | 0 | 39.523 | 5.0585 | 10725.0369 | 0 | 0 | 0 | 5.0585 | 10725.0369 | 0 | 0 | 0 | 5.0585 | 10725.0369 | 21450.0738 | 32175.1107 | 0 | 0 | 0 | 0 | 0 | 0 | 0 | 0 | 0 | 39.523 | 79.0459 | 118.5689 | 5.0585 | 10.117 | 15.1755 | 10725.0369 | 0 | 0 | 0 | 39.523 | 5.0585 | 10725.0369 | 0 | 0 | 0 | 5.0585 | 10725.0369 | 0 | 0 | 0 | 5.0585 | 10725.0369 | 10.117 | 32175.1107 | 0 | 0 | 0 | 0 | 0 | 0 | 0 | 0 | 0 | 39.523 | 79.0459 | 118.5689 | 5.0585 | 10.117 | 15.1755 | 151.555 | 203.3589 | 151.555 | 190.0204 | 289.2073 | 153.8815 | 204.1526 | 153.8815 | 194.1455 | 293.6469 | 158.001 | 207.7087 | 158.001 | 201.3502 | 301.5081 | 0.21809 | 0.22144 | 0.22737 | 0.0036762 | 0.0036762 | 0.0036762 | 39.4274 | 0 | 0 | 0 | 0.14529 | 0.018596 | 40.0326 | 0 | 0 | 0 | 0.14752 | 0.018882 | 41.1043 | 0 | 0 | 0 | 0.15147 | 0.019387 | 985.6847 | 1000.8158 | 1027.6085 | 0 | 0 | 0 | 0 | 0 | 0 | 0 | 0 | 0 | 3.6324 | 3.6881 | 3.7869 | 39.4274 | 0.037478 | 120.5644 | 0 | 0 | 0 | 0 | 0 | 0 | 0 | 0 | 0 | 0.14529 | 0.29282 | 0.44429 | 0.018596 | 0.037478 | 0.056865 | 1 | 1 | 1 | 1 | 1 | 1 | 1 | 1515.75 | -583.3009 | 0.61517 | 1515.75 | -593.8141 | 0.60824 | 1515.75 | -602.2116 | 0.6027 | 10725.0369 | 0 | 0 | 0 | 39.523 | 5.0585 | 10725.0369 | 0 | 0 | 0 | 5.0585 | 10725.0369 | 0 | 0 | 0 | 5.0585 | 10725.0369 | 10.117 | 32175.1107 | 0 | 0 | 0 | 0 | 0 | 0 | 0 | 0 | 0 | 39.523 | 79.0459 | 118.5689 | 5.0585 | 10.117 | 15.1755 | 16771.3853 | 10317.3099 | 16771.3853 | 9640.5861 | 5590.4618 | 16902.866 | 10280.9555 | 16902.866 | 9777.004 | 5634.2887 | 17117.0883 | 10316.4228 | 17117.0883 | 10000.6116 | 5705.6961 | 11.0647 | 11.1515 | 11.2928 | 0.18651 | 0.18651 | 0.18651 | 2000.3278 | 0 | 0 | 0 | 7.3714 | 0.94346 | 2016.0096 | 0 | 0 | 0 | 7.4292 | 0.95086 | 2041.5599 | 0 | 0 | 0 | 7.5234 | 0.96291 | 50008.1962 | 50400.2399 | 51038.9987 | 0 | 0 | 0 | 0 | 0 | 0 | 0 | 0 | 0 | 184.2858 | 185.7306 | 188.0845 | 2000.3278 | 1.8943 | 6057.8974 | 0 | 0 | 0 | 0 | 0 | 0 | 0 | 0 | 0 | 7.3714 | 14.8007 | 22.324 | 0.94346 | 1.8943 | 2.8572 | 2021 | -1088.5509 | 0.46138 | 2021 | -1099.0641 | 0.45618 | 2021 | -1107.4616 | 0.45202 | 10725.0369 | 0 | 0 | 0 | 39.523 | 5.0585 | 10725.0369 | 0 | 0 | 0 | 5.0585 | 10725.0369 | 0 | 0 | 0 | 5.0585 | 10725.0369 | 10.117 | 32175.1107 | 0 | 0 | 0 | 0 | 0 | 0 | 0 | 0 | 0 | 39.523 | 79.0459 | 118.5689 | 5.0585 | 10.117 | 15.1755 | 89922.1226 | 41488.2727 | 89922.1226 | 38767.0107 | 0 | 89922.1226 | 41020.4994 | 89922.1226 | 39009.7579 | 0 | 89922.1226 | 40646.8647 | 89922.1226 | 39402.564 | 0 | 44.4939 | 44.4939 | 44.4939 | 0.75 | 0.75 | 0.75 | 8043.7777 | 0 | 0 | 0 | 29.6422 | 3.7939 | 8043.7777 | 0 | 0 | 0 | 29.6422 | 3.7939 | 8043.7777 | 0 | 0 | 0 | 29.6422 | 3.7939 | 201094.4419 | 201094.4419 | 201094.4419 | 0 | 0 | 0 | 0 | 0 | 0 | 0 | 0 | 0 | 741.0556 | 741.0556 | 741.0556 | 8043.7777 | 7.5877 | 24131.333 | 0 | 0 | 0 | 0 | 0 | 0 | 0 | 0 | 0 | 29.6422 | 59.2845 | 88.9267 | 3.7939 | 7.5877 | 11.3816
| 1038 | Business | Campus/Education | HVAC | Electric | 02-164 | 02-164.05 | Heat Pumps | [02-164]_Business_HVAC_Ground Source Heat Pump (GSHP)_ Closed Loop Water-to-Air_ENERGY STAR_NEW_Electric_per ton | EER 14.1 COP 3.2 | EER 15.18 COP 3.42 | ENGINEER | 176.5142 | 0 | 0 | 0 | 0.20742 | 0 | 2021 | 25 | 0.478 | 0.387 | 0.612 | 0 | 0.001 | 0.86 | 1 | New Construction/Installs | 136.9689 | 0.53254 | 3795.0545 | 0 | 0 | 0 | 14.7552 | 211.7137 | 0 | 0 | 0 | 680.3155 | 0 | 0 | 892.0291 | 694.9157 | 197.1135 | 1.2837 | 212.1465 | 0 | 0 | 0 | 669.2868 | 0 | 0 | 881.4333 | 694.9157 | 186.5176 | 1.2684 | 213.1995 | 0 | 0 | 0 | 659.6353 | 0 | 0 | 872.8348 | 694.9157 | 177.9191 | 1.256 | per ton | 0 | 0 | 0 | 0 | 0 | 0 | 0 | 0 | 0 | 0 | 0 | 0 | 0 | 0 | 0 | 0 | 0 | 0 | 0 | 0 | 0 | 0 | 0 | 0 | 0 | 0 | 0 | 0 | 0 | 0 | 0 | 0 | 0 | 0 | 0 | 0 | 0 | 0 | 0 | 0 | 0 | 0 | 0 | 0 | 0 | 0 | 0 | 0 | 0 | 0 | 0 | 0 | 0 | 0 | 0 | 0 | 0 | 0 | 0 | 0 | 0 | 0 | 0 | 0 | 0 | 0 | 0 | 0 | 0 | 0 | 0 | 0 | 0 | 0 | 0 | 0 | 0 | 0 | 0 | 0 | 0 | 0 | 0 | 0 | 0 | 0 | 0 | 0 | 0 | #NUM! | #NUM! | #NUM! | 0 | 0 | 0 | 0 | 0 | 0 | 0 | 0 | 0 | 0 | 0 | 0 | 0 | 0 | 0 | 0 | 0 | 0 | 0 | 0 | 0 | 0 | 0 | 0 | 0 | 0 | 0 | 0 | 0 | 0 | 0 | 0 | 0 | 0 | 0 | 0 | 0 | 0 | 0 | 0 | 0 | 0 | 0 | 0 | 0 | 0 | 0 | 0 | 0 | 0 | 0 | 1 | 1 | 1 | 1 | 1 | 1 | 1 | 1515.75 | -623.7209 | 0.58851 | 1515.75 | -634.3167 | 0.58152 | 1515.75 | -642.9152 | 0.57584 | 0 | 0 | 0 | 0 | 0 | 0 | 0 | 0 | 0 | 0 | 0 | 0 | 0 | 0 | 0 | 0 | 0 | 0 | 0 | 0 | 0 | 0 | 0 | 0 | 0 | 0 | 0 | 0 | 0 | 0 | 0 | 0 | 0 | 0 | 0 | 0 | 0 | 0 | 0 | 0 | 0 | 0 | 0 | 0 | 0 | 0 | 0 | 0 | 0 | 0 | 0 | 0 | #NUM! | #NUM! | #NUM! | 0 | 0 | 0 | 0 | 0 | 0 | 0 | 0 | 0 | 0 | 0 | 0 | 0 | 0 | 0 | 0 | 0 | 0 | 0 | 0 | 0 | 0 | 0 | 0 | 0 | 0 | 0 | 0 | 0 | 0 | 0 | 0 | 0 | 0 | 0 | 0 | 0 | 0 | 0 | 0 | 0 | 0 | 0 | 0 | 0 | 0 | 0 | 0 | 0 | 0 | 0 | 2021 | -1128.9709 | 0.44138 | 2021 | -1139.5667 | 0.43614 | 2021 | -1148.1652 | 0.43188 | 0 | 0 | 0 | 0 | 0 | 0 | 0 | 0 | 0 | 0 | 0 | 0 | 0 | 0 | 0 | 0 | 0 | 0 | 0 | 0 | 0 | 0 | 0 | 0 | 0 | 0 | 0 | 0 | 0 | 0 | 0 | 0 | 0 | 0 | 0 | 0 | 0 | 0 | 0 | 0 | 0 | 0 | 0 | 0 | 0 | 0 | 0 | 0 | 0 | 0 | 0 | 0 | #NUM! | #NUM! | #NUM! | 0 | 0 | 0 | 0 | 0 | 0 | 0 | 0 | 0 | 0 | 0 | 0 | 0 | 0 | 0 | 0 | 0 | 0 | 0 | 0 | 0 | 0 | 0 | 0 | 0 | 0 | 0 | 0 | 0 | 0 | 0 | 0 | 0 | 0 | 0 | 0 | 0 | 0 | 0 | 0 | 0 | 0 | 0 | 0 | 0 | 0 | 0 | 0 | 0 | 0 | 0
| 1039 | Business | Warehouse | HVAC | Electric | 02-164 | 02-164.06 | Heat Pumps | [02-164]_Business_HVAC_Ground Source Heat Pump (GSHP)_ Closed Loop Water-to-Air_ENERGY STAR_NEW_Electric_per ton | EER 14.1 COP 3.2 | EER 15.18 COP 3.42 | ENGINEER | 117.5962 | 0 | 0 | 0 | 0.20742 | 0 | 2021 | 25 | 0.478 | 0.387 | 0.612 | 0 | 0.001 | 0.86 | 1 | New Construction/Installs | 205.5929 | 0.79935 | 2528.3194 | 0 | 0 | 0 | 9.8301 | 141.0467 | 0 | 0 | 0 | 680.3155 | 0 | 0 | 821.3621 | 845.4543 | -24.0922 | 0.9715 | 141.335 | 0 | 0 | 0 | 669.2868 | 0 | 0 | 810.6218 | 845.4543 | -34.8325 | 0.9588 | 142.0366 | 0 | 0 | 0 | 659.6353 | 0 | 0 | 801.6718 | 845.4543 | -43.7825 | 0.94821 | per ton | 0 | 0 | 0 | 0 | 0 | 0 | 0 | 0 | 0 | 0 | 0 | 0 | 0 | 0 | 0 | 0 | 0 | 0 | 0 | 0 | 0 | 0 | 0 | 0 | 0 | 0 | 0 | 0 | 0 | 0 | 0 | 0 | 0 | 0 | 0 | 0 | 0 | 0 | 0 | 0 | 0 | 0 | 0 | 0 | 0 | 0 | 0 | 0 | 0 | 0 | 0 | 0 | 0 | 0 | 0 | 0 | 0 | 0 | 0 | 0 | 0 | 0 | 0 | 0 | 0 | 0 | 0 | 0 | 0 | 0 | 0 | 0 | 0 | 0 | 0 | 0 | 0 | 0 | 0 | 0 | 0 | 0 | 0 | 0 | 0 | 0 | 0 | 0 | 0 | #NUM! | #NUM! | #NUM! | 0 | 0 | 0 | 0 | 0 | 0 | 0 | 0 | 0 | 0 | 0 | 0 | 0 | 0 | 0 | 0 | 0 | 0 | 0 | 0 | 0 | 0 | 0 | 0 | 0 | 0 | 0 | 0 | 0 | 0 | 0 | 0 | 0 | 0 | 0 | 0 | 0 | 0 | 0 | 0 | 0 | 0 | 0 | 0 | 0 | 0 | 0 | 0 | 0 | 0 | 0 | 1 | 1 | 1 | 1 | 1 | 1 | 1 | 1515.75 | -694.3879 | 0.54188 | 1515.75 | -705.1282 | 0.5348 | 1515.75 | -714.0782 | 0.52889 | 0 | 0 | 0 | 0 | 0 | 0 | 0 | 0 | 0 | 0 | 0 | 0 | 0 | 0 | 0 | 0 | 0 | 0 | 0 | 0 | 0 | 0 | 0 | 0 | 0 | 0 | 0 | 0 | 0 | 0 | 0 | 0 | 0 | 0 | 0 | 0 | 0 | 0 | 0 | 0 | 0 | 0 | 0 | 0 | 0 | 0 | 0 | 0 | 0 | 0 | 0 | 0 | #NUM! | #NUM! | #NUM! | 0 | 0 | 0 | 0 | 0 | 0 | 0 | 0 | 0 | 0 | 0 | 0 | 0 | 0 | 0 | 0 | 0 | 0 | 0 | 0 | 0 | 0 | 0 | 0 | 0 | 0 | 0 | 0 | 0 | 0 | 0 | 0 | 0 | 0 | 0 | 0 | 0 | 0 | 0 | 0 | 0 | 0 | 0 | 0 | 0 | 0 | 0 | 0 | 0 | 0 | 0 | 2021 | -1199.6379 | 0.40641 | 2021 | -1210.3782 | 0.4011 | 2021 | -1219.3282 | 0.39667 | 0 | 0 | 0 | 0 | 0 | 0 | 0 | 0 | 0 | 0 | 0 | 0 | 0 | 0 | 0 | 0 | 0 | 0 | 0 | 0 | 0 | 0 | 0 | 0 | 0 | 0 | 0 | 0 | 0 | 0 | 0 | 0 | 0 | 0 | 0 | 0 | 0 | 0 | 0 | 0 | 0 | 0 | 0 | 0 | 0 | 0 | 0 | 0 | 0 | 0 | 0 | 0 | #NUM! | #NUM! | #NUM! | 0 | 0 | 0 | 0 | 0 | 0 | 0 | 0 | 0 | 0 | 0 | 0 | 0 | 0 | 0 | 0 | 0 | 0 | 0 | 0 | 0 | 0 | 0 | 0 | 0 | 0 | 0 | 0 | 0 | 0 | 0 | 0 | 0 | 0 | 0 | 0 | 0 | 0 | 0 | 0 | 0 | 0 | 0 | 0 | 0 | 0 | 0 | 0 | 0 | 0 | 0
| 1040 | Business | Lodging | HVAC | Electric | 02-164 | 02-164.07 | Heat Pumps | [02-164]_Business_HVAC_Ground Source Heat Pump (GSHP)_ Closed Loop Water-to-Air_ENERGY STAR_NEW_Electric_per ton | EER 14.1 COP 3.2 | EER 15.18 COP 3.42 | ENGINEER | 566.4291 | 0 | 0 | 0 | 0.20742 | 0 | 2021 | 25 | 0.478 | 0.387 | 0.612 | 0 | 0.001 | 0.86 | 1 | New Construction/Installs | 42.6831 | 0.16595 | 12178.2267 | 0 | 0 | 0 | 47.3489 | 679.3834 | 0 | 0 | 0 | 680.3155 | 0 | 0 | 1359.6989 | 694.9157 | 664.7832 | 1.9566 | 680.7723 | 0 | 0 | 0 | 669.2868 | 0 | 0 | 1350.0591 | 694.9157 | 655.1434 | 1.9428 | 684.1515 | 0 | 0 | 0 | 659.6353 | 0 | 0 | 1343.7868 | 694.9157 | 648.8711 | 1.9337 | per ton | 0.0044558 | 12.7747 | 0 | 6222.9298 | 0 | 0 | 0 | 22.9322 | 1.0893 | 6222.9298 | 0 | 0 | 0 | 1.0893 | 6222.9298 | 0 | 0 | 0 | 1.0893 | 6222.9298 | 12445.8597 | 18668.7895 | 0 | 0 | 0 | 0 | 0 | 0 | 0 | 0 | 0 | 22.9322 | 45.8644 | 68.7966 | 1.0893 | 2.1785 | 3.2678 | 6222.9298 | 0 | 0 | 0 | 22.9322 | 1.0893 | 6222.9298 | 0 | 0 | 0 | 1.0893 | 6222.9298 | 0 | 0 | 0 | 1.0893 | 6222.9298 | 2.1785 | 18668.7895 | 0 | 0 | 0 | 0 | 0 | 0 | 0 | 0 | 0 | 22.9322 | 45.8644 | 68.7966 | 1.0893 | 2.1785 | 3.2678 | 605.6602 | 1185.0582 | 605.6602 | 1504.78 | 1155.7611 | 618.4798 | 1201.562 | 618.4798 | 1554.7771 | 1180.2243 | 637.3743 | 1232.5167 | 637.3743 | 1628.0735 | 1216.28 | 0.87156 | 0.89001 | 0.9172 | 0.068225 | 0.068225 | 0.068225 | 424.5619 | 0 | 0 | 0 | 1.5646 | 0.074315 | 433.5483 | 0 | 0 | 0 | 1.5977 | 0.075888 | 446.7931 | 0 | 0 | 0 | 1.6465 | 0.078207 | 10614.0464 | 10838.7065 | 11169.8278 | 0 | 0 | 0 | 0 | 0 | 0 | 0 | 0 | 0 | 39.114 | 39.9419 | 41.1621 | 424.5619 | 0.1502 | 1304.9032 | 0 | 0 | 0 | 0 | 0 | 0 | 0 | 0 | 0 | 1.5646 | 3.1622 | 4.8087 | 0.074315 | 0.1502 | 0.22841 | 1 | 1 | 1 | 1 | 1 | 1 | 1 | 1515.75 | -156.0511 | 0.89705 | 1515.75 | -165.6909 | 0.89069 | 1515.75 | -171.9632 | 0.88655 | 6222.9298 | 0 | 0 | 0 | 22.9322 | 1.0893 | 6222.9298 | 0 | 0 | 0 | 1.0893 | 6222.9298 | 0 | 0 | 0 | 1.0893 | 6222.9298 | 2.1785 | 18668.7895 | 0 | 0 | 0 | 0 | 0 | 0 | 0 | 0 | 0 | 22.9322 | 45.8644 | 68.7966 | 1.0893 | 2.1785 | 3.2678 | 9412.6236 | 8443.5651 | 9412.6236 | 10721.59 | 3137.5412 | 9460.9807 | 8426.7742 | 9460.9807 | 10903.9364 | 3153.6602 | 9524.6475 | 8444.0677 | 9524.6475 | 11154.0587 | 3174.8825 | 6.2099 | 6.2418 | 6.2838 | 0.48611 | 0.48611 | 0.48611 | 3025.0124 | 0 | 0 | 0 | 11.1475 | 0.5295 | 3040.5533 | 0 | 0 | 0 | 11.2048 | 0.53222 | 3061.0145 | 0 | 0 | 0 | 11.2802 | 0.5358 | 75625.3104 | 76013.8333 | 76525.3613 | 0 | 0 | 0 | 0 | 0 | 0 | 0 | 0 | 0 | 278.6878 | 280.1195 | 282.0046 | 3025.0124 | 1.0617 | 9126.5802 | 0 | 0 | 0 | 0 | 0 | 0 | 0 | 0 | 0 | 11.1475 | 22.3523 | 33.6325 | 0.5295 | 1.0617 | 1.5975 | 2021 | -661.3011 | 0.67279 | 2021 | -670.9409 | 0.66802 | 2021 | -677.2132 | 0.66491 | 6222.9298 | 0 | 0 | 0 | 22.9322 | 1.0893 | 6222.9298 | 0 | 0 | 0 | 1.0893 | 6222.9298 | 0 | 0 | 0 | 1.0893 | 6222.9298 | 2.1785 | 18668.7895 | 0 | 0 | 0 | 0 | 0 | 0 | 0 | 0 | 0 | 22.9322 | 45.8644 | 68.7966 | 1.0893 | 2.1785 | 3.2678 | 20654.1421 | 13895.801 | 20654.1421 | 17644.8076 | 0 | 20654.1421 | 13797.2847 | 20654.1421 | 17853.1797 | 0 | 20654.1421 | 13733.1834 | 20654.1421 | 18140.633 | 0 | 10.2198 | 10.2198 | 10.2198 | 0.8 | 0.8 | 0.8 | 4978.3439 | 0 | 0 | 0 | 18.3458 | 0.87141 | 4978.3439 | 0 | 0 | 0 | 18.3458 | 0.87141 | 4978.3439 | 0 | 0 | 0 | 18.3458 | 0.87141 | 124458.597 | 124458.597 | 124458.597 | 0 | 0 | 0 | 0 | 0 | 0 | 0 | 0 | 0 | 458.6439 | 458.6439 | 458.6439 | 4978.3439 | 1.7428 | 14935.0316 | 0 | 0 | 0 | 0 | 0 | 0 | 0 | 0 | 0 | 18.3458 | 36.6915 | 55.0373 | 0.87141 | 1.7428 | 2.6142
| 1041 | Business | Other Commercial | HVAC | Electric | 02-164 | 02-164.08 | Heat Pumps | [02-164]_Business_HVAC_Ground Source Heat Pump (GSHP)_ Closed Loop Water-to-Air_ENERGY STAR_NEW_Electric_per ton | EER 14.1 COP 3.2 | EER 15.18 COP 3.42 | ENGINEER | 164.4094 | 0 | 0 | 0 | 0.20742 | 0 | 2021 | 25 | 0.478 | 0.387 | 0.612 | 0 | 0.001 | 0.86 | 1 | New Construction/Installs | 147.0534 | 0.57174 | 3534.8014 | 0 | 0 | 0 | 13.7433 | 197.195 | 0 | 0 | 0 | 680.3155 | 0 | 0 | 877.5105 | 845.4543 | 32.0562 | 1.0379 | 197.5981 | 0 | 0 | 0 | 669.2868 | 0 | 0 | 866.885 | 845.4543 | 21.4306 | 1.0253 | 198.579 | 0 | 0 | 0 | 659.6353 | 0 | 0 | 858.2142 | 845.4543 | 12.7599 | 1.0151 | per ton | 0.006089 | 23.1381 | 0 | 3271.5433 | 0 | 0 | 0 | 12.056 | 1.9729 | 3271.5433 | 0 | 0 | 0 | 1.9729 | 3271.5433 | 0 | 0 | 0 | 1.9729 | 3271.5433 | 6543.0865 | 9814.6298 | 0 | 0 | 0 | 0 | 0 | 0 | 0 | 0 | 0 | 12.056 | 24.112 | 36.168 | 1.9729 | 3.9458 | 5.9188 | 3271.5433 | 0 | 0 | 0 | 12.056 | 1.9729 | 3271.5433 | 0 | 0 | 0 | 1.9729 | 3271.5433 | 0 | 0 | 0 | 1.9729 | 3271.5433 | 3.9458 | 9814.6298 | 0 | 0 | 0 | 0 | 0 | 0 | 0 | 0 | 0 | 12.056 | 24.112 | 36.168 | 1.9729 | 3.9458 | 5.9188 | 458.2269 | 475.601 | 458.2269 | 403.1411 | 637.1328 | 463.0456 | 474.7829 | 463.0456 | 409.48 | 643.8329 | 472.7476 | 479.8825 | 472.7476 | 421.7624 | 657.3228 | 0.54199 | 0.54769 | 0.55916 | 0.023424 | 0.023424 | 0.023424 | 76.6329 | 0 | 0 | 0 | 0.2824 | 0.046214 | 77.4388 | 0 | 0 | 0 | 0.28537 | 0.0467 | 79.0613 | 0 | 0 | 0 | 0.29135 | 0.047678 | 1915.8235 | 1935.9701 | 1976.5337 | 0 | 0 | 0 | 0 | 0 | 0 | 0 | 0 | 0 | 7.06 | 7.1343 | 7.2837 | 76.6329 | 0.092914 | 233.1331 | 0 | 0 | 0 | 0 | 0 | 0 | 0 | 0 | 0 | 0.2824 | 0.56777 | 0.85912 | 0.046214 | 0.092914 | 0.14059 | 1 | 1 | 1 | 1 | 1 | 1 | 1 | 1515.75 | -638.2395 | 0.57893 | 1515.75 | -648.865 | 0.57192 | 1515.75 | -657.5358 | 0.5662 | 3271.5433 | 0 | 0 | 0 | 12.056 | 1.9729 | 3271.5433 | 0 | 0 | 0 | 1.9729 | 3271.5433 | 0 | 0 | 0 | 1.9729 | 3271.5433 | 3.9458 | 9814.6298 | 0 | 0 | 0 | 0 | 0 | 0 | 0 | 0 | 0 | 12.056 | 24.112 | 36.168 | 1.9729 | 3.9458 | 5.9188 | 10258.7954 | 5939.1063 | 10258.7954 | 5034.2567 | 3419.5985 | 10303.8393 | 5892.9528 | 10303.8393 | 5082.4201 | 3434.6131 | 10376.5605 | 5875.1853 | 10376.5605 | 5163.6222 | 3458.8535 | 6.7681 | 6.7978 | 6.8458 | 0.29251 | 0.29251 | 0.29251 | 956.96 | 0 | 0 | 0 | 3.5265 | 0.5771 | 961.1618 | 0 | 0 | 0 | 3.542 | 0.57963 | 967.9454 | 0 | 0 | 0 | 3.567 | 0.58372 | 23924.0008 | 24029.0452 | 24198.6345 | 0 | 0 | 0 | 0 | 0 | 0 | 0 | 0 | 0 | 88.1626 | 88.5497 | 89.1747 | 956.96 | 1.1567 | 2886.0672 | 0 | 0 | 0 | 0 | 0 | 0 | 0 | 0 | 0 | 3.5265 | 7.0685 | 10.6355 | 0.5771 | 1.1567 | 1.7405 | 2021 | -1143.4895 | 0.4342 | 2021 | -1154.115 | 0.42894 | 2021 | -1162.7858 | 0.42465 | 3271.5433 | 0 | 0 | 0 | 12.056 | 1.9729 | 3271.5433 | 0 | 0 | 0 | 1.9729 | 3271.5433 | 0 | 0 | 0 | 1.9729 | 3271.5433 | 3.9458 | 9814.6298 | 0 | 0 | 0 | 0 | 0 | 0 | 0 | 0 | 0 | 12.056 | 24.112 | 36.168 | 1.9729 | 3.9458 | 5.9188 | 37409.6772 | 16243.1388 | 37409.6772 | 13768.4234 | 0 | 37409.6772 | 16046.4554 | 37409.6772 | 13839.3825 | 0 | 37409.6772 | 15885.9565 | 37409.6772 | 13961.9559 | 0 | 18.5105 | 18.5105 | 18.5105 | 0.8 | 0.8 | 0.8 | 2617.2346 | 0 | 0 | 0 | 9.6448 | 1.5783 | 2617.2346 | 0 | 0 | 0 | 9.6448 | 1.5783 | 2617.2346 | 0 | 0 | 0 | 9.6448 | 1.5783 | 65430.8652 | 65430.8652 | 65430.8652 | 0 | 0 | 0 | 0 | 0 | 0 | 0 | 0 | 0 | 241.1201 | 241.1201 | 241.1201 | 2617.2346 | 3.1567 | 7851.7038 | 0 | 0 | 0 | 0 | 0 | 0 | 0 | 0 | 0 | 9.6448 | 19.2896 | 28.9344 | 1.5783 | 3.1567 | 4.735
| 1042 | Business | Food Sales | HVAC | Electric | 02-164 | 02-164.09 | Heat Pumps | [02-164]_Business_HVAC_Ground Source Heat Pump (GSHP)_ Closed Loop Water-to-Air_ENERGY STAR_NEW_Electric_per ton | EER 14.1 COP 3.2 | EER 15.18 COP 3.42 | ENGINEER | 198.8764 | 0 | 0 | 0 | 0.20742 | 0 | 2021 | 25 | 0.478 | 0.387 | 0.612 | 0 | 0.001 | 0.86 | 1 | New Construction/Installs | 121.5678 | 0.47266 | 4275.842 | 0 | 0 | 0 | 16.6245 | 238.5352 | 0 | 0 | 0 | 680.3155 | 0 | 0 | 918.8507 | 694.9157 | 223.935 | 1.3222 | 239.0229 | 0 | 0 | 0 | 669.2868 | 0 | 0 | 908.3097 | 694.9157 | 213.394 | 1.3071 | 240.2093 | 0 | 0 | 0 | 659.6353 | 0 | 0 | 899.8446 | 694.9157 | 204.929 | 1.2949 | per ton | 0 | 0 | 0 | 0 | 0 | 0 | 0 | 0 | 0 | 0 | 0 | 0 | 0 | 0 | 0 | 0 | 0 | 0 | 0 | 0 | 0 | 0 | 0 | 0 | 0 | 0 | 0 | 0 | 0 | 0 | 0 | 0 | 0 | 0 | 0 | 0 | 0 | 0 | 0 | 0 | 0 | 0 | 0 | 0 | 0 | 0 | 0 | 0 | 0 | 0 | 0 | 0 | 0 | 0 | 0 | 0 | 0 | 0 | 0 | 0 | 0 | 0 | 0 | 0 | 0 | 0 | 0 | 0 | 0 | 0 | 0 | 0 | 0 | 0 | 0 | 0 | 0 | 0 | 0 | 0 | 0 | 0 | 0 | 0 | 0 | 0 | 0 | 0 | 0 | #NUM! | #NUM! | #NUM! | 0 | 0 | 0 | 0 | 0 | 0 | 0 | 0 | 0 | 0 | 0 | 0 | 0 | 0 | 0 | 0 | 0 | 0 | 0 | 0 | 0 | 0 | 0 | 0 | 0 | 0 | 0 | 0 | 0 | 0 | 0 | 0 | 0 | 0 | 0 | 0 | 0 | 0 | 0 | 0 | 0 | 0 | 0 | 0 | 0 | 0 | 0 | 0 | 0 | 0 | 0 | 1 | 1 | 1 | 1 | 1 | 1 | 1 | 1515.75 | -596.8993 | 0.6062 | 1515.75 | -607.4403 | 0.59925 | 1515.75 | -615.9054 | 0.59366 | 0 | 0 | 0 | 0 | 0 | 0 | 0 | 0 | 0 | 0 | 0 | 0 | 0 | 0 | 0 | 0 | 0 | 0 | 0 | 0 | 0 | 0 | 0 | 0 | 0 | 0 | 0 | 0 | 0 | 0 | 0 | 0 | 0 | 0 | 0 | 0 | 0 | 0 | 0 | 0 | 0 | 0 | 0 | 0 | 0 | 0 | 0 | 0 | 0 | 0 | 0 | 0 | #NUM! | #NUM! | #NUM! | 0 | 0 | 0 | 0 | 0 | 0 | 0 | 0 | 0 | 0 | 0 | 0 | 0 | 0 | 0 | 0 | 0 | 0 | 0 | 0 | 0 | 0 | 0 | 0 | 0 | 0 | 0 | 0 | 0 | 0 | 0 | 0 | 0 | 0 | 0 | 0 | 0 | 0 | 0 | 0 | 0 | 0 | 0 | 0 | 0 | 0 | 0 | 0 | 0 | 0 | 0 | 2021 | -1102.1493 | 0.45465 | 2021 | -1112.6903 | 0.44944 | 2021 | -1121.1554 | 0.44525 | 0 | 0 | 0 | 0 | 0 | 0 | 0 | 0 | 0 | 0 | 0 | 0 | 0 | 0 | 0 | 0 | 0 | 0 | 0 | 0 | 0 | 0 | 0 | 0 | 0 | 0 | 0 | 0 | 0 | 0 | 0 | 0 | 0 | 0 | 0 | 0 | 0 | 0 | 0 | 0 | 0 | 0 | 0 | 0 | 0 | 0 | 0 | 0 | 0 | 0 | 0 | 0 | #NUM! | #NUM! | #NUM! | 0 | 0 | 0 | 0 | 0 | 0 | 0 | 0 | 0 | 0 | 0 | 0 | 0 | 0 | 0 | 0 | 0 | 0 | 0 | 0 | 0 | 0 | 0 | 0 | 0 | 0 | 0 | 0 | 0 | 0 | 0 | 0 | 0 | 0 | 0 | 0 | 0 | 0 | 0 | 0 | 0 | 0 | 0 | 0 | 0 | 0 | 0 | 0 | 0 | 0 | 0
| 1043 | Business | Manufacturing/Industrial | HVAC | Electric | 02-164 | 02-164.10 | Heat Pumps | [02-164]_Business_HVAC_Ground Source Heat Pump (GSHP)_ Closed Loop Water-to-Air_ENERGY STAR_NEW_Electric_per ton | EER 14.1 COP 3.2 | EER 15.18 COP 3.42 | ENGINEER | 346.2665 | 0 | 0 | 0 | 0.20742 | 0 | 2021 | 25 | 0.478 | 0.387 | 0.612 | 0 | 0.001 | 0.86 | 1 | New Construction/Installs | 69.8218 | 0.27147 | 7444.7297 | 0 | 0 | 0 | 28.9451 | 415.3171 | 0 | 0 | 0 | 680.3155 | 0 | 0 | 1095.6326 | 694.9157 | 400.7169 | 1.5766 | 416.1661 | 0 | 0 | 0 | 669.2868 | 0 | 0 | 1085.453 | 694.9157 | 390.5373 | 1.562 | 418.2319 | 0 | 0 | 0 | 659.6353 | 0 | 0 | 1077.8672 | 694.9157 | 382.9515 | 1.5511 | per ton | 0 | 0 | 0 | 0 | 0 | 0 | 0 | 0 | 0 | 0 | 0 | 0 | 0 | 0 | 0 | 0 | 0 | 0 | 0 | 0 | 0 | 0 | 0 | 0 | 0 | 0 | 0 | 0 | 0 | 0 | 0 | 0 | 0 | 0 | 0 | 0 | 0 | 0 | 0 | 0 | 0 | 0 | 0 | 0 | 0 | 0 | 0 | 0 | 0 | 0 | 0 | 0 | 0 | 0 | 0 | 0 | 0 | 0 | 0 | 0 | 0 | 0 | 0 | 0 | 0 | 0 | 0 | 0 | 0 | 0 | 0 | 0 | 0 | 0 | 0 | 0 | 0 | 0 | 0 | 0 | 0 | 0 | 0 | 0 | 0 | 0 | 0 | 0 | 0 | #NUM! | #NUM! | #NUM! | 0 | 0 | 0 | 0 | 0 | 0 | 0 | 0 | 0 | 0 | 0 | 0 | 0 | 0 | 0 | 0 | 0 | 0 | 0 | 0 | 0 | 0 | 0 | 0 | 0 | 0 | 0 | 0 | 0 | 0 | 0 | 0 | 0 | 0 | 0 | 0 | 0 | 0 | 0 | 0 | 0 | 0 | 0 | 0 | 0 | 0 | 0 | 0 | 0 | 0 | 0 | 1 | 1 | 1 | 1 | 1 | 1 | 1 | 1515.75 | -420.1174 | 0.72283 | 1515.75 | -430.297 | 0.71612 | 1515.75 | -437.8828 | 0.71111 | 0 | 0 | 0 | 0 | 0 | 0 | 0 | 0 | 0 | 0 | 0 | 0 | 0 | 0 | 0 | 0 | 0 | 0 | 0 | 0 | 0 | 0 | 0 | 0 | 0 | 0 | 0 | 0 | 0 | 0 | 0 | 0 | 0 | 0 | 0 | 0 | 0 | 0 | 0 | 0 | 0 | 0 | 0 | 0 | 0 | 0 | 0 | 0 | 0 | 0 | 0 | 0 | #NUM! | #NUM! | #NUM! | 0 | 0 | 0 | 0 | 0 | 0 | 0 | 0 | 0 | 0 | 0 | 0 | 0 | 0 | 0 | 0 | 0 | 0 | 0 | 0 | 0 | 0 | 0 | 0 | 0 | 0 | 0 | 0 | 0 | 0 | 0 | 0 | 0 | 0 | 0 | 0 | 0 | 0 | 0 | 0 | 0 | 0 | 0 | 0 | 0 | 0 | 0 | 0 | 0 | 0 | 0 | 2021 | -925.3674 | 0.54212 | 2021 | -935.547 | 0.53709 | 2021 | -943.1328 | 0.53333 | 0 | 0 | 0 | 0 | 0 | 0 | 0 | 0 | 0 | 0 | 0 | 0 | 0 | 0 | 0 | 0 | 0 | 0 | 0 | 0 | 0 | 0 | 0 | 0 | 0 | 0 | 0 | 0 | 0 | 0 | 0 | 0 | 0 | 0 | 0 | 0 | 0 | 0 | 0 | 0 | 0 | 0 | 0 | 0 | 0 | 0 | 0 | 0 | 0 | 0 | 0 | 0 | #NUM! | #NUM! | #NUM! | 0 | 0 | 0 | 0 | 0 | 0 | 0 | 0 | 0 | 0 | 0 | 0 | 0 | 0 | 0 | 0 | 0 | 0 | 0 | 0 | 0 | 0 | 0 | 0 | 0 | 0 | 0 | 0 | 0 | 0 | 0 | 0 | 0 | 0 | 0 | 0 | 0 | 0 | 0 | 0 | 0 | 0 | 0 | 0 | 0 | 0 | 0 | 0 | 0 | 0 | 0
| 1044 | Business | Office | HVAC | Electric | 02-163 | 02-163.01 | Heat Pumps | [02-163]_Business_HVAC_Ground Source Heat Pump (GSHP)_ Closed Loop Water-to-Air_ENERGY STAR_ROB_Electric_per ton | EER 14.1 COP 3.2 | EER 15.18 COP 3.42 | ENGINEER | 297.2216 | 0 | 0 | 0 | 0.20742 | 0 | 2021 | 25 | 0.478 | 0.387 | 0.612 | 0 | 0.001 | 0.86 | 1 | Replace on Burnout | 81.3432 | 0.31626 | 6390.2634 | 0 | 0 | 0 | 24.8453 | 356.4919 | 0 | 0 | 0 | 680.3155 | 0 | 0 | 1036.8073 | 845.4543 | 191.353 | 1.2263 | 357.2206 | 0 | 0 | 0 | 669.2868 | 0 | 0 | 1026.5075 | 845.4543 | 181.0532 | 1.2141 | 358.9939 | 0 | 0 | 0 | 659.6353 | 0 | 0 | 1018.6291 | 845.4543 | 173.1748 | 1.2048 | per ton | 0.12158 | 2987.3005 | 0 | 30543.4191 | 0 | 0 | 0 | 112.5559 | 10.1888 | 30543.4191 | 0 | 0 | 0 | 10.1888 | 30543.4191 | 0 | 0 | 0 | 10.1888 | 30543.4191 | 61086.8382 | 91630.2573 | 0 | 0 | 0 | 0 | 0 | 0 | 0 | 0 | 0 | 112.5559 | 225.1119 | 337.6678 | 10.1888 | 20.3775 | 30.5663 | 30543.4191 | 0 | 0 | 0 | 112.5559 | 10.1888 | 30543.4191 | 0 | 0 | 0 | 10.1888 | 30543.4191 | 0 | 0 | 0 | 10.1888 | 30543.4191 | 20.3775 | 91630.2573 | 0 | 0 | 0 | 0 | 0 | 0 | 0 | 0 | 0 | 112.5559 | 225.1119 | 337.6678 | 10.1888 | 20.3775 | 30.5663 | 4901.0565 | 6010.3205 | 4901.0565 | 6099.5159 | 6814.5797 | 4987.9885 | 6056.1611 | 4987.9885 | 6263.3163 | 6935.4527 | 5119.2209 | 6167.7934 | 5119.2209 | 6511.7293 | 7117.9223 | 5.797 | 5.8998 | 6.055 | 0.0019405 | 0.0019405 | 0.0019405 | 1481.7615 | 0 | 0 | 0 | 5.4605 | 0.49429 | 1508.0441 | 0 | 0 | 0 | 5.5573 | 0.50306 | 1547.7203 | 0 | 0 | 0 | 5.7035 | 0.51629 | 37044.0383 | 37701.1032 | 38693.0074 | 0 | 0 | 0 | 0 | 0 | 0 | 0 | 0 | 0 | 136.5114 | 138.9328 | 142.5881 | 1481.7615 | 0.99735 | 4537.526 | 0 | 0 | 0 | 0 | 0 | 0 | 0 | 0 | 0 | 5.4605 | 11.0178 | 16.7213 | 0.49429 | 0.99735 | 1.5136 | 1 | 1 | 1 | 1 | 1 | 1 | 1 | 1515.75 | -478.9427 | 0.68402 | 1515.75 | -489.2425 | 0.67723 | 1515.75 | -497.1209 | 0.67203 | 30543.4191 | 0 | 0 | 0 | 112.5559 | 10.1888 | 30543.4191 | 0 | 0 | 0 | 10.1888 | 30543.4191 | 0 | 0 | 0 | 10.1888 | 30543.4191 | 20.3775 | 91630.2573 | 0 | 0 | 0 | 0 | 0 | 0 | 0 | 0 | 0 | 112.5559 | 225.1119 | 337.6678 | 10.1888 | 20.3775 | 30.5663 | 67916.5777 | 46456.4782 | 67916.5777 | 47145.9099 | 22638.8592 | 68283.3335 | 46243.3467 | 68283.3335 | 47825.1322 | 22761.1112 | 68846.9116 | 46267.1741 | 68846.9116 | 48847.18 | 22948.9705 | 44.8072 | 45.0492 | 45.421 | 0.014999 | 0.014999 | 0.014999 | 11453.2032 | 0 | 0 | 0 | 42.2063 | 3.8206 | 11515.0516 | 0 | 0 | 0 | 42.4343 | 3.8412 | 11610.0913 | 0 | 0 | 0 | 42.7845 | 3.8729 | 286330.0802 | 287876.2891 | 290252.2828 | 0 | 0 | 0 | 0 | 0 | 0 | 0 | 0 | 0 | 1055.1586 | 1060.8565 | 1069.6123 | 11453.2032 | 7.6618 | 34578.3461 | 0 | 0 | 0 | 0 | 0 | 0 | 0 | 0 | 0 | 42.2063 | 84.6406 | 127.4251 | 3.8206 | 7.6618 | 11.5347 | 2021 | -984.1927 | 0.51302 | 2021 | -994.4925 | 0.50792 | 2021 | -1002.3709 | 0.50402 | 30543.4191 | 0 | 0 | 0 | 112.5559 | 10.1888 | 30543.4191 | 0 | 0 | 0 | 10.1888 | 30543.4191 | 0 | 0 | 0 | 10.1888 | 30543.4191 | 20.3775 | 91630.2573 | 0 | 0 | 0 | 0 | 0 | 0 | 0 | 0 | 0 | 112.5559 | 225.1119 | 337.6678 | 10.1888 | 20.3775 | 30.5663 | 193194.6977 | 99112.1634 | 193194.6977 | 100583.0253 | 0 | 193194.6977 | 98127.5619 | 193194.6977 | 101484.0827 | 0 | 193194.6977 | 97374.4411 | 193194.6977 | 102804.3519 | 0 | 95.5936 | 95.5936 | 95.5936 | 0.032 | 0.032 | 0.032 | 24434.7353 | 0 | 0 | 0 | 90.0447 | 8.151 | 24434.7353 | 0 | 0 | 0 | 90.0447 | 8.151 | 24434.7353 | 0 | 0 | 0 | 90.0447 | 8.151 | 610868.3823 | 610868.3823 | 610868.3823 | 0 | 0 | 0 | 0 | 0 | 0 | 0 | 0 | 0 | 2251.1187 | 2251.1187 | 2251.1187 | 24434.7353 | 16.302 | 73304.2059 | 0 | 0 | 0 | 0 | 0 | 0 | 0 | 0 | 0 | 90.0447 | 180.0895 | 270.1342 | 8.151 | 16.302 | 24.453
| 1045 | Business | Retail | HVAC | Electric | 02-163 | 02-163.02 | Heat Pumps | [02-163]_Business_HVAC_Ground Source Heat Pump (GSHP)_ Closed Loop Water-to-Air_ENERGY STAR_ROB_Electric_per ton | EER 14.1 COP 3.2 | EER 15.18 COP 3.42 | ENGINEER | 154.5157 | 0 | 0 | 0 | 0.20742 | 0 | 2021 | 25 | 0.478 | 0.387 | 0.612 | 0 | 0.001 | 0.86 | 1 | Replace on Burnout | 156.4693 | 0.60835 | 3322.0868 | 0 | 0 | 0 | 12.9163 | 185.3283 | 0 | 0 | 0 | 680.3155 | 0 | 0 | 865.6438 | 845.4543 | 20.1895 | 1.0239 | 185.7072 | 0 | 0 | 0 | 669.2868 | 0 | 0 | 854.994 | 845.4543 | 9.5397 | 1.0113 | 186.629 | 0 | 0 | 0 | 659.6353 | 0 | 0 | 846.2643 | 845.4543 | 0.81 | 1.001 | per ton | 0 | 0 | 0 | 0 | 0 | 0 | 0 | 0 | 0 | 0 | 0 | 0 | 0 | 0 | 0 | 0 | 0 | 0 | 0 | 0 | 0 | 0 | 0 | 0 | 0 | 0 | 0 | 0 | 0 | 0 | 0 | 0 | 0 | 0 | 0 | 0 | 0 | 0 | 0 | 0 | 0 | 0 | 0 | 0 | 0 | 0 | 0 | 0 | 0 | 0 | 0 | 0 | 0 | 0 | 0 | 0 | 0 | 0 | 0 | 0 | 0 | 0 | 0 | 0 | 0 | 0 | 0 | 0 | 0 | 0 | 0 | 0 | 0 | 0 | 0 | 0 | 0 | 0 | 0 | 0 | 0 | 0 | 0 | 0 | 0 | 0 | 0 | 0 | 0 | #NUM! | #NUM! | #NUM! | 0 | 0 | 0 | 0 | 0 | 0 | 0 | 0 | 0 | 0 | 0 | 0 | 0 | 0 | 0 | 0 | 0 | 0 | 0 | 0 | 0 | 0 | 0 | 0 | 0 | 0 | 0 | 0 | 0 | 0 | 0 | 0 | 0 | 0 | 0 | 0 | 0 | 0 | 0 | 0 | 0 | 0 | 0 | 0 | 0 | 0 | 0 | 0 | 0 | 0 | 0 | 1 | 1 | 1 | 1 | 1 | 1 | 1 | 1515.75 | -650.1062 | 0.5711 | 1515.75 | -660.756 | 0.56407 | 1515.75 | -669.4857 | 0.55831 | 0 | 0 | 0 | 0 | 0 | 0 | 0 | 0 | 0 | 0 | 0 | 0 | 0 | 0 | 0 | 0 | 0 | 0 | 0 | 0 | 0 | 0 | 0 | 0 | 0 | 0 | 0 | 0 | 0 | 0 | 0 | 0 | 0 | 0 | 0 | 0 | 0 | 0 | 0 | 0 | 0 | 0 | 0 | 0 | 0 | 0 | 0 | 0 | 0 | 0 | 0 | 0 | #NUM! | #NUM! | #NUM! | 0 | 0 | 0 | 0 | 0 | 0 | 0 | 0 | 0 | 0 | 0 | 0 | 0 | 0 | 0 | 0 | 0 | 0 | 0 | 0 | 0 | 0 | 0 | 0 | 0 | 0 | 0 | 0 | 0 | 0 | 0 | 0 | 0 | 0 | 0 | 0 | 0 | 0 | 0 | 0 | 0 | 0 | 0 | 0 | 0 | 0 | 0 | 0 | 0 | 0 | 0 | 2021 | -1155.3562 | 0.42832 | 2021 | -1166.006 | 0.42305 | 2021 | -1174.7357 | 0.41874 | 0 | 0 | 0 | 0 | 0 | 0 | 0 | 0 | 0 | 0 | 0 | 0 | 0 | 0 | 0 | 0 | 0 | 0 | 0 | 0 | 0 | 0 | 0 | 0 | 0 | 0 | 0 | 0 | 0 | 0 | 0 | 0 | 0 | 0 | 0 | 0 | 0 | 0 | 0 | 0 | 0 | 0 | 0 | 0 | 0 | 0 | 0 | 0 | 0 | 0 | 0 | 0 | #NUM! | #NUM! | #NUM! | 0 | 0 | 0 | 0 | 0 | 0 | 0 | 0 | 0 | 0 | 0 | 0 | 0 | 0 | 0 | 0 | 0 | 0 | 0 | 0 | 0 | 0 | 0 | 0 | 0 | 0 | 0 | 0 | 0 | 0 | 0 | 0 | 0 | 0 | 0 | 0 | 0 | 0 | 0 | 0 | 0 | 0 | 0 | 0 | 0 | 0 | 0 | 0 | 0 | 0 | 0
| 1046 | Business | Food Service | HVAC | Electric | 02-163 | 02-163.03 | Heat Pumps | [02-163]_Business_HVAC_Ground Source Heat Pump (GSHP)_ Closed Loop Water-to-Air_ENERGY STAR_ROB_Electric_per ton | EER 14.1 COP 3.2 | EER 15.18 COP 3.42 | ENGINEER | 122.5774 | 0 | 0 | 0 | 0.20742 | 0 | 2021 | 25 | 0.478 | 0.387 | 0.612 | 0 | 0.001 | 0.86 | 1 | Replace on Burnout | 197.2383 | 0.76686 | 2635.4135 | 0 | 0 | 0 | 10.2465 | 147.0211 | 0 | 0 | 0 | 680.3155 | 0 | 0 | 992.8039 | 845.4543 | 147.3496 | 1.1743 | 147.3216 | 0 | 0 | 0 | 669.2868 | 0 | 0 | 979.9302 | 845.4543 | 134.4759 | 1.1591 | 148.0529 | 0 | 0 | 0 | 659.6353 | 0 | 0 | 969.2258 | 845.4543 | 123.7715 | 1.1464 | per ton | 0 | 0 | 0 | 0 | 0 | 0 | 0 | 0 | 0 | 0 | 0 | 0 | 0 | 0 | 0 | 0 | 0 | 0 | 0 | 0 | 0 | 0 | 0 | 0 | 0 | 0 | 0 | 0 | 0 | 0 | 0 | 0 | 0 | 0 | 0 | 0 | 0 | 0 | 0 | 0 | 0 | 0 | 0 | 0 | 0 | 0 | 0 | 0 | 0 | 0 | 0 | 0 | 0 | 0 | 0 | 0 | 0 | 0 | 0 | 0 | 0 | 0 | 0 | 0 | 0 | 0 | 0 | 0 | 0 | 0 | 0 | 0 | 0 | 0 | 0 | 0 | 0 | 0 | 0 | 0 | 0 | 0 | 0 | 0 | 0 | 0 | 0 | 0 | 0 | #NUM! | #NUM! | #NUM! | 0 | 0 | 0 | 0 | 0 | 0 | 0 | 0 | 0 | 0 | 0 | 0 | 0 | 0 | 0 | 0 | 0 | 0 | 0 | 0 | 0 | 0 | 0 | 0 | 0 | 0 | 0 | 0 | 0 | 0 | 0 | 0 | 0 | 0 | 0 | 0 | 0 | 0 | 0 | 0 | 0 | 0 | 0 | 0 | 0 | 0 | 0 | 0 | 0 | 0 | 0 | 1 | 1 | 1 | 1 | 1 | 1 | 1 | 1515.75 | -522.9461 | 0.65499 | 1515.75 | -535.8198 | 0.6465 | 1515.75 | -546.5242 | 0.63944 | 0 | 0 | 0 | 0 | 0 | 0 | 0 | 0 | 0 | 0 | 0 | 0 | 0 | 0 | 0 | 0 | 0 | 0 | 0 | 0 | 0 | 0 | 0 | 0 | 0 | 0 | 0 | 0 | 0 | 0 | 0 | 0 | 0 | 0 | 0 | 0 | 0 | 0 | 0 | 0 | 0 | 0 | 0 | 0 | 0 | 0 | 0 | 0 | 0 | 0 | 0 | 0 | #NUM! | #NUM! | #NUM! | 0 | 0 | 0 | 0 | 0 | 0 | 0 | 0 | 0 | 0 | 0 | 0 | 0 | 0 | 0 | 0 | 0 | 0 | 0 | 0 | 0 | 0 | 0 | 0 | 0 | 0 | 0 | 0 | 0 | 0 | 0 | 0 | 0 | 0 | 0 | 0 | 0 | 0 | 0 | 0 | 0 | 0 | 0 | 0 | 0 | 0 | 0 | 0 | 0 | 0 | 0 | 2021 | -1028.1961 | 0.49124 | 2021 | -1041.0698 | 0.48487 | 2021 | -1051.7742 | 0.47958 | 0 | 0 | 0 | 0 | 0 | 0 | 0 | 0 | 0 | 0 | 0 | 0 | 0 | 0 | 0 | 0 | 0 | 0 | 0 | 0 | 0 | 0 | 0 | 0 | 0 | 0 | 0 | 0 | 0 | 0 | 0 | 0 | 0 | 0 | 0 | 0 | 0 | 0 | 0 | 0 | 0 | 0 | 0 | 0 | 0 | 0 | 0 | 0 | 0 | 0 | 0 | 0 | #NUM! | #NUM! | #NUM! | 0 | 0 | 0 | 0 | 0 | 0 | 0 | 0 | 0 | 0 | 0 | 0 | 0 | 0 | 0 | 0 | 0 | 0 | 0 | 0 | 0 | 0 | 0 | 0 | 0 | 0 | 0 | 0 | 0 | 0 | 0 | 0 | 0 | 0 | 0 | 0 | 0 | 0 | 0 | 0 | 0 | 0 | 0 | 0 | 0 | 0 | 0 | 0 | 0 | 0 | 0
| 1047 | Business | Healthcare/Hospitals | HVAC | Electric | 02-163 | 02-163.04 | Heat Pumps | [02-163]_Business_HVAC_Ground Source Heat Pump (GSHP)_ Closed Loop Water-to-Air_ENERGY STAR_ROB_Electric_per ton | EER 14.1 COP 3.2 | EER 15.18 COP 3.42 | ENGINEER | 210.2139 | 0 | 0 | 0 | 0.20742 | 0 | 2021 | 25 | 0.478 | 0.387 | 0.612 | 0 | 0.001 | 0.86 | 1 | Replace on Burnout | 115.0112 | 0.44716 | 4519.5982 | 0 | 0 | 0 | 17.5722 | 252.1336 | 0 | 0 | 0 | 680.3155 | 0 | 0 | 932.4491 | 694.9157 | 237.5334 | 1.3418 | 252.649 | 0 | 0 | 0 | 669.2868 | 0 | 0 | 921.9359 | 694.9157 | 227.0202 | 1.3267 | 253.9031 | 0 | 0 | 0 | 659.6353 | 0 | 0 | 913.5384 | 694.9157 | 218.6227 | 1.3146 | per ton | 4.3686 | 11865.0335 | 0 | 85800.2952 | 0 | 0 | 0 | 316.1837 | 40.4679 | 85800.2952 | 0 | 0 | 0 | 40.4679 | 85800.2952 | 0 | 0 | 0 | 40.4679 | 85800.2952 | 171600.5904 | 257400.8856 | 0 | 0 | 0 | 0 | 0 | 0 | 0 | 0 | 0 | 316.1837 | 632.3675 | 948.5512 | 40.4679 | 80.9359 | 121.4038 | 85800.2952 | 0 | 0 | 0 | 316.1837 | 40.4679 | 85800.2952 | 0 | 0 | 0 | 40.4679 | 85800.2952 | 0 | 0 | 0 | 40.4679 | 85800.2952 | 80.9359 | 257400.8856 | 0 | 0 | 0 | 0 | 0 | 0 | 0 | 0 | 0 | 316.1837 | 632.3675 | 948.5512 | 40.4679 | 80.9359 | 121.4038 | 1212.44 | 1626.8716 | 1212.44 | 1520.1633 | 2313.6587 | 1231.052 | 1633.2212 | 1231.052 | 1553.164 | 2349.1754 | 1264.0084 | 1661.6696 | 1264.0084 | 1610.8018 | 2412.065 | 1.7447 | 1.7715 | 1.8189 | 0.00014705 | 0.00014705 | 0.00014705 | 315.4191 | 0 | 0 | 0 | 1.1624 | 0.14877 | 320.261 | 0 | 0 | 0 | 1.1802 | 0.15105 | 328.8347 | 0 | 0 | 0 | 1.2118 | 0.1551 | 7885.4773 | 8006.5262 | 8220.8682 | 0 | 0 | 0 | 0 | 0 | 0 | 0 | 0 | 0 | 29.0589 | 29.5049 | 30.2948 | 315.4191 | 0.29982 | 964.5149 | 0 | 0 | 0 | 0 | 0 | 0 | 0 | 0 | 0 | 1.1624 | 2.3426 | 3.5543 | 0.14877 | 0.29982 | 0.45492 | 1 | 1 | 1 | 1 | 1 | 1 | 1 | 1515.75 | -583.3009 | 0.61517 | 1515.75 | -593.8141 | 0.60824 | 1515.75 | -602.2116 | 0.6027 | 85800.2952 | 0 | 0 | 0 | 316.1837 | 40.4679 | 85800.2952 | 0 | 0 | 0 | 40.4679 | 85800.2952 | 0 | 0 | 0 | 40.4679 | 85800.2952 | 80.9359 | 257400.8856 | 0 | 0 | 0 | 0 | 0 | 0 | 0 | 0 | 0 | 316.1837 | 632.3675 | 948.5512 | 40.4679 | 80.9359 | 121.4038 | 134171.0823 | 82538.4795 | 134171.0823 | 77124.6887 | 44723.6941 | 135222.9283 | 82247.6441 | 135222.9283 | 78216.0317 | 45074.3094 | 136936.7066 | 82531.382 | 136936.7066 | 80004.8931 | 45645.5689 | 88.5179 | 89.2119 | 90.3425 | 0.0074604 | 0.0074604 | 0.0074604 | 16002.6228 | 0 | 0 | 0 | 58.9715 | 7.5477 | 16128.0768 | 0 | 0 | 0 | 59.4338 | 7.6069 | 16332.4796 | 0 | 0 | 0 | 60.187 | 7.7033 | 400065.5698 | 403201.9189 | 408311.9895 | 0 | 0 | 0 | 0 | 0 | 0 | 0 | 0 | 0 | 1474.2866 | 1485.8444 | 1504.6756 | 16002.6228 | 15.1545 | 48463.1791 | 0 | 0 | 0 | 0 | 0 | 0 | 0 | 0 | 0 | 58.9715 | 118.4052 | 178.5923 | 7.5477 | 15.1545 | 22.8578 | 2021 | -1088.5509 | 0.46138 | 2021 | -1099.0641 | 0.45618 | 2021 | -1107.4616 | 0.45202 | 85800.2952 | 0 | 0 | 0 | 316.1837 | 40.4679 | 85800.2952 | 0 | 0 | 0 | 40.4679 | 85800.2952 | 0 | 0 | 0 | 40.4679 | 85800.2952 | 80.9359 | 257400.8856 | 0 | 0 | 0 | 0 | 0 | 0 | 0 | 0 | 0 | 316.1837 | 632.3675 | 948.5512 | 40.4679 | 80.9359 | 121.4038 | 719376.981 | 331906.1817 | 719376.981 | 310136.0855 | 0 | 719376.981 | 328163.9954 | 719376.981 | 312078.0633 | 0 | 719376.981 | 325174.918 | 719376.981 | 315220.5124 | 0 | 355.951 | 355.951 | 355.951 | 0.03 | 0.03 | 0.03 | 64350.2214 | 0 | 0 | 0 | 237.1378 | 30.351 | 64350.2214 | 0 | 0 | 0 | 237.1378 | 30.351 | 64350.2214 | 0 | 0 | 0 | 237.1378 | 30.351 | 1608755.5352 | 1608755.5352 | 1608755.5352 | 0 | 0 | 0 | 0 | 0 | 0 | 0 | 0 | 0 | 5928.4451 | 5928.4451 | 5928.4451 | 64350.2214 | 60.7019 | 193050.6642 | 0 | 0 | 0 | 0 | 0 | 0 | 0 | 0 | 0 | 237.1378 | 474.2756 | 711.4134 | 30.351 | 60.7019 | 91.0529
| 1048 | Business | Campus/Education | HVAC | Electric | 02-163 | 02-163.05 | Heat Pumps | [02-163]_Business_HVAC_Ground Source Heat Pump (GSHP)_ Closed Loop Water-to-Air_ENERGY STAR_ROB_Electric_per ton | EER 14.1 COP 3.2 | EER 15.18 COP 3.42 | ENGINEER | 176.5142 | 0 | 0 | 0 | 0.20742 | 0 | 2021 | 25 | 0.478 | 0.387 | 0.612 | 0 | 0.001 | 0.86 | 1 | Replace on Burnout | 136.9689 | 0.53254 | 3795.0545 | 0 | 0 | 0 | 14.7552 | 211.7137 | 0 | 0 | 0 | 680.3155 | 0 | 0 | 892.0291 | 694.9157 | 197.1135 | 1.2837 | 212.1465 | 0 | 0 | 0 | 669.2868 | 0 | 0 | 881.4333 | 694.9157 | 186.5176 | 1.2684 | 213.1995 | 0 | 0 | 0 | 659.6353 | 0 | 0 | 872.8348 | 694.9157 | 177.9191 | 1.256 | per ton | 0 | 0 | 0 | 0 | 0 | 0 | 0 | 0 | 0 | 0 | 0 | 0 | 0 | 0 | 0 | 0 | 0 | 0 | 0 | 0 | 0 | 0 | 0 | 0 | 0 | 0 | 0 | 0 | 0 | 0 | 0 | 0 | 0 | 0 | 0 | 0 | 0 | 0 | 0 | 0 | 0 | 0 | 0 | 0 | 0 | 0 | 0 | 0 | 0 | 0 | 0 | 0 | 0 | 0 | 0 | 0 | 0 | 0 | 0 | 0 | 0 | 0 | 0 | 0 | 0 | 0 | 0 | 0 | 0 | 0 | 0 | 0 | 0 | 0 | 0 | 0 | 0 | 0 | 0 | 0 | 0 | 0 | 0 | 0 | 0 | 0 | 0 | 0 | 0 | #NUM! | #NUM! | #NUM! | 0 | 0 | 0 | 0 | 0 | 0 | 0 | 0 | 0 | 0 | 0 | 0 | 0 | 0 | 0 | 0 | 0 | 0 | 0 | 0 | 0 | 0 | 0 | 0 | 0 | 0 | 0 | 0 | 0 | 0 | 0 | 0 | 0 | 0 | 0 | 0 | 0 | 0 | 0 | 0 | 0 | 0 | 0 | 0 | 0 | 0 | 0 | 0 | 0 | 0 | 0 | 1 | 1 | 1 | 1 | 1 | 1 | 1 | 1515.75 | -623.7209 | 0.58851 | 1515.75 | -634.3167 | 0.58152 | 1515.75 | -642.9152 | 0.57584 | 0 | 0 | 0 | 0 | 0 | 0 | 0 | 0 | 0 | 0 | 0 | 0 | 0 | 0 | 0 | 0 | 0 | 0 | 0 | 0 | 0 | 0 | 0 | 0 | 0 | 0 | 0 | 0 | 0 | 0 | 0 | 0 | 0 | 0 | 0 | 0 | 0 | 0 | 0 | 0 | 0 | 0 | 0 | 0 | 0 | 0 | 0 | 0 | 0 | 0 | 0 | 0 | #NUM! | #NUM! | #NUM! | 0 | 0 | 0 | 0 | 0 | 0 | 0 | 0 | 0 | 0 | 0 | 0 | 0 | 0 | 0 | 0 | 0 | 0 | 0 | 0 | 0 | 0 | 0 | 0 | 0 | 0 | 0 | 0 | 0 | 0 | 0 | 0 | 0 | 0 | 0 | 0 | 0 | 0 | 0 | 0 | 0 | 0 | 0 | 0 | 0 | 0 | 0 | 0 | 0 | 0 | 0 | 2021 | -1128.9709 | 0.44138 | 2021 | -1139.5667 | 0.43614 | 2021 | -1148.1652 | 0.43188 | 0 | 0 | 0 | 0 | 0 | 0 | 0 | 0 | 0 | 0 | 0 | 0 | 0 | 0 | 0 | 0 | 0 | 0 | 0 | 0 | 0 | 0 | 0 | 0 | 0 | 0 | 0 | 0 | 0 | 0 | 0 | 0 | 0 | 0 | 0 | 0 | 0 | 0 | 0 | 0 | 0 | 0 | 0 | 0 | 0 | 0 | 0 | 0 | 0 | 0 | 0 | 0 | #NUM! | #NUM! | #NUM! | 0 | 0 | 0 | 0 | 0 | 0 | 0 | 0 | 0 | 0 | 0 | 0 | 0 | 0 | 0 | 0 | 0 | 0 | 0 | 0 | 0 | 0 | 0 | 0 | 0 | 0 | 0 | 0 | 0 | 0 | 0 | 0 | 0 | 0 | 0 | 0 | 0 | 0 | 0 | 0 | 0 | 0 | 0 | 0 | 0 | 0 | 0 | 0 | 0 | 0 | 0
| 1049 | Business | Warehouse | HVAC | Electric | 02-163 | 02-163.06 | Heat Pumps | [02-163]_Business_HVAC_Ground Source Heat Pump (GSHP)_ Closed Loop Water-to-Air_ENERGY STAR_ROB_Electric_per ton | EER 14.1 COP 3.2 | EER 15.18 COP 3.42 | ENGINEER | 117.5962 | 0 | 0 | 0 | 0.20742 | 0 | 2021 | 25 | 0.478 | 0.387 | 0.612 | 0 | 0.001 | 0.86 | 1 | Replace on Burnout | 205.5929 | 0.79935 | 2528.3194 | 0 | 0 | 0 | 9.8301 | 141.0467 | 0 | 0 | 0 | 680.3155 | 0 | 0 | 821.3621 | 845.4543 | -24.0922 | 0.9715 | 141.335 | 0 | 0 | 0 | 669.2868 | 0 | 0 | 810.6218 | 845.4543 | -34.8325 | 0.9588 | 142.0366 | 0 | 0 | 0 | 659.6353 | 0 | 0 | 801.6718 | 845.4543 | -43.7825 | 0.94821 | per ton | 0 | 0 | 0 | 0 | 0 | 0 | 0 | 0 | 0 | 0 | 0 | 0 | 0 | 0 | 0 | 0 | 0 | 0 | 0 | 0 | 0 | 0 | 0 | 0 | 0 | 0 | 0 | 0 | 0 | 0 | 0 | 0 | 0 | 0 | 0 | 0 | 0 | 0 | 0 | 0 | 0 | 0 | 0 | 0 | 0 | 0 | 0 | 0 | 0 | 0 | 0 | 0 | 0 | 0 | 0 | 0 | 0 | 0 | 0 | 0 | 0 | 0 | 0 | 0 | 0 | 0 | 0 | 0 | 0 | 0 | 0 | 0 | 0 | 0 | 0 | 0 | 0 | 0 | 0 | 0 | 0 | 0 | 0 | 0 | 0 | 0 | 0 | 0 | 0 | #NUM! | #NUM! | #NUM! | 0 | 0 | 0 | 0 | 0 | 0 | 0 | 0 | 0 | 0 | 0 | 0 | 0 | 0 | 0 | 0 | 0 | 0 | 0 | 0 | 0 | 0 | 0 | 0 | 0 | 0 | 0 | 0 | 0 | 0 | 0 | 0 | 0 | 0 | 0 | 0 | 0 | 0 | 0 | 0 | 0 | 0 | 0 | 0 | 0 | 0 | 0 | 0 | 0 | 0 | 0 | 1 | 1 | 1 | 1 | 1 | 1 | 1 | 1515.75 | -694.3879 | 0.54188 | 1515.75 | -705.1282 | 0.5348 | 1515.75 | -714.0782 | 0.52889 | 0 | 0 | 0 | 0 | 0 | 0 | 0 | 0 | 0 | 0 | 0 | 0 | 0 | 0 | 0 | 0 | 0 | 0 | 0 | 0 | 0 | 0 | 0 | 0 | 0 | 0 | 0 | 0 | 0 | 0 | 0 | 0 | 0 | 0 | 0 | 0 | 0 | 0 | 0 | 0 | 0 | 0 | 0 | 0 | 0 | 0 | 0 | 0 | 0 | 0 | 0 | 0 | #NUM! | #NUM! | #NUM! | 0 | 0 | 0 | 0 | 0 | 0 | 0 | 0 | 0 | 0 | 0 | 0 | 0 | 0 | 0 | 0 | 0 | 0 | 0 | 0 | 0 | 0 | 0 | 0 | 0 | 0 | 0 | 0 | 0 | 0 | 0 | 0 | 0 | 0 | 0 | 0 | 0 | 0 | 0 | 0 | 0 | 0 | 0 | 0 | 0 | 0 | 0 | 0 | 0 | 0 | 0 | 2021 | -1199.6379 | 0.40641 | 2021 | -1210.3782 | 0.4011 | 2021 | -1219.3282 | 0.39667 | 0 | 0 | 0 | 0 | 0 | 0 | 0 | 0 | 0 | 0 | 0 | 0 | 0 | 0 | 0 | 0 | 0 | 0 | 0 | 0 | 0 | 0 | 0 | 0 | 0 | 0 | 0 | 0 | 0 | 0 | 0 | 0 | 0 | 0 | 0 | 0 | 0 | 0 | 0 | 0 | 0 | 0 | 0 | 0 | 0 | 0 | 0 | 0 | 0 | 0 | 0 | 0 | #NUM! | #NUM! | #NUM! | 0 | 0 | 0 | 0 | 0 | 0 | 0 | 0 | 0 | 0 | 0 | 0 | 0 | 0 | 0 | 0 | 0 | 0 | 0 | 0 | 0 | 0 | 0 | 0 | 0 | 0 | 0 | 0 | 0 | 0 | 0 | 0 | 0 | 0 | 0 | 0 | 0 | 0 | 0 | 0 | 0 | 0 | 0 | 0 | 0 | 0 | 0 | 0 | 0 | 0 | 0
| 1050 | Business | Lodging | HVAC | Electric | 02-163 | 02-163.07 | Heat Pumps | [02-163]_Business_HVAC_Ground Source Heat Pump (GSHP)_ Closed Loop Water-to-Air_ENERGY STAR_ROB_Electric_per ton | EER 14.1 COP 3.2 | EER 15.18 COP 3.42 | ENGINEER | 566.4291 | 0 | 0 | 0 | 0.20742 | 0 | 2021 | 25 | 0.478 | 0.387 | 0.612 | 0 | 0.001 | 0.86 | 1 | Replace on Burnout | 42.6831 | 0.16595 | 12178.2267 | 0 | 0 | 0 | 47.3489 | 679.3834 | 0 | 0 | 0 | 680.3155 | 0 | 0 | 1359.6989 | 694.9157 | 664.7832 | 1.9566 | 680.7723 | 0 | 0 | 0 | 669.2868 | 0 | 0 | 1350.0591 | 694.9157 | 655.1434 | 1.9428 | 684.1515 | 0 | 0 | 0 | 659.6353 | 0 | 0 | 1343.7868 | 694.9157 | 648.8711 | 1.9337 | per ton | 0.89115 | 2554.9409 | 0 | 49783.4388 | 0 | 0 | 0 | 183.4576 | 8.7141 | 49783.4388 | 0 | 0 | 0 | 8.7141 | 49783.4388 | 0 | 0 | 0 | 8.7141 | 49783.4388 | 99566.8776 | 149350.3164 | 0 | 0 | 0 | 0 | 0 | 0 | 0 | 0 | 0 | 183.4576 | 366.9151 | 550.3727 | 8.7141 | 17.4282 | 26.1423 | 49783.4388 | 0 | 0 | 0 | 183.4576 | 8.7141 | 49783.4388 | 0 | 0 | 0 | 8.7141 | 49783.4388 | 0 | 0 | 0 | 8.7141 | 49783.4388 | 17.4282 | 149350.3164 | 0 | 0 | 0 | 0 | 0 | 0 | 0 | 0 | 0 | 183.4576 | 366.9151 | 550.3727 | 8.7141 | 17.4282 | 26.1423 | 4845.2816 | 9480.4653 | 4845.2816 | 12038.2399 | 9246.0888 | 4947.8383 | 9612.4959 | 4947.8383 | 12438.2167 | 9441.7943 | 5098.9942 | 9860.1333 | 5098.9942 | 13024.5882 | 9730.2401 | 6.9725 | 7.1201 | 7.3376 | 0.002729 | 0.002729 | 0.002729 | 3396.4948 | 0 | 0 | 0 | 12.5165 | 0.59452 | 3468.3861 | 0 | 0 | 0 | 12.7814 | 0.60711 | 3574.3449 | 0 | 0 | 0 | 13.1719 | 0.62565 | 84912.3712 | 86709.6522 | 89358.6226 | 0 | 0 | 0 | 0 | 0 | 0 | 0 | 0 | 0 | 312.9116 | 319.5348 | 329.2966 | 3396.4948 | 1.2016 | 10439.2258 | 0 | 0 | 0 | 0 | 0 | 0 | 0 | 0 | 0 | 12.5165 | 25.2979 | 38.4697 | 0.59452 | 1.2016 | 1.8273 | 1 | 1 | 1 | 1 | 1 | 1 | 1 | 1515.75 | -156.0511 | 0.89705 | 1515.75 | -165.6909 | 0.89069 | 1515.75 | -171.9632 | 0.88655 | 49783.4388 | 0 | 0 | 0 | 183.4576 | 8.7141 | 49783.4388 | 0 | 0 | 0 | 8.7141 | 49783.4388 | 0 | 0 | 0 | 8.7141 | 49783.4388 | 17.4282 | 149350.3164 | 0 | 0 | 0 | 0 | 0 | 0 | 0 | 0 | 0 | 183.4576 | 366.9151 | 550.3727 | 8.7141 | 17.4282 | 26.1423 | 75300.9891 | 67548.5205 | 75300.9891 | 85772.7204 | 25100.3297 | 75687.8458 | 67414.1939 | 75687.8458 | 87231.4912 | 25229.2819 | 76197.18 | 67552.5418 | 76197.18 | 89232.4694 | 25399.06 | 49.679 | 49.9343 | 50.2703 | 0.019444 | 0.019444 | 0.019444 | 24200.0993 | 0 | 0 | 0 | 89.1801 | 4.236 | 24324.4267 | 0 | 0 | 0 | 89.6382 | 4.2578 | 24488.1156 | 0 | 0 | 0 | 90.2415 | 4.2864 | 605002.4835 | 608110.6666 | 612202.89 | 0 | 0 | 0 | 0 | 0 | 0 | 0 | 0 | 0 | 2229.5022 | 2240.9562 | 2256.0365 | 24200.0993 | 8.4937 | 73012.6416 | 0 | 0 | 0 | 0 | 0 | 0 | 0 | 0 | 0 | 89.1801 | 178.8183 | 269.0598 | 4.236 | 8.4937 | 12.7802 | 2021 | -661.3011 | 0.67279 | 2021 | -670.9409 | 0.66802 | 2021 | -677.2132 | 0.66491 | 49783.4388 | 0 | 0 | 0 | 183.4576 | 8.7141 | 49783.4388 | 0 | 0 | 0 | 8.7141 | 49783.4388 | 0 | 0 | 0 | 8.7141 | 49783.4388 | 17.4282 | 149350.3164 | 0 | 0 | 0 | 0 | 0 | 0 | 0 | 0 | 0 | 183.4576 | 366.9151 | 550.3727 | 8.7141 | 17.4282 | 26.1423 | 165233.137 | 111166.4077 | 165233.137 | 141158.461 | 0 | 165233.137 | 110378.2775 | 165233.137 | 142825.4376 | 0 | 165233.137 | 109865.4673 | 165233.137 | 145125.0639 | 0 | 81.7581 | 81.7581 | 81.7581 | 0.032 | 0.032 | 0.032 | 39826.751 | 0 | 0 | 0 | 146.7661 | 6.9713 | 39826.751 | 0 | 0 | 0 | 146.7661 | 6.9713 | 39826.751 | 0 | 0 | 0 | 146.7661 | 6.9713 | 995668.7759 | 995668.7759 | 995668.7759 | 0 | 0 | 0 | 0 | 0 | 0 | 0 | 0 | 0 | 3669.1514 | 3669.1514 | 3669.1514 | 39826.751 | 13.9426 | 119480.2531 | 0 | 0 | 0 | 0 | 0 | 0 | 0 | 0 | 0 | 146.7661 | 293.5321 | 440.2982 | 6.9713 | 13.9426 | 20.9139
| 1051 | Business | Other Commercial | HVAC | Electric | 02-163 | 02-163.08 | Heat Pumps | [02-163]_Business_HVAC_Ground Source Heat Pump (GSHP)_ Closed Loop Water-to-Air_ENERGY STAR_ROB_Electric_per ton | EER 14.1 COP 3.2 | EER 15.18 COP 3.42 | ENGINEER | 164.4094 | 0 | 0 | 0 | 0.20742 | 0 | 2021 | 25 | 0.478 | 0.387 | 0.612 | 0 | 0.001 | 0.86 | 1 | Replace on Burnout | 147.0534 | 0.57174 | 3534.8014 | 0 | 0 | 0 | 13.7433 | 197.195 | 0 | 0 | 0 | 680.3155 | 0 | 0 | 877.5105 | 845.4543 | 32.0562 | 1.0379 | 197.5981 | 0 | 0 | 0 | 669.2868 | 0 | 0 | 866.885 | 845.4543 | 21.4306 | 1.0253 | 198.579 | 0 | 0 | 0 | 659.6353 | 0 | 0 | 858.2142 | 845.4543 | 12.7599 | 1.0151 | per ton | 1.2178 | 4627.6196 | 0 | 26172.3461 | 0 | 0 | 0 | 96.448 | 15.7834 | 26172.3461 | 0 | 0 | 0 | 15.7834 | 26172.3461 | 0 | 0 | 0 | 15.7834 | 26172.3461 | 52344.6922 | 78517.0383 | 0 | 0 | 0 | 0 | 0 | 0 | 0 | 0 | 0 | 96.448 | 192.8961 | 289.3441 | 15.7834 | 31.5667 | 47.3501 | 26172.3461 | 0 | 0 | 0 | 96.448 | 15.7834 | 26172.3461 | 0 | 0 | 0 | 15.7834 | 26172.3461 | 0 | 0 | 0 | 15.7834 | 26172.3461 | 31.5667 | 78517.0383 | 0 | 0 | 0 | 0 | 0 | 0 | 0 | 0 | 0 | 96.448 | 192.8961 | 289.3441 | 15.7834 | 31.5667 | 47.3501 | 3665.8156 | 3804.8083 | 3665.8156 | 3225.1286 | 5097.0628 | 3704.365 | 3798.2635 | 3704.365 | 3275.8401 | 5150.663 | 3781.981 | 3839.0601 | 3781.981 | 3374.0989 | 5258.5827 | 4.3359 | 4.3815 | 4.4733 | 0.00093696 | 0.00093696 | 0.00093696 | 613.0635 | 0 | 0 | 0 | 2.2592 | 0.36971 | 619.5104 | 0 | 0 | 0 | 2.283 | 0.3736 | 632.4908 | 0 | 0 | 0 | 2.3308 | 0.38143 | 15326.5881 | 15487.7611 | 15812.2695 | 0 | 0 | 0 | 0 | 0 | 0 | 0 | 0 | 0 | 56.4802 | 57.0741 | 58.27 | 613.0635 | 0.74331 | 1865.0647 | 0 | 0 | 0 | 0 | 0 | 0 | 0 | 0 | 0 | 2.2592 | 4.5422 | 6.873 | 0.36971 | 0.74331 | 1.1247 | 1 | 1 | 1 | 1 | 1 | 1 | 1 | 1515.75 | -638.2395 | 0.57893 | 1515.75 | -648.865 | 0.57192 | 1515.75 | -657.5358 | 0.5662 | 26172.3461 | 0 | 0 | 0 | 96.448 | 15.7834 | 26172.3461 | 0 | 0 | 0 | 15.7834 | 26172.3461 | 0 | 0 | 0 | 15.7834 | 26172.3461 | 31.5667 | 78517.0383 | 0 | 0 | 0 | 0 | 0 | 0 | 0 | 0 | 0 | 96.448 | 192.8961 | 289.3441 | 15.7834 | 31.5667 | 47.3501 | 82070.3632 | 47512.8505 | 82070.3632 | 40274.0537 | 27356.7877 | 82430.7143 | 47143.6226 | 82430.7143 | 40659.3611 | 27476.9048 | 83012.4838 | 47001.482 | 83012.4838 | 41308.9775 | 27670.8279 | 54.1451 | 54.3828 | 54.7666 | 0.0117 | 0.0117 | 0.0117 | 7655.6802 | 0 | 0 | 0 | 28.212 | 4.6168 | 7689.2945 | 0 | 0 | 0 | 28.3359 | 4.6371 | 7743.563 | 0 | 0 | 0 | 28.5359 | 4.6698 | 191392.006 | 192232.3618 | 193589.0762 | 0 | 0 | 0 | 0 | 0 | 0 | 0 | 0 | 0 | 705.3011 | 708.3979 | 713.3975 | 7655.6802 | 9.2539 | 23088.5378 | 0 | 0 | 0 | 0 | 0 | 0 | 0 | 0 | 0 | 28.212 | 56.548 | 85.0839 | 4.6168 | 9.2539 | 13.9237 | 2021 | -1143.4895 | 0.4342 | 2021 | -1154.115 | 0.42894 | 2021 | -1162.7858 | 0.42465 | 26172.3461 | 0 | 0 | 0 | 96.448 | 15.7834 | 26172.3461 | 0 | 0 | 0 | 15.7834 | 26172.3461 | 0 | 0 | 0 | 15.7834 | 26172.3461 | 31.5667 | 78517.0383 | 0 | 0 | 0 | 0 | 0 | 0 | 0 | 0 | 0 | 96.448 | 192.8961 | 289.3441 | 15.7834 | 31.5667 | 47.3501 | 299277.4178 | 129945.1104 | 299277.4178 | 110147.3875 | 0 | 299277.4178 | 128371.6432 | 299277.4178 | 110715.0596 | 0 | 299277.4178 | 127087.6517 | 299277.4178 | 111695.6469 | 0 | 148.0838 | 148.0838 | 148.0838 | 0.032 | 0.032 | 0.032 | 20937.8769 | 0 | 0 | 0 | 77.1584 | 12.6267 | 20937.8769 | 0 | 0 | 0 | 77.1584 | 12.6267 | 20937.8769 | 0 | 0 | 0 | 77.1584 | 12.6267 | 523446.9218 | 523446.9218 | 523446.9218 | 0 | 0 | 0 | 0 | 0 | 0 | 0 | 0 | 0 | 1928.9608 | 1928.9608 | 1928.9608 | 20937.8769 | 25.2534 | 62813.6306 | 0 | 0 | 0 | 0 | 0 | 0 | 0 | 0 | 0 | 77.1584 | 154.3169 | 231.4753 | 12.6267 | 25.2534 | 37.8801
| 1052 | Business | Food Sales | HVAC | Electric | 02-163 | 02-163.09 | Heat Pumps | [02-163]_Business_HVAC_Ground Source Heat Pump (GSHP)_ Closed Loop Water-to-Air_ENERGY STAR_ROB_Electric_per ton | EER 14.1 COP 3.2 | EER 15.18 COP 3.42 | ENGINEER | 198.8764 | 0 | 0 | 0 | 0.20742 | 0 | 2021 | 25 | 0.478 | 0.387 | 0.612 | 0 | 0.001 | 0.86 | 1 | Replace on Burnout | 121.5678 | 0.47266 | 4275.842 | 0 | 0 | 0 | 16.6245 | 238.5352 | 0 | 0 | 0 | 680.3155 | 0 | 0 | 918.8507 | 694.9157 | 223.935 | 1.3222 | 239.0229 | 0 | 0 | 0 | 669.2868 | 0 | 0 | 908.3097 | 694.9157 | 213.394 | 1.3071 | 240.2093 | 0 | 0 | 0 | 659.6353 | 0 | 0 | 899.8446 | 694.9157 | 204.929 | 1.2949 | per ton | 0 | 0 | 0 | 0 | 0 | 0 | 0 | 0 | 0 | 0 | 0 | 0 | 0 | 0 | 0 | 0 | 0 | 0 | 0 | 0 | 0 | 0 | 0 | 0 | 0 | 0 | 0 | 0 | 0 | 0 | 0 | 0 | 0 | 0 | 0 | 0 | 0 | 0 | 0 | 0 | 0 | 0 | 0 | 0 | 0 | 0 | 0 | 0 | 0 | 0 | 0 | 0 | 0 | 0 | 0 | 0 | 0 | 0 | 0 | 0 | 0 | 0 | 0 | 0 | 0 | 0 | 0 | 0 | 0 | 0 | 0 | 0 | 0 | 0 | 0 | 0 | 0 | 0 | 0 | 0 | 0 | 0 | 0 | 0 | 0 | 0 | 0 | 0 | 0 | #NUM! | #NUM! | #NUM! | 0 | 0 | 0 | 0 | 0 | 0 | 0 | 0 | 0 | 0 | 0 | 0 | 0 | 0 | 0 | 0 | 0 | 0 | 0 | 0 | 0 | 0 | 0 | 0 | 0 | 0 | 0 | 0 | 0 | 0 | 0 | 0 | 0 | 0 | 0 | 0 | 0 | 0 | 0 | 0 | 0 | 0 | 0 | 0 | 0 | 0 | 0 | 0 | 0 | 0 | 0 | 1 | 1 | 1 | 1 | 1 | 1 | 1 | 1515.75 | -596.8993 | 0.6062 | 1515.75 | -607.4403 | 0.59925 | 1515.75 | -615.9054 | 0.59366 | 0 | 0 | 0 | 0 | 0 | 0 | 0 | 0 | 0 | 0 | 0 | 0 | 0 | 0 | 0 | 0 | 0 | 0 | 0 | 0 | 0 | 0 | 0 | 0 | 0 | 0 | 0 | 0 | 0 | 0 | 0 | 0 | 0 | 0 | 0 | 0 | 0 | 0 | 0 | 0 | 0 | 0 | 0 | 0 | 0 | 0 | 0 | 0 | 0 | 0 | 0 | 0 | #NUM! | #NUM! | #NUM! | 0 | 0 | 0 | 0 | 0 | 0 | 0 | 0 | 0 | 0 | 0 | 0 | 0 | 0 | 0 | 0 | 0 | 0 | 0 | 0 | 0 | 0 | 0 | 0 | 0 | 0 | 0 | 0 | 0 | 0 | 0 | 0 | 0 | 0 | 0 | 0 | 0 | 0 | 0 | 0 | 0 | 0 | 0 | 0 | 0 | 0 | 0 | 0 | 0 | 0 | 0 | 2021 | -1102.1493 | 0.45465 | 2021 | -1112.6903 | 0.44944 | 2021 | -1121.1554 | 0.44525 | 0 | 0 | 0 | 0 | 0 | 0 | 0 | 0 | 0 | 0 | 0 | 0 | 0 | 0 | 0 | 0 | 0 | 0 | 0 | 0 | 0 | 0 | 0 | 0 | 0 | 0 | 0 | 0 | 0 | 0 | 0 | 0 | 0 | 0 | 0 | 0 | 0 | 0 | 0 | 0 | 0 | 0 | 0 | 0 | 0 | 0 | 0 | 0 | 0 | 0 | 0 | 0 | #NUM! | #NUM! | #NUM! | 0 | 0 | 0 | 0 | 0 | 0 | 0 | 0 | 0 | 0 | 0 | 0 | 0 | 0 | 0 | 0 | 0 | 0 | 0 | 0 | 0 | 0 | 0 | 0 | 0 | 0 | 0 | 0 | 0 | 0 | 0 | 0 | 0 | 0 | 0 | 0 | 0 | 0 | 0 | 0 | 0 | 0 | 0 | 0 | 0 | 0 | 0 | 0 | 0 | 0 | 0
| 1053 | Business | Manufacturing/Industrial | HVAC | Electric | 02-163 | 02-163.10 | Heat Pumps | [02-163]_Business_HVAC_Ground Source Heat Pump (GSHP)_ Closed Loop Water-to-Air_ENERGY STAR_ROB_Electric_per ton | EER 14.1 COP 3.2 | EER 15.18 COP 3.42 | ENGINEER | 346.2665 | 0 | 0 | 0 | 0.20742 | 0 | 2021 | 25 | 0.478 | 0.387 | 0.612 | 0 | 0.001 | 0.86 | 1 | Replace on Burnout | 69.8218 | 0.27147 | 7444.7297 | 0 | 0 | 0 | 28.9451 | 415.3171 | 0 | 0 | 0 | 680.3155 | 0 | 0 | 1095.6326 | 694.9157 | 400.7169 | 1.5766 | 416.1661 | 0 | 0 | 0 | 669.2868 | 0 | 0 | 1085.453 | 694.9157 | 390.5373 | 1.562 | 418.2319 | 0 | 0 | 0 | 659.6353 | 0 | 0 | 1077.8672 | 694.9157 | 382.9515 | 1.5511 | per ton | 0.50051 | 2073.632 | 0 | 24700.2073 | 0 | 0 | 0 | 91.023 | 7.0725 | 24700.2073 | 0 | 0 | 0 | 7.0725 | 24700.2073 | 0 | 0 | 0 | 7.0725 | 24700.2073 | 49400.4147 | 74100.622 | 0 | 0 | 0 | 0 | 0 | 0 | 0 | 0 | 0 | 91.023 | 182.0461 | 273.0691 | 7.0725 | 14.145 | 21.2175 | 24700.2073 | 0 | 0 | 0 | 91.023 | 7.0725 | 24700.2073 | 0 | 0 | 0 | 7.0725 | 24700.2073 | 0 | 0 | 0 | 7.0725 | 24700.2073 | 14.145 | 74100.622 | 0 | 0 | 0 | 0 | 0 | 0 | 0 | 0 | 0 | 91.023 | 182.0461 | 273.0691 | 7.0725 | 14.145 | 21.2175 | 1865.7588 | 2941.632 | 1865.7588 | 3184.3661 | 3560.3652 | 1905.759 | 2976.7811 | 1905.759 | 3283.306 | 3636.6963 | 1959.5883 | 3039.4709 | 1959.5883 | 3421.6937 | 3739.4168 | 2.6849 | 2.7424 | 2.8199 | 0.0012948 | 0.0012948 | 0.0012948 | 799.5255 | 0 | 0 | 0 | 2.9463 | 0.22893 | 816.6666 | 0 | 0 | 0 | 3.0095 | 0.23384 | 839.7338 | 0 | 0 | 0 | 3.0945 | 0.24044 | 19988.1379 | 20416.6657 | 20993.3458 | 0 | 0 | 0 | 0 | 0 | 0 | 0 | 0 | 0 | 73.6585 | 75.2377 | 77.3628 | 799.5255 | 0.46277 | 2455.926 | 0 | 0 | 0 | 0 | 0 | 0 | 0 | 0 | 0 | 2.9463 | 5.9558 | 9.0504 | 0.22893 | 0.46277 | 0.70322 | 1 | 1 | 1 | 1 | 1 | 1 | 1 | 1515.75 | -420.1174 | 0.72283 | 1515.75 | -430.297 | 0.71612 | 1515.75 | -437.8828 | 0.71111 | 24700.2073 | 0 | 0 | 0 | 91.023 | 7.0725 | 24700.2073 | 0 | 0 | 0 | 7.0725 | 24700.2073 | 0 | 0 | 0 | 7.0725 | 24700.2073 | 14.145 | 74100.622 | 0 | 0 | 0 | 0 | 0 | 0 | 0 | 0 | 0 | 91.023 | 182.0461 | 273.0691 | 7.0725 | 14.145 | 21.2175 | 50648.6283 | 36610.4482 | 50648.6283 | 39631.4263 | 16882.8761 | 50932.1585 | 36473.3381 | 50932.1585 | 40229.0684 | 16977.3862 | 51321.2839 | 36495.1533 | 51321.2839 | 41084.5315 | 17107.0946 | 33.4149 | 33.602 | 33.8587 | 0.016114 | 0.016114 | 0.016114 | 9950.5946 | 0 | 0 | 0 | 36.6691 | 2.8492 | 10006.2979 | 0 | 0 | 0 | 36.8743 | 2.8651 | 10082.7467 | 0 | 0 | 0 | 37.1561 | 2.887 | 248764.8659 | 250157.4477 | 252068.6685 | 0 | 0 | 0 | 0 | 0 | 0 | 0 | 0 | 0 | 916.7265 | 921.8583 | 928.9014 | 9950.5946 | 5.7143 | 30039.6393 | 0 | 0 | 0 | 0 | 0 | 0 | 0 | 0 | 0 | 36.6691 | 73.5434 | 110.6995 | 2.8492 | 5.7143 | 8.6014 | 2021 | -925.3674 | 0.54212 | 2021 | -935.547 | 0.53709 | 2021 | -943.1328 | 0.53333 | 24700.2073 | 0 | 0 | 0 | 91.023 | 7.0725 | 24700.2073 | 0 | 0 | 0 | 7.0725 | 24700.2073 | 0 | 0 | 0 | 7.0725 | 24700.2073 | 14.145 | 74100.622 | 0 | 0 | 0 | 0 | 0 | 0 | 0 | 0 | 0 | 91.023 | 182.0461 | 273.0691 | 7.0725 | 14.145 | 21.2175 | 134105.9282 | 72702.04 | 134105.9282 | 78701.1819 | 0 | 134105.9282 | 72026.5595 | 134105.9282 | 79443.2738 | 0 | 134105.9282 | 71523.197 | 134105.9282 | 80517.4601 | 0 | 66.3562 | 66.3562 | 66.3562 | 0.032 | 0.032 | 0.032 | 19760.1659 | 0 | 0 | 0 | 72.8184 | 5.658 | 19760.1659 | 0 | 0 | 0 | 72.8184 | 5.658 | 19760.1659 | 0 | 0 | 0 | 72.8184 | 5.658 | 494004.1469 | 494004.1469 | 494004.1469 | 0 | 0 | 0 | 0 | 0 | 0 | 0 | 0 | 0 | 1820.4609 | 1820.4609 | 1820.4609 | 19760.1659 | 11.316 | 59280.4976 | 0 | 0 | 0 | 0 | 0 | 0 | 0 | 0 | 0 | 72.8184 | 145.6369 | 218.4553 | 5.658 | 11.316 | 16.974
| 1054 | Business | Office | HVAC | Electric | 02-277 | 02-277.01 | HVAC Control | [02-277]_Business_HVAC_Guest Room Energy Management_ADD_Electric_per unit | Manual controls | GREM thermostat | DEEMED | 113.3478 | 0 | 0 | 0 | 0.020852 | 0 | 260 | 15 | 0.476 | 0.25758 | 0.40817 | 0.12932 | 0.20492 | 1 | 1 | Additions on Existing | 39.3317 | 0.15292 | 1700.2168 | 0 | 0 | 0 | 6.6104 | 100.8792 | 0 | 0 | 0 | 56.0865 | 0 | 0 | 156.9657 | 108.767 | 48.1987 | 1.4431 | 100.6289 | 0 | 0 | 0 | 56.3771 | 0 | 0 | 157.0059 | 108.767 | 48.2389 | 1.4435 | 100.9026 | 0 | 0 | 0 | 56.8141 | 0 | 0 | 157.7167 | 108.767 | 48.9497 | 1.45 | per unit | 0 | 0 | 0.005 | 0 | 0 | 0 | 0 | 0 | 0 | 0 | 0 | 0 | 0 | 0 | 0 | 0 | 0 | 0 | 0 | 0 | 0 | 0 | 0 | 0 | 0 | 0 | 0 | 0 | 0 | 0 | 0 | 0 | 0 | 0 | 0 | 0 | 0 | 0 | 0 | 0 | 0 | 0 | 0 | 0 | 0 | 0 | 0 | 0 | 0 | 0 | 0 | 0 | 0 | 0 | 0 | 0 | 0 | 0 | 0 | 0 | 0 | 0 | 0 | 0 | 0 | 0 | 0 | 0 | 0 | 0 | 0 | 0 | 0 | 0 | 0 | 0 | 0 | 0 | 0 | 0 | 0 | 0 | 0 | 0 | 0 | 0 | 0 | 0 | 0 | #NUM! | #NUM! | #NUM! | 0 | 0 | 0 | 0 | 0 | 0 | 0 | 0 | 0 | 0 | 0 | 0 | 0 | 0 | 0 | 0 | 0 | 0 | 0 | 0 | 0 | 0 | 0 | 0 | 0 | 0 | 0 | 0 | 0 | 0 | 0 | 0 | 0 | 0 | 0 | 0 | 0 | 0 | 0 | 0 | 0 | 0 | 0 | 0 | 0 | 0 | 0 | 0 | 0 | 0 | 0 | 1 | 1 | 1 | 1 | 1 | 1 | 1 | 195 | -38.0343 | 0.80495 | 195 | -37.9941 | 0.80516 | 195 | -37.2833 | 0.8088 | 0 | 0 | 0 | 0 | 0 | 0 | 0 | 0 | 0 | 0 | 0 | 0 | 0 | 0 | 0 | 0 | 0 | 0 | 0 | 0 | 0 | 0 | 0 | 0 | 0 | 0 | 0 | 0 | 0 | 0 | 0 | 0 | 0 | 0 | 0 | 0 | 0 | 0 | 0 | 0 | 0 | 0 | 0 | 0 | 0 | 0 | 0 | 0 | 0 | 0 | 0 | 0 | #NUM! | #NUM! | #NUM! | 0 | 0 | 0 | 0 | 0 | 0 | 0 | 0 | 0 | 0 | 0 | 0 | 0 | 0 | 0 | 0 | 0 | 0 | 0 | 0 | 0 | 0 | 0 | 0 | 0 | 0 | 0 | 0 | 0 | 0 | 0 | 0 | 0 | 0 | 0 | 0 | 0 | 0 | 0 | 0 | 0 | 0 | 0 | 0 | 0 | 0 | 0 | 0 | 0 | 0 | 0 | 260 | -103.0343 | 0.60371 | 260 | -102.9941 | 0.60387 | 260 | -102.2833 | 0.6066 | 0 | 0 | 0 | 0 | 0 | 0 | 0 | 0 | 0 | 0 | 0 | 0 | 0 | 0 | 0 | 0 | 0 | 0 | 0 | 0 | 0 | 0 | 0 | 0 | 0 | 0 | 0 | 0 | 0 | 0 | 0 | 0 | 0 | 0 | 0 | 0 | 0 | 0 | 0 | 0 | 0 | 0 | 0 | 0 | 0 | 0 | 0 | 0 | 0 | 0 | 0 | 0 | #NUM! | #NUM! | #NUM! | 0 | 0 | 0 | 0 | 0 | 0 | 0 | 0 | 0 | 0 | 0 | 0 | 0 | 0 | 0 | 0 | 0 | 0 | 0 | 0 | 0 | 0 | 0 | 0 | 0 | 0 | 0 | 0 | 0 | 0 | 0 | 0 | 0 | 0 | 0 | 0 | 0 | 0 | 0 | 0 | 0 | 0 | 0 | 0 | 0 | 0 | 0 | 0 | 0 | 0 | 0
| 1055 | Business | Retail | HVAC | Electric | 02-277 | 02-277.02 | HVAC Control | [02-277]_Business_HVAC_Guest Room Energy Management_ADD_Electric_per unit | Manual controls | GREM thermostat | DEEMED | 102.6063 | 0 | 0 | 0 | 0.018876 | 0 | 260 | 15 | 0.476 | 0.25758 | 0.40817 | 0.12932 | 0.20492 | 1 | 1 | Additions on Existing | 43.4492 | 0.16893 | 1539.0943 | 0 | 0 | 0 | 5.984 | 91.3193 | 0 | 0 | 0 | 50.7714 | 0 | 0 | 142.0907 | 108.767 | 33.3237 | 1.3064 | 91.0927 | 0 | 0 | 0 | 51.0344 | 0 | 0 | 142.1271 | 108.767 | 33.3601 | 1.3067 | 91.3405 | 0 | 0 | 0 | 51.4301 | 0 | 0 | 142.7705 | 108.767 | 34.0035 | 1.3126 | per unit | 0 | 0 | 0.005 | 0 | 0 | 0 | 0 | 0 | 0 | 0 | 0 | 0 | 0 | 0 | 0 | 0 | 0 | 0 | 0 | 0 | 0 | 0 | 0 | 0 | 0 | 0 | 0 | 0 | 0 | 0 | 0 | 0 | 0 | 0 | 0 | 0 | 0 | 0 | 0 | 0 | 0 | 0 | 0 | 0 | 0 | 0 | 0 | 0 | 0 | 0 | 0 | 0 | 0 | 0 | 0 | 0 | 0 | 0 | 0 | 0 | 0 | 0 | 0 | 0 | 0 | 0 | 0 | 0 | 0 | 0 | 0 | 0 | 0 | 0 | 0 | 0 | 0 | 0 | 0 | 0 | 0 | 0 | 0 | 0 | 0 | 0 | 0 | 0 | 0 | #NUM! | #NUM! | #NUM! | 0 | 0 | 0 | 0 | 0 | 0 | 0 | 0 | 0 | 0 | 0 | 0 | 0 | 0 | 0 | 0 | 0 | 0 | 0 | 0 | 0 | 0 | 0 | 0 | 0 | 0 | 0 | 0 | 0 | 0 | 0 | 0 | 0 | 0 | 0 | 0 | 0 | 0 | 0 | 0 | 0 | 0 | 0 | 0 | 0 | 0 | 0 | 0 | 0 | 0 | 0 | 1 | 1 | 1 | 1 | 1 | 1 | 1 | 195 | -52.9093 | 0.72867 | 195 | -52.8729 | 0.72886 | 195 | -52.2295 | 0.73216 | 0 | 0 | 0 | 0 | 0 | 0 | 0 | 0 | 0 | 0 | 0 | 0 | 0 | 0 | 0 | 0 | 0 | 0 | 0 | 0 | 0 | 0 | 0 | 0 | 0 | 0 | 0 | 0 | 0 | 0 | 0 | 0 | 0 | 0 | 0 | 0 | 0 | 0 | 0 | 0 | 0 | 0 | 0 | 0 | 0 | 0 | 0 | 0 | 0 | 0 | 0 | 0 | #NUM! | #NUM! | #NUM! | 0 | 0 | 0 | 0 | 0 | 0 | 0 | 0 | 0 | 0 | 0 | 0 | 0 | 0 | 0 | 0 | 0 | 0 | 0 | 0 | 0 | 0 | 0 | 0 | 0 | 0 | 0 | 0 | 0 | 0 | 0 | 0 | 0 | 0 | 0 | 0 | 0 | 0 | 0 | 0 | 0 | 0 | 0 | 0 | 0 | 0 | 0 | 0 | 0 | 0 | 0 | 260 | -117.9093 | 0.5465 | 260 | -117.8729 | 0.54664 | 260 | -117.2295 | 0.54912 | 0 | 0 | 0 | 0 | 0 | 0 | 0 | 0 | 0 | 0 | 0 | 0 | 0 | 0 | 0 | 0 | 0 | 0 | 0 | 0 | 0 | 0 | 0 | 0 | 0 | 0 | 0 | 0 | 0 | 0 | 0 | 0 | 0 | 0 | 0 | 0 | 0 | 0 | 0 | 0 | 0 | 0 | 0 | 0 | 0 | 0 | 0 | 0 | 0 | 0 | 0 | 0 | #NUM! | #NUM! | #NUM! | 0 | 0 | 0 | 0 | 0 | 0 | 0 | 0 | 0 | 0 | 0 | 0 | 0 | 0 | 0 | 0 | 0 | 0 | 0 | 0 | 0 | 0 | 0 | 0 | 0 | 0 | 0 | 0 | 0 | 0 | 0 | 0 | 0 | 0 | 0 | 0 | 0 | 0 | 0 | 0 | 0 | 0 | 0 | 0 | 0 | 0 | 0 | 0 | 0 | 0 | 0
| 1056 | Business | Food Service | HVAC | Electric | 02-277 | 02-277.03 | HVAC Control | [02-277]_Business_HVAC_Guest Room Energy Management_ADD_Electric_per unit | Manual controls | GREM thermostat | DEEMED | 86.162 | 0 | 0 | 0 | 0.015851 | 0 | 260 | 15 | 0.476 | 0.25758 | 0.40817 | 0.12932 | 0.20492 | 1 | 1 | Additions on Existing | 51.7416 | 0.20117 | 1292.4299 | 0 | 0 | 0 | 5.025 | 76.684 | 0 | 0 | 0 | 42.6345 | 0 | 0 | 143.1821 | 108.767 | 34.4151 | 1.3164 | 76.4936 | 0 | 0 | 0 | 42.8554 | 0 | 0 | 143.2188 | 108.767 | 34.4518 | 1.3167 | 76.7017 | 0 | 0 | 0 | 43.1876 | 0 | 0 | 143.8672 | 108.767 | 35.1001 | 1.3227 | per unit | 0 | 0 | 0.005 | 0 | 0 | 0 | 0 | 0 | 0 | 0 | 0 | 0 | 0 | 0 | 0 | 0 | 0 | 0 | 0 | 0 | 0 | 0 | 0 | 0 | 0 | 0 | 0 | 0 | 0 | 0 | 0 | 0 | 0 | 0 | 0 | 0 | 0 | 0 | 0 | 0 | 0 | 0 | 0 | 0 | 0 | 0 | 0 | 0 | 0 | 0 | 0 | 0 | 0 | 0 | 0 | 0 | 0 | 0 | 0 | 0 | 0 | 0 | 0 | 0 | 0 | 0 | 0 | 0 | 0 | 0 | 0 | 0 | 0 | 0 | 0 | 0 | 0 | 0 | 0 | 0 | 0 | 0 | 0 | 0 | 0 | 0 | 0 | 0 | 0 | #NUM! | #NUM! | #NUM! | 0 | 0 | 0 | 0 | 0 | 0 | 0 | 0 | 0 | 0 | 0 | 0 | 0 | 0 | 0 | 0 | 0 | 0 | 0 | 0 | 0 | 0 | 0 | 0 | 0 | 0 | 0 | 0 | 0 | 0 | 0 | 0 | 0 | 0 | 0 | 0 | 0 | 0 | 0 | 0 | 0 | 0 | 0 | 0 | 0 | 0 | 0 | 0 | 0 | 0 | 0 | 1 | 1 | 1 | 1 | 1 | 1 | 1 | 195 | -51.8179 | 0.73427 | 195 | -51.7812 | 0.73446 | 195 | -51.1328 | 0.73778 | 0 | 0 | 0 | 0 | 0 | 0 | 0 | 0 | 0 | 0 | 0 | 0 | 0 | 0 | 0 | 0 | 0 | 0 | 0 | 0 | 0 | 0 | 0 | 0 | 0 | 0 | 0 | 0 | 0 | 0 | 0 | 0 | 0 | 0 | 0 | 0 | 0 | 0 | 0 | 0 | 0 | 0 | 0 | 0 | 0 | 0 | 0 | 0 | 0 | 0 | 0 | 0 | #NUM! | #NUM! | #NUM! | 0 | 0 | 0 | 0 | 0 | 0 | 0 | 0 | 0 | 0 | 0 | 0 | 0 | 0 | 0 | 0 | 0 | 0 | 0 | 0 | 0 | 0 | 0 | 0 | 0 | 0 | 0 | 0 | 0 | 0 | 0 | 0 | 0 | 0 | 0 | 0 | 0 | 0 | 0 | 0 | 0 | 0 | 0 | 0 | 0 | 0 | 0 | 0 | 0 | 0 | 0 | 260 | -116.8179 | 0.5507 | 260 | -116.7812 | 0.55084 | 260 | -116.1328 | 0.55334 | 0 | 0 | 0 | 0 | 0 | 0 | 0 | 0 | 0 | 0 | 0 | 0 | 0 | 0 | 0 | 0 | 0 | 0 | 0 | 0 | 0 | 0 | 0 | 0 | 0 | 0 | 0 | 0 | 0 | 0 | 0 | 0 | 0 | 0 | 0 | 0 | 0 | 0 | 0 | 0 | 0 | 0 | 0 | 0 | 0 | 0 | 0 | 0 | 0 | 0 | 0 | 0 | #NUM! | #NUM! | #NUM! | 0 | 0 | 0 | 0 | 0 | 0 | 0 | 0 | 0 | 0 | 0 | 0 | 0 | 0 | 0 | 0 | 0 | 0 | 0 | 0 | 0 | 0 | 0 | 0 | 0 | 0 | 0 | 0 | 0 | 0 | 0 | 0 | 0 | 0 | 0 | 0 | 0 | 0 | 0 | 0 | 0 | 0 | 0 | 0 | 0 | 0 | 0 | 0 | 0 | 0 | 0
| 1057 | Business | Healthcare/Hospitals | HVAC | Electric | 02-277 | 02-277.04 | HVAC Control | [02-277]_Business_HVAC_Guest Room Energy Management_ADD_Electric_per unit | Manual controls | GREM thermostat | DEEMED | 112.1903 | 0 | 0 | 0 | 0.020639 | 0 | 260 | 15 | 0.476 | 0.25758 | 0.40817 | 0.12932 | 0.20492 | 1 | 1 | Additions on Existing | 39.7375 | 0.1545 | 1682.8552 | 0 | 0 | 0 | 6.5429 | 99.8491 | 0 | 0 | 0 | 55.5138 | 0 | 0 | 155.3629 | 89.4003 | 65.9626 | 1.7378 | 99.6013 | 0 | 0 | 0 | 55.8014 | 0 | 0 | 155.4027 | 89.4003 | 66.0023 | 1.7383 | 99.8722 | 0 | 0 | 0 | 56.234 | 0 | 0 | 156.1062 | 89.4003 | 66.7059 | 1.7461 | per unit | 0 | 0 | 0.005 | 0 | 0 | 0 | 0 | 0 | 0 | 0 | 0 | 0 | 0 | 0 | 0 | 0 | 0 | 0 | 0 | 0 | 0 | 0 | 0 | 0 | 0 | 0 | 0 | 0 | 0 | 0 | 0 | 0 | 0 | 0 | 0 | 0 | 0 | 0 | 0 | 0 | 0 | 0 | 0 | 0 | 0 | 0 | 0 | 0 | 0 | 0 | 0 | 0 | 0 | 0 | 0 | 0 | 0 | 0 | 0 | 0 | 0 | 0 | 0 | 0 | 0 | 0 | 0 | 0 | 0 | 0 | 0 | 0 | 0 | 0 | 0 | 0 | 0 | 0 | 0 | 0 | 0 | 0 | 0 | 0 | 0 | 0 | 0 | 0 | 0 | #NUM! | #NUM! | #NUM! | 0 | 0 | 0 | 0 | 0 | 0 | 0 | 0 | 0 | 0 | 0 | 0 | 0 | 0 | 0 | 0 | 0 | 0 | 0 | 0 | 0 | 0 | 0 | 0 | 0 | 0 | 0 | 0 | 0 | 0 | 0 | 0 | 0 | 0 | 0 | 0 | 0 | 0 | 0 | 0 | 0 | 0 | 0 | 0 | 0 | 0 | 0 | 0 | 0 | 0 | 0 | 1 | 1 | 1 | 1 | 1 | 1 | 1 | 195 | -39.6371 | 0.79673 | 195 | -39.5973 | 0.79694 | 195 | -38.8938 | 0.80054 | 0 | 0 | 0 | 0 | 0 | 0 | 0 | 0 | 0 | 0 | 0 | 0 | 0 | 0 | 0 | 0 | 0 | 0 | 0 | 0 | 0 | 0 | 0 | 0 | 0 | 0 | 0 | 0 | 0 | 0 | 0 | 0 | 0 | 0 | 0 | 0 | 0 | 0 | 0 | 0 | 0 | 0 | 0 | 0 | 0 | 0 | 0 | 0 | 0 | 0 | 0 | 0 | #NUM! | #NUM! | #NUM! | 0 | 0 | 0 | 0 | 0 | 0 | 0 | 0 | 0 | 0 | 0 | 0 | 0 | 0 | 0 | 0 | 0 | 0 | 0 | 0 | 0 | 0 | 0 | 0 | 0 | 0 | 0 | 0 | 0 | 0 | 0 | 0 | 0 | 0 | 0 | 0 | 0 | 0 | 0 | 0 | 0 | 0 | 0 | 0 | 0 | 0 | 0 | 0 | 0 | 0 | 0 | 260 | -104.6371 | 0.59755 | 260 | -104.5973 | 0.5977 | 260 | -103.8938 | 0.60041 | 0 | 0 | 0 | 0 | 0 | 0 | 0 | 0 | 0 | 0 | 0 | 0 | 0 | 0 | 0 | 0 | 0 | 0 | 0 | 0 | 0 | 0 | 0 | 0 | 0 | 0 | 0 | 0 | 0 | 0 | 0 | 0 | 0 | 0 | 0 | 0 | 0 | 0 | 0 | 0 | 0 | 0 | 0 | 0 | 0 | 0 | 0 | 0 | 0 | 0 | 0 | 0 | #NUM! | #NUM! | #NUM! | 0 | 0 | 0 | 0 | 0 | 0 | 0 | 0 | 0 | 0 | 0 | 0 | 0 | 0 | 0 | 0 | 0 | 0 | 0 | 0 | 0 | 0 | 0 | 0 | 0 | 0 | 0 | 0 | 0 | 0 | 0 | 0 | 0 | 0 | 0 | 0 | 0 | 0 | 0 | 0 | 0 | 0 | 0 | 0 | 0 | 0 | 0 | 0 | 0 | 0 | 0
| 1058 | Business | Campus/Education | HVAC | Electric | 02-277 | 02-277.05 | HVAC Control | [02-277]_Business_HVAC_Guest Room Energy Management_ADD_Electric_per unit | Manual controls | GREM thermostat | DEEMED | 114.8116 | 0 | 0 | 0 | 0.021121 | 0 | 260 | 15 | 0.476 | 0.25758 | 0.40817 | 0.12932 | 0.20492 | 1 | 1 | Additions on Existing | 38.8303 | 0.15097 | 1722.1733 | 0 | 0 | 0 | 6.6958 | 102.182 | 0 | 0 | 0 | 56.8108 | 0 | 0 | 158.9928 | 89.4003 | 69.5924 | 1.7784 | 101.9284 | 0 | 0 | 0 | 57.1051 | 0 | 0 | 159.0335 | 89.4003 | 69.6332 | 1.7789 | 102.2056 | 0 | 0 | 0 | 57.5478 | 0 | 0 | 159.7534 | 89.4003 | 70.3531 | 1.7869 | per unit | 0 | 0 | 0.005 | 0 | 0 | 0 | 0 | 0 | 0 | 0 | 0 | 0 | 0 | 0 | 0 | 0 | 0 | 0 | 0 | 0 | 0 | 0 | 0 | 0 | 0 | 0 | 0 | 0 | 0 | 0 | 0 | 0 | 0 | 0 | 0 | 0 | 0 | 0 | 0 | 0 | 0 | 0 | 0 | 0 | 0 | 0 | 0 | 0 | 0 | 0 | 0 | 0 | 0 | 0 | 0 | 0 | 0 | 0 | 0 | 0 | 0 | 0 | 0 | 0 | 0 | 0 | 0 | 0 | 0 | 0 | 0 | 0 | 0 | 0 | 0 | 0 | 0 | 0 | 0 | 0 | 0 | 0 | 0 | 0 | 0 | 0 | 0 | 0 | 0 | #NUM! | #NUM! | #NUM! | 0 | 0 | 0 | 0 | 0 | 0 | 0 | 0 | 0 | 0 | 0 | 0 | 0 | 0 | 0 | 0 | 0 | 0 | 0 | 0 | 0 | 0 | 0 | 0 | 0 | 0 | 0 | 0 | 0 | 0 | 0 | 0 | 0 | 0 | 0 | 0 | 0 | 0 | 0 | 0 | 0 | 0 | 0 | 0 | 0 | 0 | 0 | 0 | 0 | 0 | 0 | 1 | 1 | 1 | 1 | 1 | 1 | 1 | 195 | -36.0072 | 0.81535 | 195 | -35.9665 | 0.81556 | 195 | -35.2466 | 0.81925 | 0 | 0 | 0 | 0 | 0 | 0 | 0 | 0 | 0 | 0 | 0 | 0 | 0 | 0 | 0 | 0 | 0 | 0 | 0 | 0 | 0 | 0 | 0 | 0 | 0 | 0 | 0 | 0 | 0 | 0 | 0 | 0 | 0 | 0 | 0 | 0 | 0 | 0 | 0 | 0 | 0 | 0 | 0 | 0 | 0 | 0 | 0 | 0 | 0 | 0 | 0 | 0 | #NUM! | #NUM! | #NUM! | 0 | 0 | 0 | 0 | 0 | 0 | 0 | 0 | 0 | 0 | 0 | 0 | 0 | 0 | 0 | 0 | 0 | 0 | 0 | 0 | 0 | 0 | 0 | 0 | 0 | 0 | 0 | 0 | 0 | 0 | 0 | 0 | 0 | 0 | 0 | 0 | 0 | 0 | 0 | 0 | 0 | 0 | 0 | 0 | 0 | 0 | 0 | 0 | 0 | 0 | 0 | 260 | -101.0072 | 0.61151 | 260 | -100.9665 | 0.61167 | 260 | -100.2466 | 0.61444 | 0 | 0 | 0 | 0 | 0 | 0 | 0 | 0 | 0 | 0 | 0 | 0 | 0 | 0 | 0 | 0 | 0 | 0 | 0 | 0 | 0 | 0 | 0 | 0 | 0 | 0 | 0 | 0 | 0 | 0 | 0 | 0 | 0 | 0 | 0 | 0 | 0 | 0 | 0 | 0 | 0 | 0 | 0 | 0 | 0 | 0 | 0 | 0 | 0 | 0 | 0 | 0 | #NUM! | #NUM! | #NUM! | 0 | 0 | 0 | 0 | 0 | 0 | 0 | 0 | 0 | 0 | 0 | 0 | 0 | 0 | 0 | 0 | 0 | 0 | 0 | 0 | 0 | 0 | 0 | 0 | 0 | 0 | 0 | 0 | 0 | 0 | 0 | 0 | 0 | 0 | 0 | 0 | 0 | 0 | 0 | 0 | 0 | 0 | 0 | 0 | 0 | 0 | 0 | 0 | 0 | 0 | 0
| 1059 | Business | Warehouse | HVAC | Electric | 02-277 | 02-277.06 | HVAC Control | [02-277]_Business_HVAC_Guest Room Energy Management_ADD_Electric_per unit | Manual controls | GREM thermostat | DEEMED | 121.5795 | 0 | 0 | 0 | 0.022366 | 0 | 260 | 15 | 0.476 | 0.25758 | 0.40817 | 0.12932 | 0.20492 | 1 | 1 | Additions on Existing | 36.6687 | 0.14257 | 1823.6927 | 0 | 0 | 0 | 7.0905 | 108.2054 | 0 | 0 | 0 | 60.1597 | 0 | 0 | 168.3651 | 108.767 | 59.5981 | 1.5479 | 107.9369 | 0 | 0 | 0 | 60.4714 | 0 | 0 | 168.4083 | 108.767 | 59.6412 | 1.5483 | 108.2305 | 0 | 0 | 0 | 60.9402 | 0 | 0 | 169.1707 | 108.767 | 60.4037 | 1.5553 | per unit | 0 | 0 | 0.005 | 0 | 0 | 0 | 0 | 0 | 0 | 0 | 0 | 0 | 0 | 0 | 0 | 0 | 0 | 0 | 0 | 0 | 0 | 0 | 0 | 0 | 0 | 0 | 0 | 0 | 0 | 0 | 0 | 0 | 0 | 0 | 0 | 0 | 0 | 0 | 0 | 0 | 0 | 0 | 0 | 0 | 0 | 0 | 0 | 0 | 0 | 0 | 0 | 0 | 0 | 0 | 0 | 0 | 0 | 0 | 0 | 0 | 0 | 0 | 0 | 0 | 0 | 0 | 0 | 0 | 0 | 0 | 0 | 0 | 0 | 0 | 0 | 0 | 0 | 0 | 0 | 0 | 0 | 0 | 0 | 0 | 0 | 0 | 0 | 0 | 0 | #NUM! | #NUM! | #NUM! | 0 | 0 | 0 | 0 | 0 | 0 | 0 | 0 | 0 | 0 | 0 | 0 | 0 | 0 | 0 | 0 | 0 | 0 | 0 | 0 | 0 | 0 | 0 | 0 | 0 | 0 | 0 | 0 | 0 | 0 | 0 | 0 | 0 | 0 | 0 | 0 | 0 | 0 | 0 | 0 | 0 | 0 | 0 | 0 | 0 | 0 | 0 | 0 | 0 | 0 | 0 | 1 | 1 | 1 | 1 | 1 | 1 | 1 | 195 | -26.6349 | 0.86341 | 195 | -26.5917 | 0.86363 | 195 | -25.8293 | 0.86754 | 0 | 0 | 0 | 0 | 0 | 0 | 0 | 0 | 0 | 0 | 0 | 0 | 0 | 0 | 0 | 0 | 0 | 0 | 0 | 0 | 0 | 0 | 0 | 0 | 0 | 0 | 0 | 0 | 0 | 0 | 0 | 0 | 0 | 0 | 0 | 0 | 0 | 0 | 0 | 0 | 0 | 0 | 0 | 0 | 0 | 0 | 0 | 0 | 0 | 0 | 0 | 0 | #NUM! | #NUM! | #NUM! | 0 | 0 | 0 | 0 | 0 | 0 | 0 | 0 | 0 | 0 | 0 | 0 | 0 | 0 | 0 | 0 | 0 | 0 | 0 | 0 | 0 | 0 | 0 | 0 | 0 | 0 | 0 | 0 | 0 | 0 | 0 | 0 | 0 | 0 | 0 | 0 | 0 | 0 | 0 | 0 | 0 | 0 | 0 | 0 | 0 | 0 | 0 | 0 | 0 | 0 | 0 | 260 | -91.6349 | 0.64756 | 260 | -91.5917 | 0.64772 | 260 | -90.8293 | 0.65066 | 0 | 0 | 0 | 0 | 0 | 0 | 0 | 0 | 0 | 0 | 0 | 0 | 0 | 0 | 0 | 0 | 0 | 0 | 0 | 0 | 0 | 0 | 0 | 0 | 0 | 0 | 0 | 0 | 0 | 0 | 0 | 0 | 0 | 0 | 0 | 0 | 0 | 0 | 0 | 0 | 0 | 0 | 0 | 0 | 0 | 0 | 0 | 0 | 0 | 0 | 0 | 0 | #NUM! | #NUM! | #NUM! | 0 | 0 | 0 | 0 | 0 | 0 | 0 | 0 | 0 | 0 | 0 | 0 | 0 | 0 | 0 | 0 | 0 | 0 | 0 | 0 | 0 | 0 | 0 | 0 | 0 | 0 | 0 | 0 | 0 | 0 | 0 | 0 | 0 | 0 | 0 | 0 | 0 | 0 | 0 | 0 | 0 | 0 | 0 | 0 | 0 | 0 | 0 | 0 | 0 | 0 | 0
| 1060 | Business | Lodging | HVAC | Electric | 02-277 | 02-277.07 | HVAC Control | [02-277]_Business_HVAC_Guest Room Energy Management_ADD_Electric_per unit | Manual controls | GREM thermostat | DEEMED | 116.9558 | 0 | 0 | 0 | 0.021516 | 0 | 260 | 15 | 0.476 | 0.25758 | 0.40817 | 0.12932 | 0.20492 | 1 | 1 | Additions on Existing | 38.1183 | 0.1482 | 1754.3377 | 0 | 0 | 0 | 6.8209 | 104.0904 | 0 | 0 | 0 | 57.8718 | 0 | 0 | 161.9622 | 89.4003 | 72.5619 | 1.8117 | 103.832 | 0 | 0 | 0 | 58.1717 | 0 | 0 | 162.0037 | 89.4003 | 72.6034 | 1.8121 | 104.1145 | 0 | 0 | 0 | 58.6226 | 0 | 0 | 162.7371 | 89.4003 | 73.3368 | 1.8203 | per unit | 1000 | 1000 | 0.005 | 16512.7435 | 0 | 0 | 0 | 60.8513 | 1.446 | 16379.1503 | 0 | 0 | 0 | 1.4343 | 16060.3363 | 0 | 0 | 0 | 1.4064 | 16512.7435 | 32891.8938 | 48952.23 | 0 | 0 | 0 | 0 | 0 | 0 | 0 | 0 | 0 | 60.8513 | 121.2103 | 180.3945 | 1.446 | 2.8803 | 4.2866 | 16512.7435 | 0 | 0 | 0 | 60.8513 | 1.446 | 16379.1503 | 0 | 0 | 0 | 1.4343 | 16060.3363 | 0 | 0 | 0 | 1.4064 | 16512.7435 | 2.8803 | 48952.23 | 0 | 0 | 0 | 0 | 0 | 0 | 0 | 0 | 0 | 60.8513 | 121.2103 | 180.3945 | 1.446 | 2.8803 | 4.2866 | 1006.5115 | 1823.4478 | 1006.5115 | 2727.5222 | 1920.6923 | 1009.4993 | 1829.3289 | 1009.4993 | 2753.5678 | 1926.3937 | 1012.945 | 1843.8828 | 1012.945 | 2798.7712 | 1932.9691 | 11.2585 | 11.2919 | 11.3304 | 0.011202 | 0.011147 | 0.011091 | 1316.7446 | 0 | 0 | 0 | 4.8524 | 0.1153 | 1320.6533 | 0 | 0 | 0 | 4.8668 | 0.11565 | 1325.1611 | 0 | 0 | 0 | 4.8834 | 0.11604 | 19751.1691 | 19809.7994 | 19877.4163 | 0 | 0 | 0 | 0 | 0 | 0 | 0 | 0 | 0 | 72.7853 | 73.0013 | 73.2505 | 1316.7446 | 0.23095 | 3962.559 | 0 | 0 | 0 | 0 | 0 | 0 | 0 | 0 | 0 | 4.8524 | 9.7191 | 14.6025 | 0.1153 | 0.23095 | 0.34699 | 1 | 1 | 1 | 1 | 1 | 1 | 1 | 195 | -33.0378 | 0.83058 | 195 | -32.9963 | 0.83079 | 195 | -32.2629 | 0.83455 | 16512.7435 | 0 | 0 | 0 | 60.8513 | 1.446 | 16379.1503 | 0 | 0 | 0 | 1.4343 | 16060.3363 | 0 | 0 | 0 | 1.4064 | 16512.7435 | 2.8803 | 48952.23 | 0 | 0 | 0 | 0 | 0 | 0 | 0 | 0 | 0 | 60.8513 | 121.2103 | 180.3945 | 1.446 | 2.8803 | 4.2866 | 13877.2701 | 11526.1207 | 13877.2701 | 17240.8278 | 4625.7567 | 13802.0686 | 11466.5954 | 13802.0686 | 17259.9073 | 4600.6895 | 13602.2742 | 11351.7678 | 13602.2742 | 17230.4881 | 4534.0914 | 71.1655 | 70.7798 | 69.7553 | 0.070811 | 0.070459 | 0.070109 | 8323.2198 | 0 | 0 | 0 | 30.672 | 0.72884 | 8278.116 | 0 | 0 | 0 | 30.5058 | 0.72489 | 8158.2846 | 0 | 0 | 0 | 30.0642 | 0.7144 | 124848.2975 | 124171.7394 | 122374.2686 | 0 | 0 | 0 | 0 | 0 | 0 | 0 | 0 | 0 | 460.08 | 457.5868 | 450.9629 | 8323.2198 | 1.4537 | 24759.6204 | 0 | 0 | 0 | 0 | 0 | 0 | 0 | 0 | 0 | 30.672 | 61.1778 | 91.242 | 0.72884 | 1.4537 | 2.1681 | 260 | -98.0378 | 0.62293 | 260 | -97.9963 | 0.62309 | 260 | -97.2629 | 0.62591 | 16512.7435 | 0 | 0 | 0 | 60.8513 | 1.446 | 16379.1503 | 0 | 0 | 0 | 1.4343 | 16060.3363 | 0 | 0 | 0 | 1.4064 | 16512.7435 | 2.8803 | 48952.23 | 0 | 0 | 0 | 0 | 0 | 0 | 0 | 0 | 0 | 60.8513 | 121.2103 | 180.3945 | 1.446 | 2.8803 | 4.2866 | 29367.071 | 18293.6776 | 29367.071 | 27363.7725 | 0 | 29129.4823 | 18150.3222 | 29129.4823 | 27320.4789 | 0 | 28562.4878 | 17877.6022 | 28562.4878 | 27135.845 | 0 | 112.9503 | 112.0365 | 109.8557 | 0.11239 | 0.11183 | 0.11127 | 13210.1948 | 0 | 0 | 0 | 48.6811 | 1.1568 | 13103.3202 | 0 | 0 | 0 | 48.2872 | 1.1474 | 12848.269 | 0 | 0 | 0 | 47.3473 | 1.1251 | 198152.9221 | 196549.8034 | 192724.035 | 0 | 0 | 0 | 0 | 0 | 0 | 0 | 0 | 0 | 730.2158 | 724.3081 | 710.2097 | 13210.1948 | 2.3042 | 39161.784 | 0 | 0 | 0 | 0 | 0 | 0 | 0 | 0 | 0 | 48.6811 | 96.9683 | 144.3156 | 1.1568 | 2.3042 | 3.4293
| 1061 | Business | Other Commercial | HVAC | Electric | 02-277 | 02-277.08 | HVAC Control | [02-277]_Business_HVAC_Guest Room Energy Management_ADD_Electric_per unit | Manual controls | GREM thermostat | DEEMED | 126.982 | 0 | 0 | 0 | 0.02336 | 0 | 260 | 15 | 0.476 | 0.25758 | 0.40817 | 0.12932 | 0.20492 | 1 | 1 | Additions on Existing | 35.1086 | 0.1365 | 1904.7295 | 0 | 0 | 0 | 7.4056 | 113.0136 | 0 | 0 | 0 | 62.8329 | 0 | 0 | 175.8465 | 108.767 | 67.0795 | 1.6167 | 112.7331 | 0 | 0 | 0 | 63.1585 | 0 | 0 | 175.8916 | 108.767 | 67.1246 | 1.6171 | 113.0398 | 0 | 0 | 0 | 63.6481 | 0 | 0 | 176.6879 | 108.767 | 67.9208 | 1.6245 | per unit | 0 | 0 | 0.005 | 0 | 0 | 0 | 0 | 0 | 0 | 0 | 0 | 0 | 0 | 0 | 0 | 0 | 0 | 0 | 0 | 0 | 0 | 0 | 0 | 0 | 0 | 0 | 0 | 0 | 0 | 0 | 0 | 0 | 0 | 0 | 0 | 0 | 0 | 0 | 0 | 0 | 0 | 0 | 0 | 0 | 0 | 0 | 0 | 0 | 0 | 0 | 0 | 0 | 0 | 0 | 0 | 0 | 0 | 0 | 0 | 0 | 0 | 0 | 0 | 0 | 0 | 0 | 0 | 0 | 0 | 0 | 0 | 0 | 0 | 0 | 0 | 0 | 0 | 0 | 0 | 0 | 0 | 0 | 0 | 0 | 0 | 0 | 0 | 0 | 0 | #NUM! | #NUM! | #NUM! | 0 | 0 | 0 | 0 | 0 | 0 | 0 | 0 | 0 | 0 | 0 | 0 | 0 | 0 | 0 | 0 | 0 | 0 | 0 | 0 | 0 | 0 | 0 | 0 | 0 | 0 | 0 | 0 | 0 | 0 | 0 | 0 | 0 | 0 | 0 | 0 | 0 | 0 | 0 | 0 | 0 | 0 | 0 | 0 | 0 | 0 | 0 | 0 | 0 | 0 | 0 | 1 | 1 | 1 | 1 | 1 | 1 | 1 | 195 | -19.1535 | 0.90178 | 195 | -19.1084 | 0.90201 | 195 | -18.3121 | 0.90609 | 0 | 0 | 0 | 0 | 0 | 0 | 0 | 0 | 0 | 0 | 0 | 0 | 0 | 0 | 0 | 0 | 0 | 0 | 0 | 0 | 0 | 0 | 0 | 0 | 0 | 0 | 0 | 0 | 0 | 0 | 0 | 0 | 0 | 0 | 0 | 0 | 0 | 0 | 0 | 0 | 0 | 0 | 0 | 0 | 0 | 0 | 0 | 0 | 0 | 0 | 0 | 0 | #NUM! | #NUM! | #NUM! | 0 | 0 | 0 | 0 | 0 | 0 | 0 | 0 | 0 | 0 | 0 | 0 | 0 | 0 | 0 | 0 | 0 | 0 | 0 | 0 | 0 | 0 | 0 | 0 | 0 | 0 | 0 | 0 | 0 | 0 | 0 | 0 | 0 | 0 | 0 | 0 | 0 | 0 | 0 | 0 | 0 | 0 | 0 | 0 | 0 | 0 | 0 | 0 | 0 | 0 | 0 | 260 | -84.1535 | 0.67633 | 260 | -84.1084 | 0.67651 | 260 | -83.3121 | 0.67957 | 0 | 0 | 0 | 0 | 0 | 0 | 0 | 0 | 0 | 0 | 0 | 0 | 0 | 0 | 0 | 0 | 0 | 0 | 0 | 0 | 0 | 0 | 0 | 0 | 0 | 0 | 0 | 0 | 0 | 0 | 0 | 0 | 0 | 0 | 0 | 0 | 0 | 0 | 0 | 0 | 0 | 0 | 0 | 0 | 0 | 0 | 0 | 0 | 0 | 0 | 0 | 0 | #NUM! | #NUM! | #NUM! | 0 | 0 | 0 | 0 | 0 | 0 | 0 | 0 | 0 | 0 | 0 | 0 | 0 | 0 | 0 | 0 | 0 | 0 | 0 | 0 | 0 | 0 | 0 | 0 | 0 | 0 | 0 | 0 | 0 | 0 | 0 | 0 | 0 | 0 | 0 | 0 | 0 | 0 | 0 | 0 | 0 | 0 | 0 | 0 | 0 | 0 | 0 | 0 | 0 | 0 | 0
| 1062 | Business | Food Sales | HVAC | Electric | 02-277 | 02-277.09 | HVAC Control | [02-277]_Business_HVAC_Guest Room Energy Management_ADD_Electric_per unit | Manual controls | GREM thermostat | DEEMED | 93.8279 | 0 | 0 | 0 | 0.017261 | 0 | 260 | 15 | 0.476 | 0.25758 | 0.40817 | 0.12932 | 0.20492 | 1 | 1 | Additions on Existing | 47.5142 | 0.18474 | 1407.419 | 0 | 0 | 0 | 5.472 | 83.5066 | 0 | 0 | 0 | 46.4277 | 0 | 0 | 129.9343 | 89.4003 | 40.534 | 1.4534 | 83.2993 | 0 | 0 | 0 | 46.6683 | 0 | 0 | 129.9676 | 89.4003 | 40.5673 | 1.4538 | 83.5259 | 0 | 0 | 0 | 47.03 | 0 | 0 | 130.556 | 89.4003 | 41.1557 | 1.4604 | per unit | 0 | 0 | 0.005 | 0 | 0 | 0 | 0 | 0 | 0 | 0 | 0 | 0 | 0 | 0 | 0 | 0 | 0 | 0 | 0 | 0 | 0 | 0 | 0 | 0 | 0 | 0 | 0 | 0 | 0 | 0 | 0 | 0 | 0 | 0 | 0 | 0 | 0 | 0 | 0 | 0 | 0 | 0 | 0 | 0 | 0 | 0 | 0 | 0 | 0 | 0 | 0 | 0 | 0 | 0 | 0 | 0 | 0 | 0 | 0 | 0 | 0 | 0 | 0 | 0 | 0 | 0 | 0 | 0 | 0 | 0 | 0 | 0 | 0 | 0 | 0 | 0 | 0 | 0 | 0 | 0 | 0 | 0 | 0 | 0 | 0 | 0 | 0 | 0 | 0 | #NUM! | #NUM! | #NUM! | 0 | 0 | 0 | 0 | 0 | 0 | 0 | 0 | 0 | 0 | 0 | 0 | 0 | 0 | 0 | 0 | 0 | 0 | 0 | 0 | 0 | 0 | 0 | 0 | 0 | 0 | 0 | 0 | 0 | 0 | 0 | 0 | 0 | 0 | 0 | 0 | 0 | 0 | 0 | 0 | 0 | 0 | 0 | 0 | 0 | 0 | 0 | 0 | 0 | 0 | 0 | 1 | 1 | 1 | 1 | 1 | 1 | 1 | 195 | -65.0657 | 0.66633 | 195 | -65.0324 | 0.6665 | 195 | -64.444 | 0.66952 | 0 | 0 | 0 | 0 | 0 | 0 | 0 | 0 | 0 | 0 | 0 | 0 | 0 | 0 | 0 | 0 | 0 | 0 | 0 | 0 | 0 | 0 | 0 | 0 | 0 | 0 | 0 | 0 | 0 | 0 | 0 | 0 | 0 | 0 | 0 | 0 | 0 | 0 | 0 | 0 | 0 | 0 | 0 | 0 | 0 | 0 | 0 | 0 | 0 | 0 | 0 | 0 | #NUM! | #NUM! | #NUM! | 0 | 0 | 0 | 0 | 0 | 0 | 0 | 0 | 0 | 0 | 0 | 0 | 0 | 0 | 0 | 0 | 0 | 0 | 0 | 0 | 0 | 0 | 0 | 0 | 0 | 0 | 0 | 0 | 0 | 0 | 0 | 0 | 0 | 0 | 0 | 0 | 0 | 0 | 0 | 0 | 0 | 0 | 0 | 0 | 0 | 0 | 0 | 0 | 0 | 0 | 0 | 260 | -130.0657 | 0.49975 | 260 | -130.0324 | 0.49988 | 260 | -129.444 | 0.50214 | 0 | 0 | 0 | 0 | 0 | 0 | 0 | 0 | 0 | 0 | 0 | 0 | 0 | 0 | 0 | 0 | 0 | 0 | 0 | 0 | 0 | 0 | 0 | 0 | 0 | 0 | 0 | 0 | 0 | 0 | 0 | 0 | 0 | 0 | 0 | 0 | 0 | 0 | 0 | 0 | 0 | 0 | 0 | 0 | 0 | 0 | 0 | 0 | 0 | 0 | 0 | 0 | #NUM! | #NUM! | #NUM! | 0 | 0 | 0 | 0 | 0 | 0 | 0 | 0 | 0 | 0 | 0 | 0 | 0 | 0 | 0 | 0 | 0 | 0 | 0 | 0 | 0 | 0 | 0 | 0 | 0 | 0 | 0 | 0 | 0 | 0 | 0 | 0 | 0 | 0 | 0 | 0 | 0 | 0 | 0 | 0 | 0 | 0 | 0 | 0 | 0 | 0 | 0 | 0 | 0 | 0 | 0
| 1063 | Business | Manufacturing/Industrial | HVAC | Electric | 02-277 | 02-277.10 | HVAC Control | [02-277]_Business_HVAC_Guest Room Energy Management_ADD_Electric_per unit | Manual controls | GREM thermostat | DEEMED | 110.7469 | 0 | 0 | 0 | 0.020374 | 0 | 260 | 15 | 0.476 | 0.25758 | 0.40817 | 0.12932 | 0.20492 | 1 | 1 | Additions on Existing | 40.2554 | 0.15651 | 1661.2042 | 0 | 0 | 0 | 6.4588 | 98.5645 | 0 | 0 | 0 | 54.7996 | 0 | 0 | 153.364 | 89.4003 | 63.9637 | 1.7155 | 98.3199 | 0 | 0 | 0 | 55.0835 | 0 | 0 | 153.4033 | 89.4003 | 64.003 | 1.7159 | 98.5873 | 0 | 0 | 0 | 55.5105 | 0 | 0 | 154.0978 | 89.4003 | 64.6975 | 1.7237 | per unit | 0 | 0 | 0.005 | 0 | 0 | 0 | 0 | 0 | 0 | 0 | 0 | 0 | 0 | 0 | 0 | 0 | 0 | 0 | 0 | 0 | 0 | 0 | 0 | 0 | 0 | 0 | 0 | 0 | 0 | 0 | 0 | 0 | 0 | 0 | 0 | 0 | 0 | 0 | 0 | 0 | 0 | 0 | 0 | 0 | 0 | 0 | 0 | 0 | 0 | 0 | 0 | 0 | 0 | 0 | 0 | 0 | 0 | 0 | 0 | 0 | 0 | 0 | 0 | 0 | 0 | 0 | 0 | 0 | 0 | 0 | 0 | 0 | 0 | 0 | 0 | 0 | 0 | 0 | 0 | 0 | 0 | 0 | 0 | 0 | 0 | 0 | 0 | 0 | 0 | #NUM! | #NUM! | #NUM! | 0 | 0 | 0 | 0 | 0 | 0 | 0 | 0 | 0 | 0 | 0 | 0 | 0 | 0 | 0 | 0 | 0 | 0 | 0 | 0 | 0 | 0 | 0 | 0 | 0 | 0 | 0 | 0 | 0 | 0 | 0 | 0 | 0 | 0 | 0 | 0 | 0 | 0 | 0 | 0 | 0 | 0 | 0 | 0 | 0 | 0 | 0 | 0 | 0 | 0 | 0 | 1 | 1 | 1 | 1 | 1 | 1 | 1 | 195 | -41.636 | 0.78648 | 195 | -41.5967 | 0.78668 | 195 | -40.9022 | 0.79025 | 0 | 0 | 0 | 0 | 0 | 0 | 0 | 0 | 0 | 0 | 0 | 0 | 0 | 0 | 0 | 0 | 0 | 0 | 0 | 0 | 0 | 0 | 0 | 0 | 0 | 0 | 0 | 0 | 0 | 0 | 0 | 0 | 0 | 0 | 0 | 0 | 0 | 0 | 0 | 0 | 0 | 0 | 0 | 0 | 0 | 0 | 0 | 0 | 0 | 0 | 0 | 0 | #NUM! | #NUM! | #NUM! | 0 | 0 | 0 | 0 | 0 | 0 | 0 | 0 | 0 | 0 | 0 | 0 | 0 | 0 | 0 | 0 | 0 | 0 | 0 | 0 | 0 | 0 | 0 | 0 | 0 | 0 | 0 | 0 | 0 | 0 | 0 | 0 | 0 | 0 | 0 | 0 | 0 | 0 | 0 | 0 | 0 | 0 | 0 | 0 | 0 | 0 | 0 | 0 | 0 | 0 | 0 | 260 | -106.636 | 0.58986 | 260 | -106.5967 | 0.59001 | 260 | -105.9022 | 0.59268 | 0 | 0 | 0 | 0 | 0 | 0 | 0 | 0 | 0 | 0 | 0 | 0 | 0 | 0 | 0 | 0 | 0 | 0 | 0 | 0 | 0 | 0 | 0 | 0 | 0 | 0 | 0 | 0 | 0 | 0 | 0 | 0 | 0 | 0 | 0 | 0 | 0 | 0 | 0 | 0 | 0 | 0 | 0 | 0 | 0 | 0 | 0 | 0 | 0 | 0 | 0 | 0 | #NUM! | #NUM! | #NUM! | 0 | 0 | 0 | 0 | 0 | 0 | 0 | 0 | 0 | 0 | 0 | 0 | 0 | 0 | 0 | 0 | 0 | 0 | 0 | 0 | 0 | 0 | 0 | 0 | 0 | 0 | 0 | 0 | 0 | 0 | 0 | 0 | 0 | 0 | 0 | 0 | 0 | 0 | 0 | 0 | 0 | 0 | 0 | 0 | 0 | 0 | 0 | 0 | 0 | 0 | 0
| 1064 | Business | Office | HVAC | Gas | 02-455 | 02-455.01 | HVAC Control | [02-455]_Business_HVAC_Guest Room Energy Management_ADD_Gas_per unit | Manual controls | GREM thermostat | DEEMED | 75.8905 | 0.63831 | 0 | 0 | 0.024867 | 0 | 260 | 15 | 0.632 | 0.23 | 0.36 | 0.19 | 0.22 | 1 | 1 | Additions on Existing | 17.8968 | 0.2284 | 1138.3574 | 10.1018 | 0 | 0 | 14.5277 | 66.6579 | 72.6925 | 0 | 0 | 82.6876 | 0.67345 | 0 | 222.7114 | 95.6551 | 127.0563 | 2.3283 | 66.5184 | 73.542 | 0 | 0 | 83.1585 | 0.67345 | 0 | 223.8923 | 95.6551 | 128.2372 | 2.3406 | 66.7378 | 74.4986 | 0 | 0 | 83.8484 | 0.67345 | 0 | 225.7583 | 95.6551 | 130.1032 | 2.3601 | per unit | 0 | 0 | 0.005 | 0 | 0 | 0 | 0 | 0 | 0 | 0 | 0 | 0 | 0 | 0 | 0 | 0 | 0 | 0 | 0 | 0 | 0 | 0 | 0 | 0 | 0 | 0 | 0 | 0 | 0 | 0 | 0 | 0 | 0 | 0 | 0 | 0 | 0 | 0 | 0 | 0 | 0 | 0 | 0 | 0 | 0 | 0 | 0 | 0 | 0 | 0 | 0 | 0 | 0 | 0 | 0 | 0 | 0 | 0 | 0 | 0 | 0 | 0 | 0 | 0 | 0 | 0 | 0 | 0 | 0 | 0 | 0 | 0 | 0 | 0 | 0 | 0 | 0 | 0 | 0 | 0 | 0 | 0 | 0 | 0 | 0 | 0 | 0 | 0 | 0 | #NUM! | #NUM! | #NUM! | 0 | 0 | 0 | 0 | 0 | 0 | 0 | 0 | 0 | 0 | 0 | 0 | 0 | 0 | 0 | 0 | 0 | 0 | 0 | 0 | 0 | 0 | 0 | 0 | 0 | 0 | 0 | 0 | 0 | 0 | 0 | 0 | 0 | 0 | 0 | 0 | 0 | 0 | 0 | 0 | 0 | 0 | 0 | 0 | 0 | 0 | 0 | 0 | 0 | 0 | 0 | 1 | 1 | 1 | 1 | 1 | 1 | 1 | 195 | 27.7114 | 1.1421 | 195 | 28.8923 | 1.1482 | 195 | 30.7583 | 1.1577 | 0 | 0 | 0 | 0 | 0 | 0 | 0 | 0 | 0 | 0 | 0 | 0 | 0 | 0 | 0 | 0 | 0 | 0 | 0 | 0 | 0 | 0 | 0 | 0 | 0 | 0 | 0 | 0 | 0 | 0 | 0 | 0 | 0 | 0 | 0 | 0 | 0 | 0 | 0 | 0 | 0 | 0 | 0 | 0 | 0 | 0 | 0 | 0 | 0 | 0 | 0 | 0 | #NUM! | #NUM! | #NUM! | 0 | 0 | 0 | 0 | 0 | 0 | 0 | 0 | 0 | 0 | 0 | 0 | 0 | 0 | 0 | 0 | 0 | 0 | 0 | 0 | 0 | 0 | 0 | 0 | 0 | 0 | 0 | 0 | 0 | 0 | 0 | 0 | 0 | 0 | 0 | 0 | 0 | 0 | 0 | 0 | 0 | 0 | 0 | 0 | 0 | 0 | 0 | 0 | 0 | 0 | 0 | 260 | -37.2886 | 0.85658 | 260 | -36.1077 | 0.86112 | 260 | -34.2417 | 0.8683 | 0 | 0 | 0 | 0 | 0 | 0 | 0 | 0 | 0 | 0 | 0 | 0 | 0 | 0 | 0 | 0 | 0 | 0 | 0 | 0 | 0 | 0 | 0 | 0 | 0 | 0 | 0 | 0 | 0 | 0 | 0 | 0 | 0 | 0 | 0 | 0 | 0 | 0 | 0 | 0 | 0 | 0 | 0 | 0 | 0 | 0 | 0 | 0 | 0 | 0 | 0 | 0 | #NUM! | #NUM! | #NUM! | 0 | 0 | 0 | 0 | 0 | 0 | 0 | 0 | 0 | 0 | 0 | 0 | 0 | 0 | 0 | 0 | 0 | 0 | 0 | 0 | 0 | 0 | 0 | 0 | 0 | 0 | 0 | 0 | 0 | 0 | 0 | 0 | 0 | 0 | 0 | 0 | 0 | 0 | 0 | 0 | 0 | 0 | 0 | 0 | 0 | 0 | 0 | 0 | 0 | 0 | 0
| 1065 | Business | Retail | HVAC | Gas | 02-455 | 02-455.02 | HVAC Control | [02-455]_Business_HVAC_Guest Room Energy Management_ADD_Gas_per unit | Manual controls | GREM thermostat | DEEMED | 70.4537 | 0.63831 | 0 | 0 | 0.017904 | 0 | 260 | 15 | 0.632 | 0.23 | 0.36 | 0.19 | 0.22 | 1 | 1 | Additions on Existing | 18.2962 | 0.24602 | 1056.8056 | 10.1018 | 0 | 0 | 14.2106 | 61.8825 | 72.6925 | 0 | 0 | 59.535 | 0.67345 | 0 | 194.7834 | 95.6551 | 99.1284 | 2.0363 | 61.753 | 73.542 | 0 | 0 | 59.874 | 0.67345 | 0 | 195.8424 | 95.6551 | 100.1874 | 2.0474 | 61.9567 | 74.4986 | 0 | 0 | 60.3708 | 0.67345 | 0 | 197.4995 | 95.6551 | 101.8445 | 2.0647 | per unit | 0 | 0 | 0.005 | 0 | 0 | 0 | 0 | 0 | 0 | 0 | 0 | 0 | 0 | 0 | 0 | 0 | 0 | 0 | 0 | 0 | 0 | 0 | 0 | 0 | 0 | 0 | 0 | 0 | 0 | 0 | 0 | 0 | 0 | 0 | 0 | 0 | 0 | 0 | 0 | 0 | 0 | 0 | 0 | 0 | 0 | 0 | 0 | 0 | 0 | 0 | 0 | 0 | 0 | 0 | 0 | 0 | 0 | 0 | 0 | 0 | 0 | 0 | 0 | 0 | 0 | 0 | 0 | 0 | 0 | 0 | 0 | 0 | 0 | 0 | 0 | 0 | 0 | 0 | 0 | 0 | 0 | 0 | 0 | 0 | 0 | 0 | 0 | 0 | 0 | #NUM! | #NUM! | #NUM! | 0 | 0 | 0 | 0 | 0 | 0 | 0 | 0 | 0 | 0 | 0 | 0 | 0 | 0 | 0 | 0 | 0 | 0 | 0 | 0 | 0 | 0 | 0 | 0 | 0 | 0 | 0 | 0 | 0 | 0 | 0 | 0 | 0 | 0 | 0 | 0 | 0 | 0 | 0 | 0 | 0 | 0 | 0 | 0 | 0 | 0 | 0 | 0 | 0 | 0 | 0 | 1 | 1 | 1 | 1 | 1 | 1 | 1 | 195 | -0.21657 | 0.99889 | 195 | 0.84245 | 1.0043 | 195 | 2.4995 | 1.0128 | 0 | 0 | 0 | 0 | 0 | 0 | 0 | 0 | 0 | 0 | 0 | 0 | 0 | 0 | 0 | 0 | 0 | 0 | 0 | 0 | 0 | 0 | 0 | 0 | 0 | 0 | 0 | 0 | 0 | 0 | 0 | 0 | 0 | 0 | 0 | 0 | 0 | 0 | 0 | 0 | 0 | 0 | 0 | 0 | 0 | 0 | 0 | 0 | 0 | 0 | 0 | 0 | #NUM! | #NUM! | #NUM! | 0 | 0 | 0 | 0 | 0 | 0 | 0 | 0 | 0 | 0 | 0 | 0 | 0 | 0 | 0 | 0 | 0 | 0 | 0 | 0 | 0 | 0 | 0 | 0 | 0 | 0 | 0 | 0 | 0 | 0 | 0 | 0 | 0 | 0 | 0 | 0 | 0 | 0 | 0 | 0 | 0 | 0 | 0 | 0 | 0 | 0 | 0 | 0 | 0 | 0 | 0 | 260 | -65.2166 | 0.74917 | 260 | -64.1576 | 0.75324 | 260 | -62.5005 | 0.75961 | 0 | 0 | 0 | 0 | 0 | 0 | 0 | 0 | 0 | 0 | 0 | 0 | 0 | 0 | 0 | 0 | 0 | 0 | 0 | 0 | 0 | 0 | 0 | 0 | 0 | 0 | 0 | 0 | 0 | 0 | 0 | 0 | 0 | 0 | 0 | 0 | 0 | 0 | 0 | 0 | 0 | 0 | 0 | 0 | 0 | 0 | 0 | 0 | 0 | 0 | 0 | 0 | #NUM! | #NUM! | #NUM! | 0 | 0 | 0 | 0 | 0 | 0 | 0 | 0 | 0 | 0 | 0 | 0 | 0 | 0 | 0 | 0 | 0 | 0 | 0 | 0 | 0 | 0 | 0 | 0 | 0 | 0 | 0 | 0 | 0 | 0 | 0 | 0 | 0 | 0 | 0 | 0 | 0 | 0 | 0 | 0 | 0 | 0 | 0 | 0 | 0 | 0 | 0 | 0 | 0 | 0 | 0
| 1066 | Business | Food Service | HVAC | Gas | 02-455 | 02-455.03 | HVAC Control | [02-455]_Business_HVAC_Guest Room Energy Management_ADD_Gas_per unit | Manual controls | GREM thermostat | DEEMED | 75.8215 | 0.63831 | 0 | 0 | 0.024778 | 0 | 260 | 15 | 0.632 | 0.23 | 0.36 | 0.19 | 0.22 | 1 | 1 | Additions on Existing | 17.9018 | 0.22861 | 1137.322 | 10.1018 | 0 | 0 | 14.5237 | 66.5973 | 72.6925 | 0 | 0 | 82.3937 | 0.67345 | 0 | 266.8282 | 95.6551 | 171.1731 | 2.7895 | 66.4579 | 73.542 | 0 | 0 | 82.8629 | 0.67345 | 0 | 268.2434 | 95.6551 | 172.5883 | 2.8043 | 66.6771 | 74.4986 | 0 | 0 | 83.5503 | 0.67345 | 0 | 270.4794 | 95.6551 | 174.8243 | 2.8277 | per unit | 0 | 0 | 0.005 | 0 | 0 | 0 | 0 | 0 | 0 | 0 | 0 | 0 | 0 | 0 | 0 | 0 | 0 | 0 | 0 | 0 | 0 | 0 | 0 | 0 | 0 | 0 | 0 | 0 | 0 | 0 | 0 | 0 | 0 | 0 | 0 | 0 | 0 | 0 | 0 | 0 | 0 | 0 | 0 | 0 | 0 | 0 | 0 | 0 | 0 | 0 | 0 | 0 | 0 | 0 | 0 | 0 | 0 | 0 | 0 | 0 | 0 | 0 | 0 | 0 | 0 | 0 | 0 | 0 | 0 | 0 | 0 | 0 | 0 | 0 | 0 | 0 | 0 | 0 | 0 | 0 | 0 | 0 | 0 | 0 | 0 | 0 | 0 | 0 | 0 | #NUM! | #NUM! | #NUM! | 0 | 0 | 0 | 0 | 0 | 0 | 0 | 0 | 0 | 0 | 0 | 0 | 0 | 0 | 0 | 0 | 0 | 0 | 0 | 0 | 0 | 0 | 0 | 0 | 0 | 0 | 0 | 0 | 0 | 0 | 0 | 0 | 0 | 0 | 0 | 0 | 0 | 0 | 0 | 0 | 0 | 0 | 0 | 0 | 0 | 0 | 0 | 0 | 0 | 0 | 0 | 1 | 1 | 1 | 1 | 1 | 1 | 1 | 195 | 71.8282 | 1.3683 | 195 | 73.2434 | 1.3756 | 195 | 75.4794 | 1.3871 | 0 | 0 | 0 | 0 | 0 | 0 | 0 | 0 | 0 | 0 | 0 | 0 | 0 | 0 | 0 | 0 | 0 | 0 | 0 | 0 | 0 | 0 | 0 | 0 | 0 | 0 | 0 | 0 | 0 | 0 | 0 | 0 | 0 | 0 | 0 | 0 | 0 | 0 | 0 | 0 | 0 | 0 | 0 | 0 | 0 | 0 | 0 | 0 | 0 | 0 | 0 | 0 | #NUM! | #NUM! | #NUM! | 0 | 0 | 0 | 0 | 0 | 0 | 0 | 0 | 0 | 0 | 0 | 0 | 0 | 0 | 0 | 0 | 0 | 0 | 0 | 0 | 0 | 0 | 0 | 0 | 0 | 0 | 0 | 0 | 0 | 0 | 0 | 0 | 0 | 0 | 0 | 0 | 0 | 0 | 0 | 0 | 0 | 0 | 0 | 0 | 0 | 0 | 0 | 0 | 0 | 0 | 0 | 260 | 6.8282 | 1.0263 | 260 | 8.2434 | 1.0317 | 260 | 10.4794 | 1.0403 | 0 | 0 | 0 | 0 | 0 | 0 | 0 | 0 | 0 | 0 | 0 | 0 | 0 | 0 | 0 | 0 | 0 | 0 | 0 | 0 | 0 | 0 | 0 | 0 | 0 | 0 | 0 | 0 | 0 | 0 | 0 | 0 | 0 | 0 | 0 | 0 | 0 | 0 | 0 | 0 | 0 | 0 | 0 | 0 | 0 | 0 | 0 | 0 | 0 | 0 | 0 | 0 | #NUM! | #NUM! | #NUM! | 0 | 0 | 0 | 0 | 0 | 0 | 0 | 0 | 0 | 0 | 0 | 0 | 0 | 0 | 0 | 0 | 0 | 0 | 0 | 0 | 0 | 0 | 0 | 0 | 0 | 0 | 0 | 0 | 0 | 0 | 0 | 0 | 0 | 0 | 0 | 0 | 0 | 0 | 0 | 0 | 0 | 0 | 0 | 0 | 0 | 0 | 0 | 0 | 0 | 0 | 0
| 1067 | Business | Healthcare/Hospitals | HVAC | Gas | 02-455 | 02-455.04 | HVAC Control | [02-455]_Business_HVAC_Guest Room Energy Management_ADD_Gas_per unit | Manual controls | GREM thermostat | DEEMED | 76.2793 | 0.63831 | 0 | 0 | 0.025365 | 0 | 260 | 15 | 0.632 | 0.23 | 0.36 | 0.19 | 0.22 | 1 | 1 | Additions on Existing | 17.869 | 0.22724 | 1144.1889 | 10.1018 | 0 | 0 | 14.5504 | 66.9994 | 72.6925 | 0 | 0 | 84.3432 | 0.67345 | 0 | 224.7084 | 109.5989 | 115.1095 | 2.0503 | 66.8591 | 73.542 | 0 | 0 | 84.8235 | 0.67345 | 0 | 225.898 | 109.5989 | 116.2991 | 2.0611 | 67.0797 | 74.4986 | 0 | 0 | 85.5272 | 0.67345 | 0 | 227.7789 | 109.5989 | 118.1801 | 2.0783 | per unit | 0 | 0 | 0.005 | 0 | 0 | 0 | 0 | 0 | 0 | 0 | 0 | 0 | 0 | 0 | 0 | 0 | 0 | 0 | 0 | 0 | 0 | 0 | 0 | 0 | 0 | 0 | 0 | 0 | 0 | 0 | 0 | 0 | 0 | 0 | 0 | 0 | 0 | 0 | 0 | 0 | 0 | 0 | 0 | 0 | 0 | 0 | 0 | 0 | 0 | 0 | 0 | 0 | 0 | 0 | 0 | 0 | 0 | 0 | 0 | 0 | 0 | 0 | 0 | 0 | 0 | 0 | 0 | 0 | 0 | 0 | 0 | 0 | 0 | 0 | 0 | 0 | 0 | 0 | 0 | 0 | 0 | 0 | 0 | 0 | 0 | 0 | 0 | 0 | 0 | #NUM! | #NUM! | #NUM! | 0 | 0 | 0 | 0 | 0 | 0 | 0 | 0 | 0 | 0 | 0 | 0 | 0 | 0 | 0 | 0 | 0 | 0 | 0 | 0 | 0 | 0 | 0 | 0 | 0 | 0 | 0 | 0 | 0 | 0 | 0 | 0 | 0 | 0 | 0 | 0 | 0 | 0 | 0 | 0 | 0 | 0 | 0 | 0 | 0 | 0 | 0 | 0 | 0 | 0 | 0 | 1 | 1 | 1 | 1 | 1 | 1 | 1 | 195 | 29.7084 | 1.1524 | 195 | 30.898 | 1.1585 | 195 | 32.7789 | 1.1681 | 0 | 0 | 0 | 0 | 0 | 0 | 0 | 0 | 0 | 0 | 0 | 0 | 0 | 0 | 0 | 0 | 0 | 0 | 0 | 0 | 0 | 0 | 0 | 0 | 0 | 0 | 0 | 0 | 0 | 0 | 0 | 0 | 0 | 0 | 0 | 0 | 0 | 0 | 0 | 0 | 0 | 0 | 0 | 0 | 0 | 0 | 0 | 0 | 0 | 0 | 0 | 0 | #NUM! | #NUM! | #NUM! | 0 | 0 | 0 | 0 | 0 | 0 | 0 | 0 | 0 | 0 | 0 | 0 | 0 | 0 | 0 | 0 | 0 | 0 | 0 | 0 | 0 | 0 | 0 | 0 | 0 | 0 | 0 | 0 | 0 | 0 | 0 | 0 | 0 | 0 | 0 | 0 | 0 | 0 | 0 | 0 | 0 | 0 | 0 | 0 | 0 | 0 | 0 | 0 | 0 | 0 | 0 | 260 | -35.2916 | 0.86426 | 260 | -34.102 | 0.86884 | 260 | -32.2211 | 0.87607 | 0 | 0 | 0 | 0 | 0 | 0 | 0 | 0 | 0 | 0 | 0 | 0 | 0 | 0 | 0 | 0 | 0 | 0 | 0 | 0 | 0 | 0 | 0 | 0 | 0 | 0 | 0 | 0 | 0 | 0 | 0 | 0 | 0 | 0 | 0 | 0 | 0 | 0 | 0 | 0 | 0 | 0 | 0 | 0 | 0 | 0 | 0 | 0 | 0 | 0 | 0 | 0 | #NUM! | #NUM! | #NUM! | 0 | 0 | 0 | 0 | 0 | 0 | 0 | 0 | 0 | 0 | 0 | 0 | 0 | 0 | 0 | 0 | 0 | 0 | 0 | 0 | 0 | 0 | 0 | 0 | 0 | 0 | 0 | 0 | 0 | 0 | 0 | 0 | 0 | 0 | 0 | 0 | 0 | 0 | 0 | 0 | 0 | 0 | 0 | 0 | 0 | 0 | 0 | 0 | 0 | 0 | 0
| 1068 | Business | Campus/Education | HVAC | Gas | 02-455 | 02-455.05 | HVAC Control | [02-455]_Business_HVAC_Guest Room Energy Management_ADD_Gas_per unit | Manual controls | GREM thermostat | DEEMED | 74.2016 | 0.63831 | 0 | 0 | 0.022704 | 0 | 260 | 15 | 0.632 | 0.23 | 0.36 | 0.19 | 0.22 | 1 | 1 | Additions on Existing | 18.019 | 0.2336 | 1113.0233 | 10.1018 | 0 | 0 | 14.4292 | 65.1744 | 72.6925 | 0 | 0 | 75.4952 | 0.67345 | 0 | 214.0356 | 109.5989 | 104.4367 | 1.9529 | 65.038 | 73.542 | 0 | 0 | 75.9252 | 0.67345 | 0 | 215.1786 | 109.5989 | 105.5797 | 1.9633 | 65.2526 | 74.4986 | 0 | 0 | 76.555 | 0.67345 | 0 | 216.9797 | 109.5989 | 107.3808 | 1.9798 | per unit | 0 | 0 | 0.005 | 0 | 0 | 0 | 0 | 0 | 0 | 0 | 0 | 0 | 0 | 0 | 0 | 0 | 0 | 0 | 0 | 0 | 0 | 0 | 0 | 0 | 0 | 0 | 0 | 0 | 0 | 0 | 0 | 0 | 0 | 0 | 0 | 0 | 0 | 0 | 0 | 0 | 0 | 0 | 0 | 0 | 0 | 0 | 0 | 0 | 0 | 0 | 0 | 0 | 0 | 0 | 0 | 0 | 0 | 0 | 0 | 0 | 0 | 0 | 0 | 0 | 0 | 0 | 0 | 0 | 0 | 0 | 0 | 0 | 0 | 0 | 0 | 0 | 0 | 0 | 0 | 0 | 0 | 0 | 0 | 0 | 0 | 0 | 0 | 0 | 0 | #NUM! | #NUM! | #NUM! | 0 | 0 | 0 | 0 | 0 | 0 | 0 | 0 | 0 | 0 | 0 | 0 | 0 | 0 | 0 | 0 | 0 | 0 | 0 | 0 | 0 | 0 | 0 | 0 | 0 | 0 | 0 | 0 | 0 | 0 | 0 | 0 | 0 | 0 | 0 | 0 | 0 | 0 | 0 | 0 | 0 | 0 | 0 | 0 | 0 | 0 | 0 | 0 | 0 | 0 | 0 | 1 | 1 | 1 | 1 | 1 | 1 | 1 | 195 | 19.0356 | 1.0976 | 195 | 20.1786 | 1.1035 | 195 | 21.9797 | 1.1127 | 0 | 0 | 0 | 0 | 0 | 0 | 0 | 0 | 0 | 0 | 0 | 0 | 0 | 0 | 0 | 0 | 0 | 0 | 0 | 0 | 0 | 0 | 0 | 0 | 0 | 0 | 0 | 0 | 0 | 0 | 0 | 0 | 0 | 0 | 0 | 0 | 0 | 0 | 0 | 0 | 0 | 0 | 0 | 0 | 0 | 0 | 0 | 0 | 0 | 0 | 0 | 0 | #NUM! | #NUM! | #NUM! | 0 | 0 | 0 | 0 | 0 | 0 | 0 | 0 | 0 | 0 | 0 | 0 | 0 | 0 | 0 | 0 | 0 | 0 | 0 | 0 | 0 | 0 | 0 | 0 | 0 | 0 | 0 | 0 | 0 | 0 | 0 | 0 | 0 | 0 | 0 | 0 | 0 | 0 | 0 | 0 | 0 | 0 | 0 | 0 | 0 | 0 | 0 | 0 | 0 | 0 | 0 | 260 | -45.9644 | 0.82321 | 260 | -44.8214 | 0.82761 | 260 | -43.0203 | 0.83454 | 0 | 0 | 0 | 0 | 0 | 0 | 0 | 0 | 0 | 0 | 0 | 0 | 0 | 0 | 0 | 0 | 0 | 0 | 0 | 0 | 0 | 0 | 0 | 0 | 0 | 0 | 0 | 0 | 0 | 0 | 0 | 0 | 0 | 0 | 0 | 0 | 0 | 0 | 0 | 0 | 0 | 0 | 0 | 0 | 0 | 0 | 0 | 0 | 0 | 0 | 0 | 0 | #NUM! | #NUM! | #NUM! | 0 | 0 | 0 | 0 | 0 | 0 | 0 | 0 | 0 | 0 | 0 | 0 | 0 | 0 | 0 | 0 | 0 | 0 | 0 | 0 | 0 | 0 | 0 | 0 | 0 | 0 | 0 | 0 | 0 | 0 | 0 | 0 | 0 | 0 | 0 | 0 | 0 | 0 | 0 | 0 | 0 | 0 | 0 | 0 | 0 | 0 | 0 | 0 | 0 | 0 | 0
| 1069 | Business | Warehouse | HVAC | Gas | 02-455 | 02-455.06 | HVAC Control | [02-455]_Business_HVAC_Guest Room Energy Management_ADD_Gas_per unit | Manual controls | GREM thermostat | DEEMED | 67.9236 | 0.63831 | 0 | 0 | 0.014664 | 0 | 260 | 15 | 0.632 | 0.23 | 0.36 | 0.19 | 0.22 | 1 | 1 | Additions on Existing | 18.4881 | 0.25519 | 1018.8536 | 10.1018 | 0 | 0 | 14.0631 | 59.6602 | 72.6925 | 0 | 0 | 48.7604 | 0.67345 | 0 | 181.7865 | 109.5989 | 72.1876 | 1.6587 | 59.5353 | 73.542 | 0 | 0 | 49.0381 | 0.67345 | 0 | 182.7888 | 109.5989 | 73.1899 | 1.6678 | 59.7317 | 74.4986 | 0 | 0 | 49.4449 | 0.67345 | 0 | 184.3487 | 109.5989 | 74.7498 | 1.682 | per unit | 0 | 0 | 0.005 | 0 | 0 | 0 | 0 | 0 | 0 | 0 | 0 | 0 | 0 | 0 | 0 | 0 | 0 | 0 | 0 | 0 | 0 | 0 | 0 | 0 | 0 | 0 | 0 | 0 | 0 | 0 | 0 | 0 | 0 | 0 | 0 | 0 | 0 | 0 | 0 | 0 | 0 | 0 | 0 | 0 | 0 | 0 | 0 | 0 | 0 | 0 | 0 | 0 | 0 | 0 | 0 | 0 | 0 | 0 | 0 | 0 | 0 | 0 | 0 | 0 | 0 | 0 | 0 | 0 | 0 | 0 | 0 | 0 | 0 | 0 | 0 | 0 | 0 | 0 | 0 | 0 | 0 | 0 | 0 | 0 | 0 | 0 | 0 | 0 | 0 | #NUM! | #NUM! | #NUM! | 0 | 0 | 0 | 0 | 0 | 0 | 0 | 0 | 0 | 0 | 0 | 0 | 0 | 0 | 0 | 0 | 0 | 0 | 0 | 0 | 0 | 0 | 0 | 0 | 0 | 0 | 0 | 0 | 0 | 0 | 0 | 0 | 0 | 0 | 0 | 0 | 0 | 0 | 0 | 0 | 0 | 0 | 0 | 0 | 0 | 0 | 0 | 0 | 0 | 0 | 0 | 1 | 1 | 1 | 1 | 1 | 1 | 1 | 195 | -13.2135 | 0.93224 | 195 | -12.2112 | 0.93738 | 195 | -10.6513 | 0.94538 | 0 | 0 | 0 | 0 | 0 | 0 | 0 | 0 | 0 | 0 | 0 | 0 | 0 | 0 | 0 | 0 | 0 | 0 | 0 | 0 | 0 | 0 | 0 | 0 | 0 | 0 | 0 | 0 | 0 | 0 | 0 | 0 | 0 | 0 | 0 | 0 | 0 | 0 | 0 | 0 | 0 | 0 | 0 | 0 | 0 | 0 | 0 | 0 | 0 | 0 | 0 | 0 | #NUM! | #NUM! | #NUM! | 0 | 0 | 0 | 0 | 0 | 0 | 0 | 0 | 0 | 0 | 0 | 0 | 0 | 0 | 0 | 0 | 0 | 0 | 0 | 0 | 0 | 0 | 0 | 0 | 0 | 0 | 0 | 0 | 0 | 0 | 0 | 0 | 0 | 0 | 0 | 0 | 0 | 0 | 0 | 0 | 0 | 0 | 0 | 0 | 0 | 0 | 0 | 0 | 0 | 0 | 0 | 260 | -78.2135 | 0.69918 | 260 | -77.2112 | 0.70303 | 260 | -75.6513 | 0.70903 | 0 | 0 | 0 | 0 | 0 | 0 | 0 | 0 | 0 | 0 | 0 | 0 | 0 | 0 | 0 | 0 | 0 | 0 | 0 | 0 | 0 | 0 | 0 | 0 | 0 | 0 | 0 | 0 | 0 | 0 | 0 | 0 | 0 | 0 | 0 | 0 | 0 | 0 | 0 | 0 | 0 | 0 | 0 | 0 | 0 | 0 | 0 | 0 | 0 | 0 | 0 | 0 | #NUM! | #NUM! | #NUM! | 0 | 0 | 0 | 0 | 0 | 0 | 0 | 0 | 0 | 0 | 0 | 0 | 0 | 0 | 0 | 0 | 0 | 0 | 0 | 0 | 0 | 0 | 0 | 0 | 0 | 0 | 0 | 0 | 0 | 0 | 0 | 0 | 0 | 0 | 0 | 0 | 0 | 0 | 0 | 0 | 0 | 0 | 0 | 0 | 0 | 0 | 0 | 0 | 0 | 0 | 0
| 1070 | Business | Lodging | HVAC | Gas | 02-455 | 02-455.07 | HVAC Control | [02-455]_Business_HVAC_Guest Room Energy Management_ADD_Gas_per unit | Manual controls | GREM thermostat | DEEMED | 71.9543 | 0.63831 | 0 | 0 | 0.019826 | 0 | 260 | 15 | 0.632 | 0.23 | 0.36 | 0.19 | 0.22 | 1 | 1 | Additions on Existing | 18.1842 | 0.24089 | 1079.3152 | 10.1018 | 0 | 0 | 14.2981 | 63.2006 | 72.6925 | 0 | 0 | 65.9255 | 0.67345 | 0 | 202.492 | 95.6551 | 106.8369 | 2.1169 | 63.0683 | 73.542 | 0 | 0 | 66.3009 | 0.67345 | 0 | 203.5847 | 95.6551 | 107.9296 | 2.1283 | 63.2764 | 74.4986 | 0 | 0 | 66.851 | 0.67345 | 0 | 205.2994 | 95.6551 | 109.6443 | 2.1462 | per unit | 807.5862 | 807.5862 | 0.005 | 8204.3317 | 72.7808 | 0 | 0 | 103.0147 | 1.4287 | 8137.9561 | 72.192 | 0 | 0 | 1.4171 | 7979.5539 | 70.7868 | 0 | 0 | 1.3895 | 8204.3317 | 16342.2879 | 24321.8417 | 72.7808 | 144.9728 | 215.7596 | 0 | 0 | 0 | 0 | 0 | 0 | 103.0147 | 205.196 | 305.3883 | 1.4287 | 2.8458 | 4.2353 | 8204.3317 | 72.7808 | 0 | 0 | 103.0147 | 1.4287 | 8137.9561 | 72.192 | 0 | 0 | 1.4171 | 7979.5539 | 70.7868 | 0 | 0 | 1.3895 | 8204.3317 | 2.8458 | 24321.8417 | 72.7808 | 144.9728 | 215.7596 | 0 | 0 | 0 | 0 | 0 | 0 | 103.0147 | 205.196 | 305.3883 | 1.4287 | 2.8458 | 4.2353 | 872.9883 | 1848.0271 | 872.9883 | 1995.439 | 1499.8808 | 876.2223 | 1864.8821 | 876.2223 | 2015.3871 | 1505.4372 | 876.0302 | 1880.1773 | 876.0302 | 2037.3225 | 1505.1071 | 9.1264 | 9.1602 | 9.1582 | 0.011245 | 0.011189 | 0.011133 | 656.6856 | 5.8255 | 0 | 0 | 8.2454 | 0.11435 | 659.1183 | 5.8471 | 0 | 0 | 8.276 | 0.11478 | 658.9738 | 5.8458 | 0 | 0 | 8.2742 | 0.11475 | 9850.2836 | 9886.7743 | 9884.6065 | 87.3821 | 87.7058 | 87.6866 | 0 | 0 | 0 | 0 | 0 | 0 | 123.6815 | 124.1397 | 124.1124 | 656.6856 | 0.22913 | 1974.7776 | 5.8255 | 11.6725 | 17.5183 | 0 | 0 | 0 | 0 | 0 | 0 | 8.2454 | 16.5214 | 24.7956 | 0.11435 | 0.22913 | 0.34388 | 1 | 1 | 1 | 1 | 1 | 1 | 1 | 195 | 7.492 | 1.0384 | 195 | 8.5847 | 1.044 | 195 | 10.2994 | 1.0528 | 8204.3317 | 72.7808 | 0 | 0 | 103.0147 | 1.4287 | 8137.9561 | 72.192 | 0 | 0 | 1.4171 | 7979.5539 | 70.7868 | 0 | 0 | 1.3895 | 8204.3317 | 2.8458 | 24321.8417 | 72.7808 | 144.9728 | 215.7596 | 0 | 0 | 0 | 0 | 0 | 0 | 103.0147 | 205.196 | 305.3883 | 1.4287 | 2.8458 | 4.2353 | 10735.0716 | 11147.5192 | 10735.0716 | 12036.7254 | 3578.3572 | 10677.1414 | 11147.1908 | 10677.1414 | 12046.823 | 3559.0471 | 10518.7074 | 11074.2794 | 10518.7074 | 11999.8675 | 3506.2358 | 55.0516 | 54.7546 | 53.9421 | 0.067829 | 0.067492 | 0.067156 | 3961.2055 | 35.1399 | 0 | 0 | 49.7374 | 0.68979 | 3939.8294 | 34.9503 | 0 | 0 | 49.469 | 0.68607 | 3881.3678 | 34.4317 | 0 | 0 | 48.735 | 0.67589 | 59418.0821 | 59097.4415 | 58220.5172 | 527.0991 | 524.2547 | 516.4755 | 0 | 0 | 0 | 0 | 0 | 0 | 746.0614 | 742.0354 | 731.0246 | 3961.2055 | 1.3759 | 11782.4027 | 35.1399 | 70.0903 | 104.522 | 0 | 0 | 0 | 0 | 0 | 0 | 49.7374 | 99.2065 | 147.9414 | 0.68979 | 1.3759 | 2.0517 | 260 | -57.508 | 0.77882 | 260 | -56.4153 | 0.78302 | 260 | -54.7006 | 0.78961 | 8204.3317 | 72.7808 | 0 | 0 | 103.0147 | 1.4287 | 8137.9561 | 72.192 | 0 | 0 | 1.4171 | 7979.5539 | 70.7868 | 0 | 0 | 1.3895 | 8204.3317 | 2.8458 | 24321.8417 | 72.7808 | 144.9728 | 215.7596 | 0 | 0 | 0 | 0 | 0 | 0 | 103.0147 | 205.196 | 305.3883 | 1.4287 | 2.8458 | 4.2353 | 23716.4406 | 18470.7299 | 23716.4406 | 19944.088 | 0 | 23524.5672 | 18420.1577 | 23524.5672 | 19906.7536 | 0 | 23066.6703 | 18213.7459 | 23066.6703 | 19736.0504 | 0 | 91.2171 | 90.4791 | 88.718 | 0.11239 | 0.11183 | 0.11127 | 6563.4654 | 58.2246 | 0 | 0 | 82.4118 | 1.1429 | 6510.3649 | 57.7536 | 0 | 0 | 81.745 | 1.1337 | 6383.6431 | 56.6294 | 0 | 0 | 80.1539 | 1.1116 | 98451.9807 | 97655.4735 | 95754.6463 | 873.3697 | 866.3038 | 849.4415 | 0 | 0 | 0 | 0 | 0 | 0 | 1236.1763 | 1226.1752 | 1202.3082 | 6563.4654 | 2.2766 | 19457.4734 | 58.2246 | 115.9782 | 172.6077 | 0 | 0 | 0 | 0 | 0 | 0 | 82.4118 | 164.1568 | 244.3106 | 1.1429 | 2.2766 | 3.3883
| 1071 | Business | Other Commercial | HVAC | Gas | 02-455 | 02-455.08 | HVAC Control | [02-455]_Business_HVAC_Guest Room Energy Management_ADD_Gas_per unit | Manual controls | GREM thermostat | DEEMED | 70.3848 | 0.63831 | 0 | 0 | 0.017816 | 0 | 260 | 15 | 0.632 | 0.23 | 0.36 | 0.19 | 0.22 | 1 | 1 | Additions on Existing | 18.3013 | 0.24627 | 1055.7713 | 10.1018 | 0 | 0 | 14.2066 | 61.822 | 72.6925 | 0 | 0 | 59.2414 | 0.67345 | 0 | 194.4292 | 95.6551 | 98.7742 | 2.0326 | 61.6926 | 73.542 | 0 | 0 | 59.5787 | 0.67345 | 0 | 195.4867 | 95.6551 | 99.8316 | 2.0437 | 61.8961 | 74.4986 | 0 | 0 | 60.073 | 0.67345 | 0 | 197.1412 | 95.6551 | 101.4861 | 2.061 | per unit | 0 | 0 | 0.005 | 0 | 0 | 0 | 0 | 0 | 0 | 0 | 0 | 0 | 0 | 0 | 0 | 0 | 0 | 0 | 0 | 0 | 0 | 0 | 0 | 0 | 0 | 0 | 0 | 0 | 0 | 0 | 0 | 0 | 0 | 0 | 0 | 0 | 0 | 0 | 0 | 0 | 0 | 0 | 0 | 0 | 0 | 0 | 0 | 0 | 0 | 0 | 0 | 0 | 0 | 0 | 0 | 0 | 0 | 0 | 0 | 0 | 0 | 0 | 0 | 0 | 0 | 0 | 0 | 0 | 0 | 0 | 0 | 0 | 0 | 0 | 0 | 0 | 0 | 0 | 0 | 0 | 0 | 0 | 0 | 0 | 0 | 0 | 0 | 0 | 0 | #NUM! | #NUM! | #NUM! | 0 | 0 | 0 | 0 | 0 | 0 | 0 | 0 | 0 | 0 | 0 | 0 | 0 | 0 | 0 | 0 | 0 | 0 | 0 | 0 | 0 | 0 | 0 | 0 | 0 | 0 | 0 | 0 | 0 | 0 | 0 | 0 | 0 | 0 | 0 | 0 | 0 | 0 | 0 | 0 | 0 | 0 | 0 | 0 | 0 | 0 | 0 | 0 | 0 | 0 | 0 | 1 | 1 | 1 | 1 | 1 | 1 | 1 | 195 | -0.57076 | 0.99707 | 195 | 0.48671 | 1.0025 | 195 | 2.1412 | 1.011 | 0 | 0 | 0 | 0 | 0 | 0 | 0 | 0 | 0 | 0 | 0 | 0 | 0 | 0 | 0 | 0 | 0 | 0 | 0 | 0 | 0 | 0 | 0 | 0 | 0 | 0 | 0 | 0 | 0 | 0 | 0 | 0 | 0 | 0 | 0 | 0 | 0 | 0 | 0 | 0 | 0 | 0 | 0 | 0 | 0 | 0 | 0 | 0 | 0 | 0 | 0 | 0 | #NUM! | #NUM! | #NUM! | 0 | 0 | 0 | 0 | 0 | 0 | 0 | 0 | 0 | 0 | 0 | 0 | 0 | 0 | 0 | 0 | 0 | 0 | 0 | 0 | 0 | 0 | 0 | 0 | 0 | 0 | 0 | 0 | 0 | 0 | 0 | 0 | 0 | 0 | 0 | 0 | 0 | 0 | 0 | 0 | 0 | 0 | 0 | 0 | 0 | 0 | 0 | 0 | 0 | 0 | 0 | 260 | -65.5708 | 0.7478 | 260 | -64.5133 | 0.75187 | 260 | -62.8588 | 0.75824 | 0 | 0 | 0 | 0 | 0 | 0 | 0 | 0 | 0 | 0 | 0 | 0 | 0 | 0 | 0 | 0 | 0 | 0 | 0 | 0 | 0 | 0 | 0 | 0 | 0 | 0 | 0 | 0 | 0 | 0 | 0 | 0 | 0 | 0 | 0 | 0 | 0 | 0 | 0 | 0 | 0 | 0 | 0 | 0 | 0 | 0 | 0 | 0 | 0 | 0 | 0 | 0 | #NUM! | #NUM! | #NUM! | 0 | 0 | 0 | 0 | 0 | 0 | 0 | 0 | 0 | 0 | 0 | 0 | 0 | 0 | 0 | 0 | 0 | 0 | 0 | 0 | 0 | 0 | 0 | 0 | 0 | 0 | 0 | 0 | 0 | 0 | 0 | 0 | 0 | 0 | 0 | 0 | 0 | 0 | 0 | 0 | 0 | 0 | 0 | 0 | 0 | 0 | 0 | 0 | 0 | 0 | 0
| 1072 | Business | Food Sales | HVAC | Gas | 02-455 | 02-455.09 | HVAC Control | [02-455]_Business_HVAC_Guest Room Energy Management_ADD_Gas_per unit | Manual controls | GREM thermostat | DEEMED | 75.6499 | 0.63831 | 0 | 0 | 0.024559 | 0 | 260 | 15 | 0.632 | 0.23 | 0.36 | 0.19 | 0.22 | 1 | 1 | Additions on Existing | 17.9141 | 0.22913 | 1134.7491 | 10.1018 | 0 | 0 | 14.5137 | 66.4466 | 72.6925 | 0 | 0 | 81.6632 | 0.67345 | 0 | 221.4757 | 95.6551 | 125.8206 | 2.3154 | 66.3075 | 73.542 | 0 | 0 | 82.1283 | 0.67345 | 0 | 222.6512 | 95.6551 | 126.9961 | 2.3276 | 66.5263 | 74.4986 | 0 | 0 | 82.8096 | 0.67345 | 0 | 224.5079 | 95.6551 | 128.8529 | 2.3471 | per unit | 0 | 0 | 0.005 | 0 | 0 | 0 | 0 | 0 | 0 | 0 | 0 | 0 | 0 | 0 | 0 | 0 | 0 | 0 | 0 | 0 | 0 | 0 | 0 | 0 | 0 | 0 | 0 | 0 | 0 | 0 | 0 | 0 | 0 | 0 | 0 | 0 | 0 | 0 | 0 | 0 | 0 | 0 | 0 | 0 | 0 | 0 | 0 | 0 | 0 | 0 | 0 | 0 | 0 | 0 | 0 | 0 | 0 | 0 | 0 | 0 | 0 | 0 | 0 | 0 | 0 | 0 | 0 | 0 | 0 | 0 | 0 | 0 | 0 | 0 | 0 | 0 | 0 | 0 | 0 | 0 | 0 | 0 | 0 | 0 | 0 | 0 | 0 | 0 | 0 | #NUM! | #NUM! | #NUM! | 0 | 0 | 0 | 0 | 0 | 0 | 0 | 0 | 0 | 0 | 0 | 0 | 0 | 0 | 0 | 0 | 0 | 0 | 0 | 0 | 0 | 0 | 0 | 0 | 0 | 0 | 0 | 0 | 0 | 0 | 0 | 0 | 0 | 0 | 0 | 0 | 0 | 0 | 0 | 0 | 0 | 0 | 0 | 0 | 0 | 0 | 0 | 0 | 0 | 0 | 0 | 1 | 1 | 1 | 1 | 1 | 1 | 1 | 195 | 26.4757 | 1.1358 | 195 | 27.6512 | 1.1418 | 195 | 29.5079 | 1.1513 | 0 | 0 | 0 | 0 | 0 | 0 | 0 | 0 | 0 | 0 | 0 | 0 | 0 | 0 | 0 | 0 | 0 | 0 | 0 | 0 | 0 | 0 | 0 | 0 | 0 | 0 | 0 | 0 | 0 | 0 | 0 | 0 | 0 | 0 | 0 | 0 | 0 | 0 | 0 | 0 | 0 | 0 | 0 | 0 | 0 | 0 | 0 | 0 | 0 | 0 | 0 | 0 | #NUM! | #NUM! | #NUM! | 0 | 0 | 0 | 0 | 0 | 0 | 0 | 0 | 0 | 0 | 0 | 0 | 0 | 0 | 0 | 0 | 0 | 0 | 0 | 0 | 0 | 0 | 0 | 0 | 0 | 0 | 0 | 0 | 0 | 0 | 0 | 0 | 0 | 0 | 0 | 0 | 0 | 0 | 0 | 0 | 0 | 0 | 0 | 0 | 0 | 0 | 0 | 0 | 0 | 0 | 0 | 260 | -38.5243 | 0.85183 | 260 | -37.3488 | 0.85635 | 260 | -35.4921 | 0.86349 | 0 | 0 | 0 | 0 | 0 | 0 | 0 | 0 | 0 | 0 | 0 | 0 | 0 | 0 | 0 | 0 | 0 | 0 | 0 | 0 | 0 | 0 | 0 | 0 | 0 | 0 | 0 | 0 | 0 | 0 | 0 | 0 | 0 | 0 | 0 | 0 | 0 | 0 | 0 | 0 | 0 | 0 | 0 | 0 | 0 | 0 | 0 | 0 | 0 | 0 | 0 | 0 | #NUM! | #NUM! | #NUM! | 0 | 0 | 0 | 0 | 0 | 0 | 0 | 0 | 0 | 0 | 0 | 0 | 0 | 0 | 0 | 0 | 0 | 0 | 0 | 0 | 0 | 0 | 0 | 0 | 0 | 0 | 0 | 0 | 0 | 0 | 0 | 0 | 0 | 0 | 0 | 0 | 0 | 0 | 0 | 0 | 0 | 0 | 0 | 0 | 0 | 0 | 0 | 0 | 0 | 0 | 0
| 1073 | Business | Manufacturing/Industrial | HVAC | Gas | 02-455 | 02-455.10 | HVAC Control | [02-455]_Business_HVAC_Guest Room Energy Management_ADD_Gas_per unit | Manual controls | GREM thermostat | DEEMED | 73.6163 | 0.63831 | 0 | 0 | 0.021954 | 0 | 260 | 15 | 0.632 | 0.23 | 0.36 | 0.19 | 0.22 | 1 | 1 | Additions on Existing | 18.0617 | 0.23546 | 1104.2448 | 10.1018 | 0 | 0 | 14.3951 | 64.6604 | 72.6925 | 0 | 0 | 73.003 | 0.67345 | 0 | 211.0293 | 109.5989 | 101.4304 | 1.9255 | 64.525 | 73.542 | 0 | 0 | 73.4187 | 0.67345 | 0 | 212.1592 | 109.5989 | 102.5603 | 1.9358 | 64.7379 | 74.4986 | 0 | 0 | 74.0278 | 0.67345 | 0 | 213.9378 | 109.5989 | 104.3389 | 1.952 | per unit | 0 | 0 | 0.005 | 0 | 0 | 0 | 0 | 0 | 0 | 0 | 0 | 0 | 0 | 0 | 0 | 0 | 0 | 0 | 0 | 0 | 0 | 0 | 0 | 0 | 0 | 0 | 0 | 0 | 0 | 0 | 0 | 0 | 0 | 0 | 0 | 0 | 0 | 0 | 0 | 0 | 0 | 0 | 0 | 0 | 0 | 0 | 0 | 0 | 0 | 0 | 0 | 0 | 0 | 0 | 0 | 0 | 0 | 0 | 0 | 0 | 0 | 0 | 0 | 0 | 0 | 0 | 0 | 0 | 0 | 0 | 0 | 0 | 0 | 0 | 0 | 0 | 0 | 0 | 0 | 0 | 0 | 0 | 0 | 0 | 0 | 0 | 0 | 0 | 0 | #NUM! | #NUM! | #NUM! | 0 | 0 | 0 | 0 | 0 | 0 | 0 | 0 | 0 | 0 | 0 | 0 | 0 | 0 | 0 | 0 | 0 | 0 | 0 | 0 | 0 | 0 | 0 | 0 | 0 | 0 | 0 | 0 | 0 | 0 | 0 | 0 | 0 | 0 | 0 | 0 | 0 | 0 | 0 | 0 | 0 | 0 | 0 | 0 | 0 | 0 | 0 | 0 | 0 | 0 | 0 | 1 | 1 | 1 | 1 | 1 | 1 | 1 | 195 | 16.0293 | 1.0822 | 195 | 17.1592 | 1.088 | 195 | 18.9378 | 1.0971 | 0 | 0 | 0 | 0 | 0 | 0 | 0 | 0 | 0 | 0 | 0 | 0 | 0 | 0 | 0 | 0 | 0 | 0 | 0 | 0 | 0 | 0 | 0 | 0 | 0 | 0 | 0 | 0 | 0 | 0 | 0 | 0 | 0 | 0 | 0 | 0 | 0 | 0 | 0 | 0 | 0 | 0 | 0 | 0 | 0 | 0 | 0 | 0 | 0 | 0 | 0 | 0 | #NUM! | #NUM! | #NUM! | 0 | 0 | 0 | 0 | 0 | 0 | 0 | 0 | 0 | 0 | 0 | 0 | 0 | 0 | 0 | 0 | 0 | 0 | 0 | 0 | 0 | 0 | 0 | 0 | 0 | 0 | 0 | 0 | 0 | 0 | 0 | 0 | 0 | 0 | 0 | 0 | 0 | 0 | 0 | 0 | 0 | 0 | 0 | 0 | 0 | 0 | 0 | 0 | 0 | 0 | 0 | 260 | -48.9707 | 0.81165 | 260 | -47.8408 | 0.816 | 260 | -46.0622 | 0.82284 | 0 | 0 | 0 | 0 | 0 | 0 | 0 | 0 | 0 | 0 | 0 | 0 | 0 | 0 | 0 | 0 | 0 | 0 | 0 | 0 | 0 | 0 | 0 | 0 | 0 | 0 | 0 | 0 | 0 | 0 | 0 | 0 | 0 | 0 | 0 | 0 | 0 | 0 | 0 | 0 | 0 | 0 | 0 | 0 | 0 | 0 | 0 | 0 | 0 | 0 | 0 | 0 | #NUM! | #NUM! | #NUM! | 0 | 0 | 0 | 0 | 0 | 0 | 0 | 0 | 0 | 0 | 0 | 0 | 0 | 0 | 0 | 0 | 0 | 0 | 0 | 0 | 0 | 0 | 0 | 0 | 0 | 0 | 0 | 0 | 0 | 0 | 0 | 0 | 0 | 0 | 0 | 0 | 0 | 0 | 0 | 0 | 0 | 0 | 0 | 0 | 0 | 0 | 0 | 0 | 0 | 0 | 0
| 1074 | Business | Office | HVAC | Gas | 02-407 | 02-407.01 | Misc Heating | [02-407]_Business_HVAC_High Efficiency Unit Heaters_Emerging Tech_ROB_Gas_per unit | TE 0.8 | TE 0.90 | ENGINEER | 0 | 32.0461 | 0 | 0 | 0 | 0 | 676 | 12 | 0 | 0.387 | 0.612 | 0 | 0.001 | 1 | 1 | Replace on Burnout | 1.6662 | #NUM! | 0 | 405.7247 | 0 | 0 | 405.7247 | 0 | 3011.4342 | 0 | 0 | 0 | 33.8104 | 0 | 3045.2445 | 248.7032 | 2796.5414 | 12.2445 | 0 | 3048.6749 | 0 | 0 | 0 | 33.8104 | 0 | 3082.4853 | 248.7032 | 2833.7821 | 12.3942 | 0 | 3088.1749 | 0 | 0 | 0 | 33.8104 | 0 | 3121.9853 | 248.7032 | 2873.2821 | 12.5531 | per unit | 0.018702 | 459.5169 | 0.005 | 0 | 0 | 0 | 0 | 0 | 0 | 0 | 0 | 0 | 0 | 0 | 0 | 0 | 0 | 0 | 0 | 0 | 0 | 0 | 0 | 0 | 0 | 0 | 0 | 0 | 0 | 0 | 0 | 0 | 0 | 0 | 0 | 0 | 0 | 0 | 0 | 0 | 0 | 0 | 0 | 0 | 0 | 0 | 0 | 0 | 0 | 0 | 0 | 0 | 0 | 0 | 0 | 0 | 0 | 0 | 0 | 0 | 0 | 0 | 0 | 0 | 0 | 0 | 0 | 0 | 0 | 0 | 0 | 304.0506 | 3722.9458 | 304.0506 | 2899.2592 | 522.3892 | 306.008 | 3792.7348 | 306.008 | 2935.2466 | 525.7522 | 307.9784 | 3866.0709 | 307.9784 | 2972.5519 | 529.1376 | 1.2225 | 1.2304 | 1.2383 | 0.0026473 | 0.0026341 | 0.002621 | 0 | 39.1777 | 0 | 0 | 39.1777 | 0 | 0 | 39.4299 | 0 | 0 | 39.4299 | 0 | 0 | 39.6838 | 0 | 0 | 39.6838 | 0 | 0 | 0 | 0 | 470.1327 | 473.1593 | 476.206 | 0 | 0 | 0 | 0 | 0 | 0 | 470.1327 | 473.1593 | 476.206 | 0 | 0 | 0 | 39.1777 | 78.6077 | 118.2915 | 0 | 0 | 0 | 0 | 0 | 0 | 39.1777 | 78.6077 | 118.2915 | 0 | 0 | 0 | 1 | 1 | 1 | 1 | 1 | 1 | 1 | 507 | 2538.2445 | 6.0064 | 507 | 2575.4853 | 6.0799 | 507 | 2614.9853 | 6.1578 | 0 | 0 | 0 | 0 | 0 | 0 | 0 | 0 | 0 | 0 | 0 | 0 | 0 | 0 | 0 | 0 | 0 | 0 | 0 | 0 | 0 | 0 | 0 | 0 | 0 | 0 | 0 | 0 | 0 | 0 | 0 | 0 | 0 | 0 | 757.6592 | 4550.8041 | 757.6592 | 3543.9572 | 252.5531 | 761.7107 | 4631.089 | 761.7107 | 3584.0597 | 253.9036 | 765.8033 | 4715.6345 | 765.8033 | 3625.766 | 255.2678 | 1.4944 | 1.5024 | 1.5105 | 0.0032359 | 0.0032198 | 0.0032038 | 0 | 47.8895 | 0 | 0 | 47.8895 | 0 | 0 | 48.1456 | 0 | 0 | 48.1456 | 0 | 0 | 48.4043 | 0 | 0 | 48.4043 | 0 | 0 | 0 | 0 | 574.6744 | 577.7474 | 580.8516 | 0 | 0 | 0 | 0 | 0 | 0 | 574.6744 | 577.7474 | 580.8516 | 0 | 0 | 0 | 47.8895 | 96.0352 | 144.4394 | 0 | 0 | 0 | 0 | 0 | 0 | 47.8895 | 96.0352 | 144.4394 | 0 | 0 | 0 | 676 | 2369.2445 | 4.5048 | 676 | 2406.4853 | 4.5599 | 676 | 2445.9853 | 4.6183 | 0 | 0 | 0 | 0 | 0 | 0 | 0 | 0 | 0 | 0 | 0 | 0 | 0 | 0 | 0 | 0 | 0 | 0 | 0 | 0 | 0 | 0 | 0 | 0 | 0 | 0 | 0 | 0 | 0 | 0 | 0 | 0 | 0 | 0 | 1074.1904 | 4839.0126 | 1074.1904 | 3768.4007 | 0 | 1079.5614 | 4922.6805 | 1079.5614 | 3809.7261 | 0 | 1084.9592 | 5010.6903 | 1084.9592 | 3852.629 | 0 | 1.589 | 1.597 | 1.605 | 0.0034409 | 0.0034237 | 0.0034067 | 0 | 50.9224 | 0 | 0 | 50.9224 | 0 | 0 | 51.1771 | 0 | 0 | 51.1771 | 0 | 0 | 51.4329 | 0 | 0 | 51.4329 | 0 | 0 | 0 | 0 | 611.0693 | 614.1246 | 617.1953 | 0 | 0 | 0 | 0 | 0 | 0 | 611.0693 | 614.1246 | 617.1953 | 0 | 0 | 0 | 50.9224 | 102.0995 | 153.5324 | 0 | 0 | 0 | 0 | 0 | 0 | 50.9224 | 102.0995 | 153.5324 | 0 | 0 | 0
| 1075 | Business | Retail | HVAC | Gas | 02-407 | 02-407.02 | Misc Heating | [02-407]_Business_HVAC_High Efficiency Unit Heaters_Emerging Tech_ROB_Gas_per unit | TE 0.8 | TE 0.90 | ENGINEER | 0 | 32.0461 | 0 | 0 | 0 | 0 | 676 | 12 | 0 | 0.387 | 0.612 | 0 | 0.001 | 1 | 1 | Replace on Burnout | 1.6662 | #NUM! | 0 | 405.7247 | 0 | 0 | 405.7247 | 0 | 3011.4342 | 0 | 0 | 0 | 33.8104 | 0 | 3045.2445 | 248.7032 | 2796.5414 | 12.2445 | 0 | 3048.6749 | 0 | 0 | 0 | 33.8104 | 0 | 3082.4853 | 248.7032 | 2833.7821 | 12.3942 | 0 | 3088.1749 | 0 | 0 | 0 | 33.8104 | 0 | 3121.9853 | 248.7032 | 2873.2821 | 12.5531 | per unit | 0.11162 | 956.4906 | 0.005 | 0 | 0 | 0 | 0 | 0 | 0 | 0 | 0 | 0 | 0 | 0 | 0 | 0 | 0 | 0 | 0 | 0 | 0 | 0 | 0 | 0 | 0 | 0 | 0 | 0 | 0 | 0 | 0 | 0 | 0 | 0 | 0 | 0 | 0 | 0 | 0 | 0 | 0 | 0 | 0 | 0 | 0 | 0 | 0 | 0 | 0 | 0 | 0 | 0 | 0 | 0 | 0 | 0 | 0 | 0 | 0 | 0 | 0 | 0 | 0 | 0 | 0 | 0 | 0 | 0 | 0 | 0 | 0 | 391.0308 | 4787.9743 | 391.0308 | 3739.1783 | 671.8299 | 394.5006 | 4889.5329 | 394.5006 | 3794.7531 | 677.7914 | 398.0492 | 4996.7339 | 398.0492 | 3852.7418 | 683.8881 | 1.5723 | 1.5862 | 1.6005 | 0.0016356 | 0.0016275 | 0.0016194 | 0 | 50.3854 | 0 | 0 | 50.3854 | 0 | 0 | 50.8324 | 0 | 0 | 50.8324 | 0 | 0 | 51.2897 | 0 | 0 | 51.2897 | 0 | 0 | 0 | 0 | 604.6242 | 609.9894 | 615.4762 | 0 | 0 | 0 | 0 | 0 | 0 | 604.6242 | 609.9894 | 615.4762 | 0 | 0 | 0 | 50.3854 | 101.2178 | 152.5075 | 0 | 0 | 0 | 0 | 0 | 0 | 50.3854 | 101.2178 | 152.5075 | 0 | 0 | 0 | 1 | 1 | 1 | 1 | 1 | 1 | 1 | 507 | 2538.2445 | 6.0064 | 507 | 2575.4853 | 6.0799 | 507 | 2614.9853 | 6.1578 | 0 | 0 | 0 | 0 | 0 | 0 | 0 | 0 | 0 | 0 | 0 | 0 | 0 | 0 | 0 | 0 | 0 | 0 | 0 | 0 | 0 | 0 | 0 | 0 | 0 | 0 | 0 | 0 | 0 | 0 | 0 | 0 | 0 | 0 | 1402.1443 | 8421.8387 | 1402.1443 | 6577.0521 | 467.3814 | 1410.1205 | 8573.3247 | 1410.1205 | 6653.7339 | 470.0402 | 1418.181 | 8732.8209 | 1418.181 | 6733.4591 | 472.727 | 2.7656 | 2.7813 | 2.7972 | 0.002877 | 0.0028627 | 0.0028484 | 0 | 88.6256 | 0 | 0 | 88.6256 | 0 | 0 | 89.1298 | 0 | 0 | 89.1298 | 0 | 0 | 89.6393 | 0 | 0 | 89.6393 | 0 | 0 | 0 | 0 | 1063.5077 | 1069.5575 | 1075.6713 | 0 | 0 | 0 | 0 | 0 | 0 | 1063.5077 | 1069.5575 | 1075.6713 | 0 | 0 | 0 | 88.6256 | 177.7554 | 267.3947 | 0 | 0 | 0 | 0 | 0 | 0 | 88.6256 | 177.7554 | 267.3947 | 0 | 0 | 0 | 676 | 2369.2445 | 4.5048 | 676 | 2406.4853 | 4.5599 | 676 | 2445.9853 | 4.6183 | 0 | 0 | 0 | 0 | 0 | 0 | 0 | 0 | 0 | 0 | 0 | 0 | 0 | 0 | 0 | 0 | 0 | 0 | 0 | 0 | 0 | 0 | 0 | 0 | 0 | 0 | 0 | 0 | 0 | 0 | 0 | 0 | 0 | 0 | 2096.1953 | 9442.9399 | 2096.1953 | 7374.4832 | 0 | 2106.6763 | 9606.211 | 2106.6763 | 7455.3541 | 0 | 2117.2097 | 9777.955 | 2117.2097 | 7539.3119 | 0 | 3.1009 | 3.1164 | 3.132 | 0.0032258 | 0.0032098 | 0.0031938 | 0 | 99.371 | 0 | 0 | 99.371 | 0 | 0 | 99.8679 | 0 | 0 | 99.8679 | 0 | 0 | 100.3672 | 0 | 0 | 100.3672 | 0 | 0 | 0 | 0 | 1192.4521 | 1198.4144 | 1204.4064 | 0 | 0 | 0 | 0 | 0 | 0 | 1192.4521 | 1198.4144 | 1204.4064 | 0 | 0 | 0 | 99.371 | 199.2389 | 299.6061 | 0 | 0 | 0 | 0 | 0 | 0 | 99.371 | 199.2389 | 299.6061 | 0 | 0 | 0
| 1076 | Business | Food Service | HVAC | Gas | 02-407 | 02-407.03 | Misc Heating | [02-407]_Business_HVAC_High Efficiency Unit Heaters_Emerging Tech_ROB_Gas_per unit | TE 0.8 | TE 0.90 | ENGINEER | 0 | 32.0461 | 0 | 0 | 0 | 0 | 676 | 12 | 0 | 0.387 | 0.612 | 0 | 0.001 | 1 | 1 | Replace on Burnout | 1.6662 | #NUM! | 0 | 405.7247 | 0 | 0 | 405.7247 | 0 | 3011.4342 | 0 | 0 | 0 | 33.8104 | 0 | 3654.2934 | 248.7032 | 3405.5903 | 14.6934 | 0 | 3048.6749 | 0 | 0 | 0 | 33.8104 | 0 | 3698.9823 | 248.7032 | 3450.2791 | 14.8731 | 0 | 3088.1749 | 0 | 0 | 0 | 33.8104 | 0 | 3746.3824 | 248.7032 | 3497.6792 | 15.0637 | per unit | 0.0096913 | 15.5352 | 0.005 | 0 | 0 | 0 | 0 | 0 | 0 | 0 | 0 | 0 | 0 | 0 | 0 | 0 | 0 | 0 | 0 | 0 | 0 | 0 | 0 | 0 | 0 | 0 | 0 | 0 | 0 | 0 | 0 | 0 | 0 | 0 | 0 | 0 | 0 | 0 | 0 | 0 | 0 | 0 | 0 | 0 | 0 | 0 | 0 | 0 | 0 | 0 | 0 | 0 | 0 | 0 | 0 | 0 | 0 | 0 | 0 | 0 | 0 | 0 | 0 | 0 | 0 | 0 | 0 | 0 | 0 | 0 | 0 | 7.3186 | 107.5351 | 7.3186 | 81.3304 | 12.5741 | 7.3778 | 109.7305 | 7.3778 | 82.4749 | 12.6758 | 7.4388 | 112.0551 | 7.4388 | 83.6745 | 12.7805 | 0.029427 | 0.029665 | 0.02991 | 0.0018848 | 0.0018754 | 0.0018661 | 0 | 0.94302 | 0 | 0 | 0.94302 | 0 | 0 | 0.95065 | 0 | 0 | 0.95065 | 0 | 0 | 0.9585 | 0 | 0 | 0.9585 | 0 | 0 | 0 | 0 | 11.3163 | 11.4078 | 11.5021 | 0 | 0 | 0 | 0 | 0 | 0 | 11.3163 | 11.4078 | 11.5021 | 0 | 0 | 0 | 0.94302 | 1.8937 | 2.8522 | 0 | 0 | 0 | 0 | 0 | 0 | 0.94302 | 1.8937 | 2.8522 | 0 | 0 | 0 | 1 | 1 | 1 | 1 | 1 | 1 | 1 | 507 | 3147.2934 | 7.2077 | 507 | 3191.9823 | 7.2958 | 507 | 3239.3824 | 7.3893 | 0 | 0 | 0 | 0 | 0 | 0 | 0 | 0 | 0 | 0 | 0 | 0 | 0 | 0 | 0 | 0 | 0 | 0 | 0 | 0 | 0 | 0 | 0 | 0 | 0 | 0 | 0 | 0 | 0 | 0 | 0 | 0 | 0 | 0 | 23.3757 | 168.4848 | 23.3757 | 127.4275 | 7.7919 | 23.5051 | 171.4887 | 23.5051 | 128.8931 | 7.835 | 23.6357 | 174.6516 | 23.6357 | 130.417 | 7.8786 | 0.046106 | 0.046361 | 0.046619 | 0.0029531 | 0.0029384 | 0.0029238 | 0 | 1.4775 | 0 | 0 | 1.4775 | 0 | 0 | 1.4857 | 0 | 0 | 1.4857 | 0 | 0 | 1.4939 | 0 | 0 | 1.4939 | 0 | 0 | 0 | 0 | 17.7302 | 17.8283 | 17.9274 | 0 | 0 | 0 | 0 | 0 | 0 | 17.7302 | 17.8283 | 17.9274 | 0 | 0 | 0 | 1.4775 | 2.9632 | 4.4572 | 0 | 0 | 0 | 0 | 0 | 0 | 1.4775 | 2.9632 | 4.4572 | 0 | 0 | 0 | 676 | 2978.2934 | 5.4058 | 676 | 3022.9823 | 5.4719 | 676 | 3070.3824 | 5.542 | 0 | 0 | 0 | 0 | 0 | 0 | 0 | 0 | 0 | 0 | 0 | 0 | 0 | 0 | 0 | 0 | 0 | 0 | 0 | 0 | 0 | 0 | 0 | 0 | 0 | 0 | 0 | 0 | 0 | 0 | 0 | 0 | 0 | 0 | 34.046 | 184.0447 | 34.046 | 139.1957 | 0 | 34.2163 | 187.2269 | 34.2163 | 140.7221 | 0 | 34.3873 | 190.5742 | 34.3873 | 142.3069 | 0 | 0.050364 | 0.050616 | 0.050869 | 0.0032258 | 0.0032098 | 0.0031938 | 0 | 1.614 | 0 | 0 | 1.614 | 0 | 0 | 1.622 | 0 | 0 | 1.622 | 0 | 0 | 1.6301 | 0 | 0 | 1.6301 | 0 | 0 | 0 | 0 | 19.3676 | 19.4644 | 19.5618 | 0 | 0 | 0 | 0 | 0 | 0 | 19.3676 | 19.4644 | 19.5618 | 0 | 0 | 0 | 1.614 | 3.236 | 4.8661 | 0 | 0 | 0 | 0 | 0 | 0 | 1.614 | 3.236 | 4.8661 | 0 | 0 | 0
| 1077 | Business | Healthcare/Hospitals | HVAC | Gas | 02-407 | 02-407.04 | Misc Heating | [02-407]_Business_HVAC_High Efficiency Unit Heaters_Emerging Tech_ROB_Gas_per unit | TE 0.8 | TE 0.90 | ENGINEER | 0 | 32.0461 | 0 | 0 | 0 | 0 | 676 | 12 | 0 | 0.387 | 0.612 | 0 | 0.001 | 1 | 1 | Replace on Burnout | 1.6662 | #NUM! | 0 | 405.7247 | 0 | 0 | 405.7247 | 0 | 3011.4342 | 0 | 0 | 0 | 33.8104 | 0 | 3045.2445 | 284.9571 | 2760.2874 | 10.6867 | 0 | 3048.6749 | 0 | 0 | 0 | 33.8104 | 0 | 3082.4853 | 284.9571 | 2797.5281 | 10.8174 | 0 | 3088.1749 | 0 | 0 | 0 | 33.8104 | 0 | 3121.9853 | 284.9571 | 2837.0282 | 10.956 | per unit | 0.042071 | 114.2639 | 0.005 | 0 | 0 | 0 | 0 | 0 | 0 | 0 | 0 | 0 | 0 | 0 | 0 | 0 | 0 | 0 | 0 | 0 | 0 | 0 | 0 | 0 | 0 | 0 | 0 | 0 | 0 | 0 | 0 | 0 | 0 | 0 | 0 | 0 | 0 | 0 | 0 | 0 | 0 | 0 | 0 | 0 | 0 | 0 | 0 | 0 | 0 | 0 | 0 | 0 | 0 | 0 | 0 | 0 | 0 | 0 | 0 | 0 | 0 | 0 | 0 | 0 | 0 | 0 | 0 | 0 | 0 | 0 | 0 | 70.249 | 750.7286 | 70.249 | 637.5175 | 96.4018 | 70.7691 | 765.5357 | 70.7691 | 646.0504 | 97.1156 | 71.3016 | 781.1793 | 71.3016 | 654.9666 | 97.8463 | 0.24652 | 0.24835 | 0.25022 | 0.0021468 | 0.0021361 | 0.0021255 | 0 | 7.9002 | 0 | 0 | 7.9002 | 0 | 0 | 7.9586 | 0 | 0 | 7.9586 | 0 | 0 | 8.0185 | 0 | 0 | 8.0185 | 0 | 0 | 0 | 0 | 94.8018 | 95.5037 | 96.2223 | 0 | 0 | 0 | 0 | 0 | 0 | 94.8018 | 95.5037 | 96.2223 | 0 | 0 | 0 | 7.9002 | 15.8588 | 23.8773 | 0 | 0 | 0 | 0 | 0 | 0 | 7.9002 | 15.8588 | 23.8773 | 0 | 0 | 0 | 1 | 1 | 1 | 1 | 1 | 1 | 1 | 507 | 2538.2445 | 6.0064 | 507 | 2575.4853 | 6.0799 | 507 | 2614.9853 | 6.1578 | 0 | 0 | 0 | 0 | 0 | 0 | 0 | 0 | 0 | 0 | 0 | 0 | 0 | 0 | 0 | 0 | 0 | 0 | 0 | 0 | 0 | 0 | 0 | 0 | 0 | 0 | 0 | 0 | 0 | 0 | 0 | 0 | 0 | 0 | 170.0376 | 1021.3138 | 170.0376 | 867.2979 | 56.6792 | 170.9895 | 1039.5911 | 170.9895 | 877.331 | 56.9965 | 171.9522 | 1058.8409 | 171.9522 | 887.7673 | 57.3174 | 0.33538 | 0.33726 | 0.33916 | 0.0029205 | 0.002906 | 0.0028915 | 0 | 10.7476 | 0 | 0 | 10.7476 | 0 | 0 | 10.8078 | 0 | 0 | 10.8078 | 0 | 0 | 10.8686 | 0 | 0 | 10.8686 | 0 | 0 | 0 | 0 | 128.9712 | 129.6933 | 130.4235 | 0 | 0 | 0 | 0 | 0 | 0 | 128.9712 | 129.6933 | 130.4235 | 0 | 0 | 0 | 10.7476 | 21.5554 | 32.424 | 0 | 0 | 0 | 0 | 0 | 0 | 10.7476 | 21.5554 | 32.424 | 0 | 0 | 0 | 676 | 2369.2445 | 4.5048 | 676 | 2406.4853 | 4.5599 | 676 | 2445.9853 | 4.6183 | 0 | 0 | 0 | 0 | 0 | 0 | 0 | 0 | 0 | 0 | 0 | 0 | 0 | 0 | 0 | 0 | 0 | 0 | 0 | 0 | 0 | 0 | 0 | 0 | 0 | 0 | 0 | 0 | 0 | 0 | 0 | 0 | 0 | 0 | 250.4149 | 1128.0687 | 250.4149 | 957.9541 | 0 | 251.6669 | 1147.5734 | 251.6669 | 968.4593 | 0 | 252.9253 | 1168.0902 | 252.9253 | 979.3655 | 0 | 0.37044 | 0.37229 | 0.37415 | 0.0032258 | 0.0032098 | 0.0031938 | 0 | 11.871 | 0 | 0 | 11.871 | 0 | 0 | 11.9304 | 0 | 0 | 11.9304 | 0 | 0 | 11.99 | 0 | 0 | 11.99 | 0 | 0 | 0 | 0 | 142.4522 | 143.1645 | 143.8803 | 0 | 0 | 0 | 0 | 0 | 0 | 142.4522 | 143.1645 | 143.8803 | 0 | 0 | 0 | 11.871 | 23.8014 | 35.7914 | 0 | 0 | 0 | 0 | 0 | 0 | 11.871 | 23.8014 | 35.7914 | 0 | 0 | 0
| 1078 | Business | Campus/Education | HVAC | Gas | 02-407 | 02-407.05 | Misc Heating | [02-407]_Business_HVAC_High Efficiency Unit Heaters_Emerging Tech_ROB_Gas_per unit | TE 0.8 | TE 0.90 | ENGINEER | 0 | 32.0461 | 0 | 0 | 0 | 0 | 676 | 12 | 0 | 0.387 | 0.612 | 0 | 0.001 | 1 | 1 | Replace on Burnout | 1.6662 | #NUM! | 0 | 405.7247 | 0 | 0 | 405.7247 | 0 | 3011.4342 | 0 | 0 | 0 | 33.8104 | 0 | 3045.2445 | 284.9571 | 2760.2874 | 10.6867 | 0 | 3048.6749 | 0 | 0 | 0 | 33.8104 | 0 | 3082.4853 | 284.9571 | 2797.5281 | 10.8174 | 0 | 3088.1749 | 0 | 0 | 0 | 33.8104 | 0 | 3121.9853 | 284.9571 | 2837.0282 | 10.956 | per unit | 0.0013867 | 3.1492 | 0.005 | 0 | 0 | 0 | 0 | 0 | 0 | 0 | 0 | 0 | 0 | 0 | 0 | 0 | 0 | 0 | 0 | 0 | 0 | 0 | 0 | 0 | 0 | 0 | 0 | 0 | 0 | 0 | 0 | 0 | 0 | 0 | 0 | 0 | 0 | 0 | 0 | 0 | 0 | 0 | 0 | 0 | 0 | 0 | 0 | 0 | 0 | 0 | 0 | 0 | 0 | 0 | 0 | 0 | 0 | 0 | 0 | 0 | 0 | 0 | 0 | 0 | 0 | 0 | 0 | 0 | 0 | 0 | 0 | 1.8715 | 19.9998 | 1.8715 | 16.2583 | 2.5682 | 1.8856 | 20.3972 | 1.8856 | 16.4783 | 2.5876 | 1.9001 | 20.8175 | 1.9001 | 16.7086 | 2.6075 | 0.0065675 | 0.0066171 | 0.006668 | 0.0020751 | 0.0020647 | 0.0020545 | 0 | 0.21046 | 0 | 0 | 0.21046 | 0 | 0 | 0.21205 | 0 | 0 | 0.21205 | 0 | 0 | 0.21368 | 0 | 0 | 0.21368 | 0 | 0 | 0 | 0 | 2.5256 | 2.5446 | 2.5642 | 0 | 0 | 0 | 0 | 0 | 0 | 2.5256 | 2.5446 | 2.5642 | 0 | 0 | 0 | 0.21046 | 0.42252 | 0.6362 | 0 | 0 | 0 | 0 | 0 | 0 | 0.21046 | 0.42252 | 0.6362 | 0 | 0 | 0 | 1 | 1 | 1 | 1 | 1 | 1 | 1 | 507 | 2538.2445 | 6.0064 | 507 | 2575.4853 | 6.0799 | 507 | 2614.9853 | 6.1578 | 0 | 0 | 0 | 0 | 0 | 0 | 0 | 0 | 0 | 0 | 0 | 0 | 0 | 0 | 0 | 0 | 0 | 0 | 0 | 0 | 0 | 0 | 0 | 0 | 0 | 0 | 0 | 0 | 0 | 0 | 0 | 0 | 0 | 0 | 4.6506 | 27.9333 | 4.6506 | 22.7077 | 1.5502 | 4.6768 | 28.4344 | 4.6768 | 22.9714 | 1.5589 | 4.7034 | 28.9623 | 4.7034 | 23.2457 | 1.5678 | 0.0091728 | 0.0092245 | 0.0092769 | 0.0028982 | 0.0028838 | 0.0028694 | 0 | 0.29395 | 0 | 0 | 0.29395 | 0 | 0 | 0.29561 | 0 | 0 | 0.29561 | 0 | 0 | 0.29729 | 0 | 0 | 0.29729 | 0 | 0 | 0 | 0 | 3.5274 | 3.5473 | 3.5674 | 0 | 0 | 0 | 0 | 0 | 0 | 3.5274 | 3.5473 | 3.5674 | 0 | 0 | 0 | 0.29395 | 0.58956 | 0.88685 | 0 | 0 | 0 | 0 | 0 | 0 | 0.29395 | 0.58956 | 0.88685 | 0 | 0 | 0 | 676 | 2369.2445 | 4.5048 | 676 | 2406.4853 | 4.5599 | 676 | 2445.9853 | 4.6183 | 0 | 0 | 0 | 0 | 0 | 0 | 0 | 0 | 0 | 0 | 0 | 0 | 0 | 0 | 0 | 0 | 0 | 0 | 0 | 0 | 0 | 0 | 0 | 0 | 0 | 0 | 0 | 0 | 0 | 0 | 0 | 0 | 0 | 0 | 6.9017 | 31.0909 | 6.9017 | 25.2746 | 0 | 6.9362 | 31.6285 | 6.9362 | 25.5518 | 0 | 6.9709 | 32.1939 | 6.9709 | 25.8395 | 0 | 0.01021 | 0.010261 | 0.010312 | 0.0032258 | 0.0032098 | 0.0031938 | 0 | 0.32718 | 0 | 0 | 0.32718 | 0 | 0 | 0.32882 | 0 | 0 | 0.32882 | 0 | 0 | 0.33046 | 0 | 0 | 0.33046 | 0 | 0 | 0 | 0 | 3.9262 | 3.9458 | 3.9655 | 0 | 0 | 0 | 0 | 0 | 0 | 3.9262 | 3.9458 | 3.9655 | 0 | 0 | 0 | 0.32718 | 0.65599 | 0.98645 | 0 | 0 | 0 | 0 | 0 | 0 | 0.32718 | 0.65599 | 0.98645 | 0 | 0 | 0
| 1079 | Business | Warehouse | HVAC | Gas | 02-407 | 02-407.06 | Misc Heating | [02-407]_Business_HVAC_High Efficiency Unit Heaters_Emerging Tech_ROB_Gas_per unit | TE 0.8 | TE 0.90 | ENGINEER | 0 | 32.0461 | 0 | 0 | 0 | 0 | 676 | 12 | 0 | 0.387 | 0.612 | 0 | 0.001 | 1 | 1 | Replace on Burnout | 1.6662 | #NUM! | 0 | 405.7247 | 0 | 0 | 405.7247 | 0 | 3011.4342 | 0 | 0 | 0 | 33.8104 | 0 | 3045.2445 | 284.9571 | 2760.2874 | 10.6867 | 0 | 3048.6749 | 0 | 0 | 0 | 33.8104 | 0 | 3082.4853 | 284.9571 | 2797.5281 | 10.8174 | 0 | 3088.1749 | 0 | 0 | 0 | 33.8104 | 0 | 3121.9853 | 284.9571 | 2837.0282 | 10.956 | per unit | 0.42141 | 874.8541 | 0.005 | 0 | 0 | 0 | 0 | 0 | 0 | 0 | 0 | 0 | 0 | 0 | 0 | 0 | 0 | 0 | 0 | 0 | 0 | 0 | 0 | 0 | 0 | 0 | 0 | 0 | 0 | 0 | 0 | 0 | 0 | 0 | 0 | 0 | 0 | 0 | 0 | 0 | 0 | 0 | 0 | 0 | 0 | 0 | 0 | 0 | 0 | 0 | 0 | 0 | 0 | 0 | 0 | 0 | 0 | 0 | 0 | 0 | 0 | 0 | 0 | 0 | 0 | 0 | 0 | 0 | 0 | 0 | 0 | 764.9729 | 8175.0179 | 764.9729 | 6664.0498 | 1049.7622 | 769.3176 | 8321.9892 | 769.3176 | 6741.685 | 1055.7243 | 773.6425 | 8476.0144 | 773.6425 | 6821.824 | 1061.6594 | 2.6845 | 2.6998 | 2.7149 | 0.0030533 | 0.0030381 | 0.003023 | 0 | 86.0283 | 0 | 0 | 86.0283 | 0 | 0 | 86.5169 | 0 | 0 | 86.5169 | 0 | 0 | 87.0032 | 0 | 0 | 87.0032 | 0 | 0 | 0 | 0 | 1032.3392 | 1038.2024 | 1044.039 | 0 | 0 | 0 | 0 | 0 | 0 | 1032.3392 | 1038.2024 | 1044.039 | 0 | 0 | 0 | 86.0283 | 172.5451 | 259.5484 | 0 | 0 | 0 | 0 | 0 | 0 | 86.0283 | 172.5451 | 259.5484 | 0 | 0 | 0 | 1 | 1 | 1 | 1 | 1 | 1 | 1 | 507 | 2538.2445 | 6.0064 | 507 | 2575.4853 | 6.0799 | 507 | 2614.9853 | 6.1578 | 0 | 0 | 0 | 0 | 0 | 0 | 0 | 0 | 0 | 0 | 0 | 0 | 0 | 0 | 0 | 0 | 0 | 0 | 0 | 0 | 0 | 0 | 0 | 0 | 0 | 0 | 0 | 0 | 0 | 0 | 0 | 0 | 0 | 0 | 1450.9282 | 8714.8543 | 1450.9282 | 7104.1096 | 483.6427 | 1458.6425 | 8868.3315 | 1458.6425 | 7184.2796 | 486.2142 | 1466.4299 | 9029.9263 | 1466.4299 | 7267.6338 | 488.81 | 2.8618 | 2.877 | 2.8924 | 0.0032549 | 0.0032387 | 0.0032226 | 0 | 91.7091 | 0 | 0 | 91.7091 | 0 | 0 | 92.1967 | 0 | 0 | 92.1967 | 0 | 0 | 92.689 | 0 | 0 | 92.689 | 0 | 0 | 0 | 0 | 1100.5096 | 1106.3609 | 1112.2675 | 0 | 0 | 0 | 0 | 0 | 0 | 1100.5096 | 1106.3609 | 1112.2675 | 0 | 0 | 0 | 91.7091 | 183.9059 | 276.5948 | 0 | 0 | 0 | 0 | 0 | 0 | 91.7091 | 183.9059 | 276.5948 | 0 | 0 | 0 | 676 | 2369.2445 | 4.5048 | 676 | 2406.4853 | 4.5599 | 676 | 2445.9853 | 4.6183 | 0 | 0 | 0 | 0 | 0 | 0 | 0 | 0 | 0 | 0 | 0 | 0 | 0 | 0 | 0 | 0 | 0 | 0 | 0 | 0 | 0 | 0 | 0 | 0 | 0 | 0 | 0 | 0 | 0 | 0 | 0 | 0 | 0 | 0 | 2045.1041 | 9212.784 | 2045.1041 | 7510.0082 | 0 | 2055.3296 | 9372.0757 | 2055.3296 | 7592.3653 | 0 | 2065.6062 | 9539.6337 | 2065.6062 | 7677.866 | 0 | 3.0253 | 3.0404 | 3.0556 | 0.0034409 | 0.0034237 | 0.0034067 | 0 | 96.949 | 0 | 0 | 96.949 | 0 | 0 | 97.4338 | 0 | 0 | 97.4338 | 0 | 0 | 97.9209 | 0 | 0 | 97.9209 | 0 | 0 | 0 | 0 | 1163.3881 | 1169.205 | 1175.051 | 0 | 0 | 0 | 0 | 0 | 0 | 1163.3881 | 1169.205 | 1175.051 | 0 | 0 | 0 | 96.949 | 194.3828 | 292.3037 | 0 | 0 | 0 | 0 | 0 | 0 | 96.949 | 194.3828 | 292.3037 | 0 | 0 | 0
| 1080 | Business | Lodging | HVAC | Gas | 02-407 | 02-407.07 | Misc Heating | [02-407]_Business_HVAC_High Efficiency Unit Heaters_Emerging Tech_ROB_Gas_per unit | TE 0.8 | TE 0.90 | ENGINEER | 0 | 32.0461 | 0 | 0 | 0 | 0 | 676 | 12 | 0 | 0.387 | 0.612 | 0 | 0.001 | 1 | 1 | Replace on Burnout | 1.6662 | #NUM! | 0 | 405.7247 | 0 | 0 | 405.7247 | 0 | 3011.4342 | 0 | 0 | 0 | 33.8104 | 0 | 3045.2445 | 248.7032 | 2796.5414 | 12.2445 | 0 | 3048.6749 | 0 | 0 | 0 | 33.8104 | 0 | 3082.4853 | 248.7032 | 2833.7821 | 12.3942 | 0 | 3088.1749 | 0 | 0 | 0 | 33.8104 | 0 | 3121.9853 | 248.7032 | 2873.2821 | 12.5531 | per unit | 0.0047255 | 13.548 | 0.005 | 0 | 0 | 0 | 0 | 0 | 0 | 0 | 0 | 0 | 0 | 0 | 0 | 0 | 0 | 0 | 0 | 0 | 0 | 0 | 0 | 0 | 0 | 0 | 0 | 0 | 0 | 0 | 0 | 0 | 0 | 0 | 0 | 0 | 0 | 0 | 0 | 0 | 0 | 0 | 0 | 0 | 0 | 0 | 0 | 0 | 0 | 0 | 0 | 0 | 0 | 0 | 0 | 0 | 0 | 0 | 0 | 0 | 0 | 0 | 0 | 0 | 0 | 0 | 0 | 0 | 0 | 0 | 0 | 8.9441 | 109.5163 | 8.9441 | 84.965 | 15.3669 | 9.0019 | 111.5721 | 9.0019 | 86.0218 | 15.4662 | 9.0601 | 113.7325 | 9.0601 | 87.1174 | 15.5662 | 0.035963 | 0.036196 | 0.03643 | 0.0026413 | 0.0026281 | 0.0026151 | 0 | 1.1525 | 0 | 0 | 1.1525 | 0 | 0 | 1.1599 | 0 | 0 | 1.1599 | 0 | 0 | 1.1674 | 0 | 0 | 1.1674 | 0 | 0 | 0 | 0 | 13.8297 | 13.9191 | 14.0091 | 0 | 0 | 0 | 0 | 0 | 0 | 13.8297 | 13.9191 | 14.0091 | 0 | 0 | 0 | 1.1525 | 2.3124 | 3.4798 | 0 | 0 | 0 | 0 | 0 | 0 | 1.1525 | 2.3124 | 3.4798 | 0 | 0 | 0 | 1 | 1 | 1 | 1 | 1 | 1 | 1 | 507 | 2538.2445 | 6.0064 | 507 | 2575.4853 | 6.0799 | 507 | 2614.9853 | 6.1578 | 0 | 0 | 0 | 0 | 0 | 0 | 0 | 0 | 0 | 0 | 0 | 0 | 0 | 0 | 0 | 0 | 0 | 0 | 0 | 0 | 0 | 0 | 0 | 0 | 0 | 0 | 0 | 0 | 0 | 0 | 0 | 0 | 0 | 0 | 22.3271 | 134.1057 | 22.3271 | 104.0419 | 7.4424 | 22.4467 | 136.4724 | 22.4467 | 105.2198 | 7.4822 | 22.5672 | 138.9633 | 22.5672 | 106.4439 | 7.5224 | 0.044038 | 0.044273 | 0.044511 | 0.0032343 | 0.0032182 | 0.0032022 | 0 | 1.4112 | 0 | 0 | 1.4112 | 0 | 0 | 1.4188 | 0 | 0 | 1.4188 | 0 | 0 | 1.4264 | 0 | 0 | 1.4264 | 0 | 0 | 0 | 0 | 16.9348 | 17.0255 | 17.1169 | 0 | 0 | 0 | 0 | 0 | 0 | 16.9348 | 17.0255 | 17.1169 | 0 | 0 | 0 | 1.4112 | 2.83 | 4.2564 | 0 | 0 | 0 | 0 | 0 | 0 | 1.4112 | 2.83 | 4.2564 | 0 | 0 | 0 | 676 | 2369.2445 | 4.5048 | 676 | 2406.4853 | 4.5599 | 676 | 2445.9853 | 4.6183 | 0 | 0 | 0 | 0 | 0 | 0 | 0 | 0 | 0 | 0 | 0 | 0 | 0 | 0 | 0 | 0 | 0 | 0 | 0 | 0 | 0 | 0 | 0 | 0 | 0 | 0 | 0 | 0 | 0 | 0 | 0 | 0 | 0 | 0 | 31.6705 | 142.6694 | 31.6705 | 110.6858 | 0 | 31.8289 | 145.1362 | 31.8289 | 111.8996 | 0 | 31.988 | 147.731 | 31.988 | 113.1598 | 0 | 0.04685 | 0.047084 | 0.04732 | 0.0034409 | 0.0034237 | 0.0034067 | 0 | 1.5014 | 0 | 0 | 1.5014 | 0 | 0 | 1.5089 | 0 | 0 | 1.5089 | 0 | 0 | 1.5164 | 0 | 0 | 1.5164 | 0 | 0 | 0 | 0 | 18.0163 | 18.1063 | 18.1969 | 0 | 0 | 0 | 0 | 0 | 0 | 18.0163 | 18.1063 | 18.1969 | 0 | 0 | 0 | 1.5014 | 3.0102 | 4.5266 | 0 | 0 | 0 | 0 | 0 | 0 | 1.5014 | 3.0102 | 4.5266 | 0 | 0 | 0
| 1081 | Business | Other Commercial | HVAC | Gas | 02-407 | 02-407.08 | Misc Heating | [02-407]_Business_HVAC_High Efficiency Unit Heaters_Emerging Tech_ROB_Gas_per unit | TE 0.8 | TE 0.90 | ENGINEER | 0 | 32.0461 | 0 | 0 | 0 | 0 | 676 | 12 | 0 | 0.387 | 0.612 | 0 | 0.001 | 1 | 1 | Replace on Burnout | 1.6662 | #NUM! | 0 | 405.7247 | 0 | 0 | 405.7247 | 0 | 3011.4342 | 0 | 0 | 0 | 33.8104 | 0 | 3045.2445 | 248.7032 | 2796.5414 | 12.2445 | 0 | 3048.6749 | 0 | 0 | 0 | 33.8104 | 0 | 3082.4853 | 248.7032 | 2833.7821 | 12.3942 | 0 | 3088.1749 | 0 | 0 | 0 | 33.8104 | 0 | 3121.9853 | 248.7032 | 2873.2821 | 12.5531 | per unit | 0.018372 | 69.8125 | 0.005 | 0 | 0 | 0 | 0 | 0 | 0 | 0 | 0 | 0 | 0 | 0 | 0 | 0 | 0 | 0 | 0 | 0 | 0 | 0 | 0 | 0 | 0 | 0 | 0 | 0 | 0 | 0 | 0 | 0 | 0 | 0 | 0 | 0 | 0 | 0 | 0 | 0 | 0 | 0 | 0 | 0 | 0 | 0 | 0 | 0 | 0 | 0 | 0 | 0 | 0 | 0 | 0 | 0 | 0 | 0 | 0 | 0 | 0 | 0 | 0 | 0 | 0 | 0 | 0 | 0 | 0 | 0 | 0 | 46.3364 | 567.3659 | 46.3364 | 444.1576 | 79.6106 | 46.6331 | 577.9815 | 46.6331 | 449.6551 | 80.1203 | 46.9317 | 589.136 | 46.9317 | 455.3535 | 80.6333 | 0.18631 | 0.18751 | 0.18871 | 0.0026555 | 0.0026423 | 0.0026291 | 0 | 5.9706 | 0 | 0 | 5.9706 | 0 | 0 | 6.0088 | 0 | 0 | 6.0088 | 0 | 0 | 6.0473 | 0 | 0 | 6.0473 | 0 | 0 | 0 | 0 | 71.6468 | 72.1056 | 72.5672 | 0 | 0 | 0 | 0 | 0 | 0 | 71.6468 | 72.1056 | 72.5672 | 0 | 0 | 0 | 5.9706 | 11.9794 | 18.0266 | 0 | 0 | 0 | 0 | 0 | 0 | 5.9706 | 11.9794 | 18.0266 | 0 | 0 | 0 | 1 | 1 | 1 | 1 | 1 | 1 | 1 | 507 | 2538.2445 | 6.0064 | 507 | 2575.4853 | 6.0799 | 507 | 2614.9853 | 6.1578 | 0 | 0 | 0 | 0 | 0 | 0 | 0 | 0 | 0 | 0 | 0 | 0 | 0 | 0 | 0 | 0 | 0 | 0 | 0 | 0 | 0 | 0 | 0 | 0 | 0 | 0 | 0 | 0 | 0 | 0 | 0 | 0 | 0 | 0 | 115.1859 | 691.8528 | 115.1859 | 541.6111 | 38.3953 | 115.8021 | 704.0595 | 115.8021 | 547.7407 | 38.6007 | 116.4233 | 716.9072 | 116.4233 | 554.1101 | 38.8078 | 0.22719 | 0.22841 | 0.22963 | 0.0032381 | 0.003222 | 0.003206 | 0 | 7.2806 | 0 | 0 | 7.2806 | 0 | 0 | 7.3195 | 0 | 0 | 7.3195 | 0 | 0 | 7.3588 | 0 | 0 | 7.3588 | 0 | 0 | 0 | 0 | 87.367 | 87.8343 | 88.3055 | 0 | 0 | 0 | 0 | 0 | 0 | 87.367 | 87.8343 | 88.3055 | 0 | 0 | 0 | 7.2806 | 14.6001 | 21.9589 | 0 | 0 | 0 | 0 | 0 | 0 | 7.2806 | 14.6001 | 21.9589 | 0 | 0 | 0 | 676 | 2369.2445 | 4.5048 | 676 | 2406.4853 | 4.5599 | 676 | 2445.9853 | 4.6183 | 0 | 0 | 0 | 0 | 0 | 0 | 0 | 0 | 0 | 0 | 0 | 0 | 0 | 0 | 0 | 0 | 0 | 0 | 0 | 0 | 0 | 0 | 0 | 0 | 0 | 0 | 0 | 0 | 0 | 0 | 0 | 0 | 0 | 0 | 163.1974 | 735.1717 | 163.1974 | 575.5229 | 0 | 164.0134 | 747.883 | 164.0134 | 581.8343 | 0 | 164.8335 | 761.254 | 164.8335 | 588.3866 | 0 | 0.24142 | 0.24262 | 0.24384 | 0.0034409 | 0.0034237 | 0.0034067 | 0 | 7.7364 | 0 | 0 | 7.7364 | 0 | 0 | 7.7751 | 0 | 0 | 7.7751 | 0 | 0 | 7.814 | 0 | 0 | 7.814 | 0 | 0 | 0 | 0 | 92.8373 | 93.3015 | 93.768 | 0 | 0 | 0 | 0 | 0 | 0 | 92.8373 | 93.3015 | 93.768 | 0 | 0 | 0 | 7.7364 | 15.5116 | 23.3256 | 0 | 0 | 0 | 0 | 0 | 0 | 7.7364 | 15.5116 | 23.3256 | 0 | 0 | 0
| 1082 | Business | Food Sales | HVAC | Gas | 02-407 | 02-407.09 | Misc Heating | [02-407]_Business_HVAC_High Efficiency Unit Heaters_Emerging Tech_ROB_Gas_per unit | TE 0.8 | TE 0.90 | ENGINEER | 0 | 32.0461 | 0 | 0 | 0 | 0 | 676 | 12 | 0 | 0.387 | 0.612 | 0 | 0.001 | 1 | 1 | Replace on Burnout | 1.6662 | #NUM! | 0 | 405.7247 | 0 | 0 | 405.7247 | 0 | 3011.4342 | 0 | 0 | 0 | 33.8104 | 0 | 3045.2445 | 248.7032 | 2796.5414 | 12.2445 | 0 | 3048.6749 | 0 | 0 | 0 | 33.8104 | 0 | 3082.4853 | 248.7032 | 2833.7821 | 12.3942 | 0 | 3088.1749 | 0 | 0 | 0 | 33.8104 | 0 | 3121.9853 | 248.7032 | 2873.2821 | 12.5531 | per unit | 0.11899 | 213.7 | 0.005 | 0 | 0 | 0 | 0 | 0 | 0 | 0 | 0 | 0 | 0 | 0 | 0 | 0 | 0 | 0 | 0 | 0 | 0 | 0 | 0 | 0 | 0 | 0 | 0 | 0 | 0 | 0 | 0 | 0 | 0 | 0 | 0 | 0 | 0 | 0 | 0 | 0 | 0 | 0 | 0 | 0 | 0 | 0 | 0 | 0 | 0 | 0 | 0 | 0 | 0 | 0 | 0 | 0 | 0 | 0 | 0 | 0 | 0 | 0 | 0 | 0 | 0 | 0 | 0 | 0 | 0 | 0 | 0 | 86.4118 | 1058.0684 | 86.4118 | 817.45 | 148.464 | 87.189 | 1080.641 | 87.189 | 829.6993 | 149.7994 | 87.9684 | 1104.2726 | 87.9684 | 842.3316 | 151.1385 | 0.34745 | 0.35057 | 0.35371 | 0.0016178 | 0.0016097 | 0.0016017 | 0 | 11.1344 | 0 | 0 | 11.1344 | 0 | 0 | 11.2345 | 0 | 0 | 11.2345 | 0 | 0 | 11.335 | 0 | 0 | 11.335 | 0 | 0 | 0 | 0 | 133.6126 | 134.8144 | 136.0195 | 0 | 0 | 0 | 0 | 0 | 0 | 133.6126 | 134.8144 | 136.0195 | 0 | 0 | 0 | 11.1344 | 22.3689 | 33.7039 | 0 | 0 | 0 | 0 | 0 | 0 | 11.1344 | 22.3689 | 33.7039 | 0 | 0 | 0 | 1 | 1 | 1 | 1 | 1 | 1 | 1 | 507 | 2538.2445 | 6.0064 | 507 | 2575.4853 | 6.0799 | 507 | 2614.9853 | 6.1578 | 0 | 0 | 0 | 0 | 0 | 0 | 0 | 0 | 0 | 0 | 0 | 0 | 0 | 0 | 0 | 0 | 0 | 0 | 0 | 0 | 0 | 0 | 0 | 0 | 0 | 0 | 0 | 0 | 0 | 0 | 0 | 0 | 0 | 0 | 312.635 | 1877.8109 | 312.635 | 1450.7726 | 104.2117 | 314.4167 | 1911.6072 | 314.4167 | 1467.7021 | 104.8056 | 316.2175 | 1947.1922 | 316.2175 | 1485.3049 | 105.4058 | 0.61664 | 0.62015 | 0.6237 | 0.0028712 | 0.0028569 | 0.0028427 | 0 | 19.7608 | 0 | 0 | 19.7608 | 0 | 0 | 19.8734 | 0 | 0 | 19.8734 | 0 | 0 | 19.9872 | 0 | 0 | 19.9872 | 0 | 0 | 0 | 0 | 237.1295 | 238.4809 | 239.8468 | 0 | 0 | 0 | 0 | 0 | 0 | 237.1295 | 238.4809 | 239.8468 | 0 | 0 | 0 | 19.7608 | 39.6342 | 59.6214 | 0 | 0 | 0 | 0 | 0 | 0 | 19.7608 | 39.6342 | 59.6214 | 0 | 0 | 0 | 676 | 2369.2445 | 4.5048 | 676 | 2406.4853 | 4.5599 | 676 | 2445.9853 | 4.6183 | 0 | 0 | 0 | 0 | 0 | 0 | 0 | 0 | 0 | 0 | 0 | 0 | 0 | 0 | 0 | 0 | 0 | 0 | 0 | 0 | 0 | 0 | 0 | 0 | 0 | 0 | 0 | 0 | 0 | 0 | 0 | 0 | 0 | 0 | 468.3338 | 2109.75 | 468.3338 | 1629.9658 | 0 | 470.6755 | 2146.2282 | 470.6755 | 1647.8405 | 0 | 473.0289 | 2184.5994 | 473.0289 | 1666.3975 | 0 | 0.6928 | 0.69627 | 0.69975 | 0.0032258 | 0.0032098 | 0.0031938 | 0 | 22.2016 | 0 | 0 | 22.2016 | 0 | 0 | 22.3126 | 0 | 0 | 22.3126 | 0 | 0 | 22.4241 | 0 | 0 | 22.4241 | 0 | 0 | 0 | 0 | 266.4187 | 267.7508 | 269.0896 | 0 | 0 | 0 | 0 | 0 | 0 | 266.4187 | 267.7508 | 269.0896 | 0 | 0 | 0 | 22.2016 | 44.5141 | 66.9383 | 0 | 0 | 0 | 0 | 0 | 0 | 22.2016 | 44.5141 | 66.9383 | 0 | 0 | 0
| 1083 | Business | Manufacturing/Industrial | HVAC | Gas | 02-407 | 02-407.10 | Misc Heating | [02-407]_Business_HVAC_High Efficiency Unit Heaters_Emerging Tech_ROB_Gas_per unit | TE 0.8 | TE 0.90 | ENGINEER | 0 | 32.0461 | 0 | 0 | 0 | 0 | 676 | 12 | 0 | 0.387 | 0.612 | 0 | 0.001 | 1 | 1 | Replace on Burnout | 1.6662 | #NUM! | 0 | 405.7247 | 0 | 0 | 405.7247 | 0 | 3011.4342 | 0 | 0 | 0 | 33.8104 | 0 | 3045.2445 | 284.9571 | 2760.2874 | 10.6867 | 0 | 3048.6749 | 0 | 0 | 0 | 33.8104 | 0 | 3082.4853 | 284.9571 | 2797.5281 | 10.8174 | 0 | 3088.1749 | 0 | 0 | 0 | 33.8104 | 0 | 3121.9853 | 284.9571 | 2837.0282 | 10.956 | per unit | 0.77104 | 3194.4006 | 0.005 | 0 | 0 | 0 | 0 | 0 | 0 | 0 | 0 | 0 | 0 | 0 | 0 | 0 | 0 | 0 | 0 | 0 | 0 | 0 | 0 | 0 | 0 | 0 | 0 | 0 | 0 | 0 | 0 | 0 | 0 | 0 | 0 | 0 | 0 | 0 | 0 | 0 | 0 | 0 | 0 | 0 | 0 | 0 | 0 | 0 | 0 | 0 | 0 | 0 | 0 | 0 | 0 | 0 | 0 | 0 | 0 | 0 | 0 | 0 | 0 | 0 | 0 | 0 | 0 | 0 | 0 | 0 | 0 | 2902.2354 | 31015.25 | 2902.2354 | 27543.7423 | 3982.6991 | 2918.031 | 31565.4067 | 2918.031 | 27858.0579 | 4004.3752 | 2933.689 | 32141.4455 | 2933.689 | 28182.0366 | 4025.8624 | 10.1848 | 10.2402 | 10.2952 | 0.0031725 | 0.0031567 | 0.003141 | 0 | 326.3832 | 0 | 0 | 326.3832 | 0 | 0 | 328.1595 | 0 | 0 | 328.1595 | 0 | 0 | 329.9204 | 0 | 0 | 329.9204 | 0 | 0 | 0 | 0 | 3916.598 | 3937.9144 | 3959.045 | 0 | 0 | 0 | 0 | 0 | 0 | 3916.598 | 3937.9144 | 3959.045 | 0 | 0 | 0 | 326.3832 | 654.5427 | 984.4631 | 0 | 0 | 0 | 0 | 0 | 0 | 326.3832 | 654.5427 | 984.4631 | 0 | 0 | 0 | 1 | 1 | 1 | 1 | 1 | 1 | 1 | 507 | 2538.2445 | 6.0064 | 507 | 2575.4853 | 6.0799 | 507 | 2614.9853 | 6.1578 | 0 | 0 | 0 | 0 | 0 | 0 | 0 | 0 | 0 | 0 | 0 | 0 | 0 | 0 | 0 | 0 | 0 | 0 | 0 | 0 | 0 | 0 | 0 | 0 | 0 | 0 | 0 | 0 | 0 | 0 | 0 | 0 | 0 | 0 | 5352.7703 | 32150.877 | 5352.7703 | 28552.2596 | 1784.2568 | 5380.9385 | 32715.3126 | 5380.9385 | 28872.9076 | 1793.6462 | 5409.3801 | 33309.675 | 5409.3801 | 29206.3553 | 1803.1267 | 10.5577 | 10.6133 | 10.6694 | 0.0032886 | 0.0032723 | 0.003256 | 0 | 338.3337 | 0 | 0 | 338.3337 | 0 | 0 | 340.1142 | 0 | 0 | 340.1142 | 0 | 0 | 341.9119 | 0 | 0 | 341.9119 | 0 | 0 | 0 | 0 | 4060.0047 | 4081.3699 | 4102.9425 | 0 | 0 | 0 | 0 | 0 | 0 | 4060.0047 | 4081.3699 | 4102.9425 | 0 | 0 | 0 | 338.3337 | 678.4479 | 1020.3598 | 0 | 0 | 0 | 0 | 0 | 0 | 338.3337 | 678.4479 | 1020.3598 | 0 | 0 | 0 | 676 | 2369.2445 | 4.5048 | 676 | 2406.4853 | 4.5599 | 676 | 2445.9853 | 4.6183 | 0 | 0 | 0 | 0 | 0 | 0 | 0 | 0 | 0 | 0 | 0 | 0 | 0 | 0 | 0 | 0 | 0 | 0 | 0 | 0 | 0 | 0 | 0 | 0 | 0 | 0 | 0 | 0 | 0 | 0 | 0 | 0 | 0 | 0 | 7467.3958 | 33639.1217 | 7467.3958 | 29873.9265 | 0 | 7504.7328 | 34220.7517 | 7504.7328 | 30201.5333 | 0 | 7542.2564 | 34832.565 | 7542.2564 | 30541.645 | 0 | 11.0464 | 11.1017 | 11.1572 | 0.0034409 | 0.0034237 | 0.0034067 | 0 | 353.995 | 0 | 0 | 353.995 | 0 | 0 | 355.765 | 0 | 0 | 355.765 | 0 | 0 | 357.5438 | 0 | 0 | 357.5438 | 0 | 0 | 0 | 0 | 4247.9399 | 4269.1796 | 4290.5255 | 0 | 0 | 0 | 0 | 0 | 0 | 4247.9399 | 4269.1796 | 4290.5255 | 0 | 0 | 0 | 353.995 | 709.76 | 1067.3038 | 0 | 0 | 0 | 0 | 0 | 0 | 353.995 | 709.76 | 1067.3038 | 0 | 0 | 0
| 1084 | Business | Office | HVAC | Gas | 02-278 | 02-278.01 | Misc Heating | [02-278]_Business_HVAC_Infrared Heater_ROB_Gas_per unit | standard heater | Nat Gas heater with electric ignition | DEEMED | 0 | 52.1539 | 0 | 0 | 0 | 0 | 1716 | 12 | 0 | 0.387 | 0.612 | 0 | 0.001 | 1 | 1 | Replace on Burnout | 2.5988 | #NUM! | 0 | 660.3031 | 0 | 0 | 660.3031 | 0 | 4901.0068 | 0 | 0 | 0 | 55.0253 | 0 | 4956.032 | 631.3235 | 4324.7086 | 7.8502 | 0 | 4961.6148 | 0 | 0 | 0 | 55.0253 | 0 | 5016.6401 | 631.3235 | 4385.3166 | 7.9462 | 0 | 5025.8998 | 0 | 0 | 0 | 55.0253 | 0 | 5080.9251 | 631.3235 | 4449.6016 | 8.0481 | per unit | 0.018702 | 459.5169 | 0.005 | 0 | 2007.1179 | 0 | 0 | 2007.1179 | 0 | 0 | 2017.1535 | 0 | 0 | 0 | 0 | 2027.2392 | 0 | 0 | 0 | 0 | 0 | 0 | 2007.1179 | 4024.2713 | 6051.5106 | 0 | 0 | 0 | 0 | 0 | 0 | 2007.1179 | 4024.2713 | 6051.5106 | 0 | 0 | 0 | 0 | 2007.1179 | 0 | 0 | 2007.1179 | 0 | 0 | 2017.1535 | 0 | 0 | 0 | 0 | 2027.2392 | 0 | 0 | 0 | 0 | 0 | 0 | 2007.1179 | 4024.2713 | 6051.5106 | 0 | 0 | 0 | 0 | 0 | 0 | 2007.1179 | 4024.2713 | 6051.5106 | 0 | 0 | 0 | 557.7683 | 4378.6072 | 557.7683 | 3409.8581 | 958.3014 | 562.2874 | 4468.0636 | 562.2874 | 3457.8923 | 966.0657 | 566.9903 | 4563.1682 | 566.9903 | 3508.5374 | 974.1457 | 0.88349 | 0.89065 | 0.8981 | 0.0019131 | 0.0019036 | 0.0018941 | 0 | 46.0775 | 0 | 0 | 46.0775 | 0 | 0 | 46.4508 | 0 | 0 | 46.4508 | 0 | 0 | 46.8393 | 0 | 0 | 46.8393 | 0 | 0 | 0 | 0 | 552.9294 | 557.4093 | 562.0714 | 0 | 0 | 0 | 0 | 0 | 0 | 552.9294 | 557.4093 | 562.0714 | 0 | 0 | 0 | 46.0775 | 92.5282 | 139.3675 | 0 | 0 | 0 | 0 | 0 | 0 | 46.0775 | 92.5282 | 139.3675 | 0 | 0 | 0 | 1 | 1 | 1 | 1 | 1 | 1 | 1 | 1287 | 3669.032 | 3.8508 | 1287 | 3729.6401 | 3.8979 | 1287 | 3793.9251 | 3.9479 | 0 | 2007.1179 | 0 | 0 | 2007.1179 | 0 | 0 | 2017.1535 | 0 | 0 | 0 | 0 | 2027.2392 | 0 | 0 | 0 | 0 | 0 | 0 | 2007.1179 | 4024.2713 | 6051.5106 | 0 | 0 | 0 | 0 | 0 | 0 | 2007.1179 | 4024.2713 | 6051.5106 | 0 | 0 | 0 | 1790.8062 | 6896.1097 | 1790.8062 | 5370.3734 | 596.9354 | 1801.0488 | 7020.368 | 1801.0488 | 5433.1536 | 600.3496 | 1811.4213 | 7151.2787 | 1811.4213 | 5498.4887 | 603.8071 | 1.3915 | 1.3994 | 1.4075 | 0.003013 | 0.002998 | 0.0029831 | 0 | 72.5699 | 0 | 0 | 72.5699 | 0 | 0 | 72.985 | 0 | 0 | 72.985 | 0 | 0 | 73.4053 | 0 | 0 | 73.4053 | 0 | 0 | 0 | 0 | 870.839 | 875.8198 | 880.8637 | 0 | 0 | 0 | 0 | 0 | 0 | 870.839 | 875.8198 | 880.8637 | 0 | 0 | 0 | 72.5699 | 145.5549 | 218.9602 | 0 | 0 | 0 | 0 | 0 | 0 | 72.5699 | 145.5549 | 218.9602 | 0 | 0 | 0 | 1716 | 3240.032 | 2.8881 | 1716 | 3300.6401 | 2.9234 | 1716 | 3364.9251 | 2.9609 | 0 | 2007.1179 | 0 | 0 | 2007.1179 | 0 | 0 | 2017.1535 | 0 | 0 | 0 | 0 | 2027.2392 | 0 | 0 | 0 | 0 | 0 | 0 | 2007.1179 | 4024.2713 | 6051.5106 | 0 | 0 | 0 | 0 | 0 | 0 | 2007.1179 | 4024.2713 | 6051.5106 | 0 | 0 | 0 | 2726.7911 | 7875.3286 | 2726.7911 | 6132.9441 | 0 | 2740.425 | 8011.4953 | 2740.425 | 6200.1999 | 0 | 2754.1271 | 8154.7282 | 2754.1271 | 6270.0228 | 0 | 1.589 | 1.597 | 1.605 | 0.0034409 | 0.0034237 | 0.0034067 | 0 | 82.8745 | 0 | 0 | 82.8745 | 0 | 0 | 83.2889 | 0 | 0 | 83.2889 | 0 | 0 | 83.7054 | 0 | 0 | 83.7054 | 0 | 0 | 0 | 0 | 994.4945 | 999.467 | 1004.4643 | 0 | 0 | 0 | 0 | 0 | 0 | 994.4945 | 999.467 | 1004.4643 | 0 | 0 | 0 | 82.8745 | 166.1635 | 249.8688 | 0 | 0 | 0 | 0 | 0 | 0 | 82.8745 | 166.1635 | 249.8688 | 0 | 0 | 0
| 1085 | Business | Retail | HVAC | Gas | 02-278 | 02-278.02 | Misc Heating | [02-278]_Business_HVAC_Infrared Heater_ROB_Gas_per unit | standard heater | Nat Gas heater with electric ignition | DEEMED | 0 | 52.1539 | 0 | 0 | 0 | 0 | 1716 | 12 | 0 | 0.387 | 0.612 | 0 | 0.001 | 1 | 1 | Replace on Burnout | 2.5988 | #NUM! | 0 | 660.3031 | 0 | 0 | 660.3031 | 0 | 4901.0068 | 0 | 0 | 0 | 55.0253 | 0 | 4956.032 | 631.3235 | 4324.7086 | 7.8502 | 0 | 4961.6148 | 0 | 0 | 0 | 55.0253 | 0 | 5016.6401 | 631.3235 | 4385.3166 | 7.9462 | 0 | 5025.8998 | 0 | 0 | 0 | 55.0253 | 0 | 5080.9251 | 631.3235 | 4449.6016 | 8.0481 | per unit | 0.11162 | 956.4906 | 0.005 | 0 | 4177.8426 | 0 | 0 | 4177.8426 | 0 | 0 | 4198.7318 | 0 | 0 | 0 | 0 | 4219.7255 | 0 | 0 | 0 | 0 | 0 | 0 | 4177.8426 | 8376.5745 | 12596.3 | 0 | 0 | 0 | 0 | 0 | 0 | 4177.8426 | 8376.5745 | 12596.3 | 0 | 0 | 0 | 0 | 4177.8426 | 0 | 0 | 4177.8426 | 0 | 0 | 4198.7318 | 0 | 0 | 0 | 0 | 4219.7255 | 0 | 0 | 0 | 0 | 0 | 0 | 4177.8426 | 8376.5745 | 12596.3 | 0 | 0 | 0 | 0 | 0 | 0 | 4177.8426 | 8376.5745 | 12596.3 | 0 | 0 | 0 | 579.8516 | 4551.9659 | 579.8516 | 3554.8671 | 996.2427 | 586.3847 | 4659.5461 | 586.3847 | 3616.261 | 1007.4672 | 593.3052 | 4774.9517 | 593.3052 | 3681.7362 | 1019.3573 | 0.91847 | 0.92882 | 0.93978 | 0.00095547 | 0.00095072 | 0.00094599 | 0 | 47.9018 | 0 | 0 | 47.9018 | 0 | 0 | 48.4415 | 0 | 0 | 48.4415 | 0 | 0 | 49.0132 | 0 | 0 | 49.0132 | 0 | 0 | 0 | 0 | 574.8211 | 581.2976 | 588.158 | 0 | 0 | 0 | 0 | 0 | 0 | 574.8211 | 581.2976 | 588.158 | 0 | 0 | 0 | 47.9018 | 96.3432 | 145.3564 | 0 | 0 | 0 | 0 | 0 | 0 | 47.9018 | 96.3432 | 145.3564 | 0 | 0 | 0 | 1 | 1 | 1 | 1 | 1 | 1 | 1 | 1287 | 3669.032 | 3.8508 | 1287 | 3729.6401 | 3.8979 | 1287 | 3793.9251 | 3.9479 | 0 | 4177.8426 | 0 | 0 | 4177.8426 | 0 | 0 | 4198.7318 | 0 | 0 | 0 | 0 | 4219.7255 | 0 | 0 | 0 | 0 | 0 | 0 | 4177.8426 | 8376.5745 | 12596.3 | 0 | 0 | 0 | 0 | 0 | 0 | 4177.8426 | 8376.5745 | 12596.3 | 0 | 0 | 0 | 3209.7102 | 12360.083 | 3209.7102 | 9652.6321 | 1069.9034 | 3229.8733 | 12589.8305 | 3229.8733 | 9770.933 | 1076.6244 | 3250.2627 | 12831.6561 | 3250.2627 | 9893.8742 | 1083.4209 | 2.4939 | 2.5096 | 2.5255 | 0.0025944 | 0.0025815 | 0.0025687 | 0 | 130.069 | 0 | 0 | 130.069 | 0 | 0 | 130.8861 | 0 | 0 | 130.8861 | 0 | 0 | 131.7123 | 0 | 0 | 131.7123 | 0 | 0 | 0 | 0 | 1560.8282 | 1570.6332 | 1580.5482 | 0 | 0 | 0 | 0 | 0 | 0 | 1560.8282 | 1570.6332 | 1580.5482 | 0 | 0 | 0 | 130.069 | 260.9551 | 392.6675 | 0 | 0 | 0 | 0 | 0 | 0 | 130.069 | 260.9551 | 392.6675 | 0 | 0 | 0 | 1716 | 3240.032 | 2.8881 | 1716 | 3300.6401 | 2.9234 | 1716 | 3364.9251 | 2.9609 | 0 | 4177.8426 | 0 | 0 | 4177.8426 | 0 | 0 | 4198.7318 | 0 | 0 | 0 | 0 | 4219.7255 | 0 | 0 | 0 | 0 | 0 | 0 | 4177.8426 | 8376.5745 | 12596.3 | 0 | 0 | 0 | 0 | 0 | 0 | 4177.8426 | 8376.5745 | 12596.3 | 0 | 0 | 0 | 5321.1112 | 15368.064 | 5321.1112 | 12001.721 | 0 | 5347.7168 | 15633.7822 | 5347.7168 | 12133.3356 | 0 | 5374.4554 | 15913.2896 | 5374.4554 | 12269.974 | 0 | 3.1009 | 3.1164 | 3.132 | 0.0032258 | 0.0032098 | 0.0031938 | 0 | 161.7229 | 0 | 0 | 161.7229 | 0 | 0 | 162.5316 | 0 | 0 | 162.5316 | 0 | 0 | 163.3442 | 0 | 0 | 163.3442 | 0 | 0 | 0 | 0 | 1940.6753 | 1950.3787 | 1960.1306 | 0 | 0 | 0 | 0 | 0 | 0 | 1940.6753 | 1950.3787 | 1960.1306 | 0 | 0 | 0 | 161.7229 | 324.2545 | 487.5987 | 0 | 0 | 0 | 0 | 0 | 0 | 161.7229 | 324.2545 | 487.5987 | 0 | 0 | 0
| 1086 | Business | Food Service | HVAC | Gas | 02-278 | 02-278.03 | Misc Heating | [02-278]_Business_HVAC_Infrared Heater_ROB_Gas_per unit | standard heater | Nat Gas heater with electric ignition | DEEMED | 0 | 52.1539 | 0 | 0 | 0 | 0 | 1716 | 12 | 0 | 0.387 | 0.612 | 0 | 0.001 | 1 | 1 | Replace on Burnout | 2.5988 | #NUM! | 0 | 660.3031 | 0 | 0 | 660.3031 | 0 | 4901.0068 | 0 | 0 | 0 | 55.0253 | 0 | 5947.2385 | 631.3235 | 5315.915 | 9.4203 | 0 | 4961.6148 | 0 | 0 | 0 | 55.0253 | 0 | 6019.9681 | 631.3235 | 5388.6446 | 9.5355 | 0 | 5025.8998 | 0 | 0 | 0 | 55.0253 | 0 | 6097.1101 | 631.3235 | 5465.7866 | 9.6577 | per unit | 0.0096913 | 15.5352 | 0.005 | 0 | 67.8558 | 0 | 0 | 67.8558 | 0 | 0 | 68.1951 | 0 | 0 | 0 | 0 | 68.536 | 0 | 0 | 0 | 0 | 0 | 0 | 67.8558 | 136.0508 | 204.5869 | 0 | 0 | 0 | 0 | 0 | 0 | 67.8558 | 136.0508 | 204.5869 | 0 | 0 | 0 | 0 | 67.8558 | 0 | 0 | 67.8558 | 0 | 0 | 68.1951 | 0 | 0 | 0 | 0 | 68.536 | 0 | 0 | 0 | 0 | 0 | 0 | 67.8558 | 136.0508 | 204.5869 | 0 | 0 | 0 | 0 | 0 | 0 | 67.8558 | 136.0508 | 204.5869 | 0 | 0 | 0 | 11.5313 | 108.6284 | 11.5313 | 82.1573 | 19.812 | 11.65 | 111.0882 | 11.65 | 83.4953 | 20.0158 | 11.7741 | 113.7102 | 11.7741 | 84.9105 | 20.2291 | 0.018265 | 0.018453 | 0.01865 | 0.0011699 | 0.0011641 | 0.0011583 | 0 | 0.95261 | 0 | 0 | 0.95261 | 0 | 0 | 0.96241 | 0 | 0 | 0.96241 | 0 | 0 | 0.97266 | 0 | 0 | 0.97266 | 0 | 0 | 0 | 0 | 11.4313 | 11.5489 | 11.6719 | 0 | 0 | 0 | 0 | 0 | 0 | 11.4313 | 11.5489 | 11.6719 | 0 | 0 | 0 | 0.95261 | 1.915 | 2.8877 | 0 | 0 | 0 | 0 | 0 | 0 | 0.95261 | 1.915 | 2.8877 | 0 | 0 | 0 | 1 | 1 | 1 | 1 | 1 | 1 | 1 | 1287 | 4660.2385 | 4.621 | 1287 | 4732.9681 | 4.6775 | 1287 | 4810.1101 | 4.7375 | 0 | 67.8558 | 0 | 0 | 67.8558 | 0 | 0 | 68.1951 | 0 | 0 | 0 | 0 | 68.536 | 0 | 0 | 0 | 0 | 0 | 0 | 67.8558 | 136.0508 | 204.5869 | 0 | 0 | 0 | 0 | 0 | 0 | 67.8558 | 136.0508 | 204.5869 | 0 | 0 | 0 | 54.2562 | 250.7184 | 54.2562 | 189.622 | 18.0854 | 54.5838 | 255.3166 | 54.5838 | 191.8993 | 18.1946 | 54.9168 | 260.1662 | 54.9168 | 194.2731 | 18.3056 | 0.042157 | 0.042412 | 0.04267 | 0.0027002 | 0.0026867 | 0.0026734 | 0 | 2.1987 | 0 | 0 | 2.1987 | 0 | 0 | 2.2119 | 0 | 0 | 2.2119 | 0 | 0 | 2.2254 | 0 | 0 | 2.2254 | 0 | 0 | 0 | 0 | 26.3839 | 26.5432 | 26.7051 | 0 | 0 | 0 | 0 | 0 | 0 | 26.3839 | 26.5432 | 26.7051 | 0 | 0 | 0 | 2.1987 | 4.4106 | 6.636 | 0 | 0 | 0 | 0 | 0 | 0 | 2.1987 | 4.4106 | 6.636 | 0 | 0 | 0 | 1716 | 4231.2385 | 3.4658 | 1716 | 4303.9681 | 3.5081 | 1716 | 4381.1101 | 3.5531 | 0 | 67.8558 | 0 | 0 | 67.8558 | 0 | 0 | 68.1951 | 0 | 0 | 0 | 0 | 68.536 | 0 | 0 | 0 | 0 | 0 | 0 | 67.8558 | 136.0508 | 204.5869 | 0 | 0 | 0 | 0 | 0 | 0 | 67.8558 | 136.0508 | 204.5869 | 0 | 0 | 0 | 86.4245 | 299.5264 | 86.4245 | 226.5362 | 0 | 86.8567 | 304.7053 | 86.8567 | 229.0205 | 0 | 87.291 | 310.153 | 87.291 | 231.5996 | 0 | 0.050364 | 0.050616 | 0.050869 | 0.0032258 | 0.0032098 | 0.0031938 | 0 | 2.6267 | 0 | 0 | 2.6267 | 0 | 0 | 2.6398 | 0 | 0 | 2.6398 | 0 | 0 | 2.653 | 0 | 0 | 2.653 | 0 | 0 | 0 | 0 | 31.5201 | 31.6777 | 31.8361 | 0 | 0 | 0 | 0 | 0 | 0 | 31.5201 | 31.6777 | 31.8361 | 0 | 0 | 0 | 2.6267 | 5.2665 | 7.9195 | 0 | 0 | 0 | 0 | 0 | 0 | 2.6267 | 5.2665 | 7.9195 | 0 | 0 | 0
| 1087 | Business | Healthcare/Hospitals | HVAC | Gas | 02-278 | 02-278.04 | Misc Heating | [02-278]_Business_HVAC_Infrared Heater_ROB_Gas_per unit | standard heater | Nat Gas heater with electric ignition | DEEMED | 0 | 52.1539 | 0 | 0 | 0 | 0 | 1716 | 12 | 0 | 0.387 | 0.612 | 0 | 0.001 | 1 | 1 | Replace on Burnout | 2.5988 | #NUM! | 0 | 660.3031 | 0 | 0 | 660.3031 | 0 | 4901.0068 | 0 | 0 | 0 | 55.0253 | 0 | 4956.032 | 723.3527 | 4232.6794 | 6.8515 | 0 | 4961.6148 | 0 | 0 | 0 | 55.0253 | 0 | 5016.6401 | 723.3527 | 4293.2874 | 6.9353 | 0 | 5025.8998 | 0 | 0 | 0 | 55.0253 | 0 | 5080.9251 | 723.3527 | 4357.5724 | 7.0241 | per unit | 0.042071 | 114.2639 | 0.005 | 0 | 499.0918 | 0 | 0 | 499.0918 | 0 | 0 | 501.5872 | 0 | 0 | 0 | 0 | 504.0952 | 0 | 0 | 0 | 0 | 0 | 0 | 499.0918 | 1000.679 | 1504.7742 | 0 | 0 | 0 | 0 | 0 | 0 | 499.0918 | 1000.679 | 1504.7742 | 0 | 0 | 0 | 0 | 499.0918 | 0 | 0 | 499.0918 | 0 | 0 | 501.5872 | 0 | 0 | 0 | 0 | 504.0952 | 0 | 0 | 0 | 0 | 0 | 0 | 499.0918 | 1000.679 | 1504.7742 | 0 | 0 | 0 | 0 | 0 | 0 | 499.0918 | 1000.679 | 1504.7742 | 0 | 0 | 0 | 117.5115 | 805.1272 | 117.5115 | 683.7126 | 161.2595 | 118.6343 | 822.7596 | 118.6343 | 694.3427 | 162.8002 | 119.8015 | 841.5014 | 119.8015 | 705.5426 | 164.402 | 0.16245 | 0.16401 | 0.16562 | 0.0014147 | 0.0014076 | 0.0014006 | 0 | 8.4726 | 0 | 0 | 8.4726 | 0 | 0 | 8.5536 | 0 | 0 | 8.5536 | 0 | 0 | 8.6377 | 0 | 0 | 8.6377 | 0 | 0 | 0 | 0 | 101.6713 | 102.6426 | 103.6525 | 0 | 0 | 0 | 0 | 0 | 0 | 101.6713 | 102.6426 | 103.6525 | 0 | 0 | 0 | 8.4726 | 17.0262 | 25.6639 | 0 | 0 | 0 | 0 | 0 | 0 | 8.4726 | 17.0262 | 25.6639 | 0 | 0 | 0 | 1 | 1 | 1 | 1 | 1 | 1 | 1 | 1287 | 3669.032 | 3.8508 | 1287 | 3729.6401 | 3.8979 | 1287 | 3793.9251 | 3.9479 | 0 | 499.0918 | 0 | 0 | 499.0918 | 0 | 0 | 501.5872 | 0 | 0 | 0 | 0 | 504.0952 | 0 | 0 | 0 | 0 | 0 | 0 | 499.0918 | 1000.679 | 1504.7742 | 0 | 0 | 0 | 0 | 0 | 0 | 499.0918 | 1000.679 | 1504.7742 | 0 | 0 | 0 | 392.3424 | 1510.8483 | 392.3424 | 1283.0098 | 130.7808 | 394.7589 | 1538.744 | 394.7589 | 1298.5757 | 131.5863 | 397.1993 | 1568.0964 | 397.1993 | 1314.744 | 132.3998 | 0.30485 | 0.30673 | 0.30862 | 0.0026547 | 0.0026415 | 0.0026283 | 0 | 15.8991 | 0 | 0 | 15.8991 | 0 | 0 | 15.9971 | 0 | 0 | 15.9971 | 0 | 0 | 16.0959 | 0 | 0 | 16.0959 | 0 | 0 | 0 | 0 | 190.7895 | 191.9646 | 193.1514 | 0 | 0 | 0 | 0 | 0 | 0 | 190.7895 | 191.9646 | 193.1514 | 0 | 0 | 0 | 15.8991 | 31.8962 | 47.9921 | 0 | 0 | 0 | 0 | 0 | 0 | 15.8991 | 31.8962 | 47.9921 | 0 | 0 | 0 | 1716 | 3240.032 | 2.8881 | 1716 | 3300.6401 | 2.9234 | 1716 | 3364.9251 | 2.9609 | 0 | 499.0918 | 0 | 0 | 499.0918 | 0 | 0 | 501.5872 | 0 | 0 | 0 | 0 | 504.0952 | 0 | 0 | 0 | 0 | 0 | 0 | 499.0918 | 1000.679 | 1504.7742 | 0 | 0 | 0 | 0 | 0 | 0 | 499.0918 | 1000.679 | 1504.7742 | 0 | 0 | 0 | 635.6685 | 1835.8935 | 635.6685 | 1559.0377 | 0 | 638.8468 | 1867.6367 | 638.8468 | 1576.1346 | 0 | 642.041 | 1901.0271 | 642.041 | 1593.8841 | 0 | 0.37044 | 0.37229 | 0.37415 | 0.0032258 | 0.0032098 | 0.0031938 | 0 | 19.3197 | 0 | 0 | 19.3197 | 0 | 0 | 19.4163 | 0 | 0 | 19.4163 | 0 | 0 | 19.5134 | 0 | 0 | 19.5134 | 0 | 0 | 0 | 0 | 231.8362 | 232.9954 | 234.1603 | 0 | 0 | 0 | 0 | 0 | 0 | 231.8362 | 232.9954 | 234.1603 | 0 | 0 | 0 | 19.3197 | 38.736 | 58.2493 | 0 | 0 | 0 | 0 | 0 | 0 | 19.3197 | 38.736 | 58.2493 | 0 | 0 | 0
| 1088 | Business | Campus/Education | HVAC | Gas | 02-278 | 02-278.05 | Misc Heating | [02-278]_Business_HVAC_Infrared Heater_ROB_Gas_per unit | standard heater | Nat Gas heater with electric ignition | DEEMED | 0 | 52.1539 | 0 | 0 | 0 | 0 | 1716 | 12 | 0 | 0.387 | 0.612 | 0 | 0.001 | 1 | 1 | Replace on Burnout | 2.5988 | #NUM! | 0 | 660.3031 | 0 | 0 | 660.3031 | 0 | 4901.0068 | 0 | 0 | 0 | 55.0253 | 0 | 4956.032 | 723.3527 | 4232.6794 | 6.8515 | 0 | 4961.6148 | 0 | 0 | 0 | 55.0253 | 0 | 5016.6401 | 723.3527 | 4293.2874 | 6.9353 | 0 | 5025.8998 | 0 | 0 | 0 | 55.0253 | 0 | 5080.9251 | 723.3527 | 4357.5724 | 7.0241 | per unit | 0.0013867 | 3.1492 | 0.005 | 0 | 13.7556 | 0 | 0 | 13.7556 | 0 | 0 | 13.8243 | 0 | 0 | 0 | 0 | 13.8935 | 0 | 0 | 0 | 0 | 0 | 0 | 13.7556 | 27.5799 | 41.4733 | 0 | 0 | 0 | 0 | 0 | 0 | 13.7556 | 27.5799 | 41.4733 | 0 | 0 | 0 | 0 | 13.7556 | 0 | 0 | 13.7556 | 0 | 0 | 13.8243 | 0 | 0 | 0 | 0 | 13.8935 | 0 | 0 | 0 | 0 | 0 | 0 | 13.7556 | 27.5799 | 41.4733 | 0 | 0 | 0 | 0 | 0 | 0 | 13.7556 | 27.5799 | 41.4733 | 0 | 0 | 0 | 3.0806 | 21.1069 | 3.0806 | 17.1583 | 4.2275 | 3.1109 | 21.5746 | 3.1109 | 17.4295 | 4.269 | 3.1415 | 22.0663 | 3.1415 | 17.7109 | 4.311 | 0.0042588 | 0.0043006 | 0.004343 | 0.0013456 | 0.0013389 | 0.0013322 | 0 | 0.22211 | 0 | 0 | 0.22211 | 0 | 0 | 0.22429 | 0 | 0 | 0.22429 | 0 | 0 | 0.2265 | 0 | 0 | 0.2265 | 0 | 0 | 0 | 0 | 2.6654 | 2.6915 | 2.718 | 0 | 0 | 0 | 0 | 0 | 0 | 2.6654 | 2.6915 | 2.718 | 0 | 0 | 0 | 0.22211 | 0.44641 | 0.67291 | 0 | 0 | 0 | 0 | 0 | 0 | 0.22211 | 0.44641 | 0.67291 | 0 | 0 | 0 | 1 | 1 | 1 | 1 | 1 | 1 | 1 | 1287 | 3669.032 | 3.8508 | 1287 | 3729.6401 | 3.8979 | 1287 | 3793.9251 | 3.9479 | 0 | 13.7556 | 0 | 0 | 13.7556 | 0 | 0 | 13.8243 | 0 | 0 | 0 | 0 | 13.8935 | 0 | 0 | 0 | 0 | 0 | 0 | 13.7556 | 27.5799 | 41.4733 | 0 | 0 | 0 | 0 | 0 | 0 | 13.7556 | 27.5799 | 41.4733 | 0 | 0 | 0 | 10.6872 | 41.1547 | 10.6872 | 33.4557 | 3.5624 | 10.7536 | 41.9168 | 10.7536 | 33.8634 | 3.5845 | 10.821 | 42.72 | 10.821 | 34.288 | 3.607 | 0.008304 | 0.0083555 | 0.0084079 | 0.0026237 | 0.0026106 | 0.0025976 | 0 | 0.43308 | 0 | 0 | 0.43308 | 0 | 0 | 0.43577 | 0 | 0 | 0.43577 | 0 | 0 | 0.43851 | 0 | 0 | 0.43851 | 0 | 0 | 0 | 0 | 5.197 | 5.2293 | 5.2621 | 0 | 0 | 0 | 0 | 0 | 0 | 5.197 | 5.2293 | 5.2621 | 0 | 0 | 0 | 0.43308 | 0.86886 | 1.3074 | 0 | 0 | 0 | 0 | 0 | 0 | 0.43308 | 0.86886 | 1.3074 | 0 | 0 | 0 | 1716 | 3240.032 | 2.8881 | 1716 | 3300.6401 | 2.9234 | 1716 | 3364.9251 | 2.9609 | 0 | 13.7556 | 0 | 0 | 13.7556 | 0 | 0 | 13.8243 | 0 | 0 | 0 | 0 | 13.8935 | 0 | 0 | 0 | 0 | 0 | 0 | 13.7556 | 27.5799 | 41.4733 | 0 | 0 | 0 | 0 | 0 | 0 | 13.7556 | 27.5799 | 41.4733 | 0 | 0 | 0 | 17.5198 | 50.5994 | 17.5198 | 41.1335 | 0 | 17.6074 | 51.4743 | 17.6074 | 41.5846 | 0 | 17.6954 | 52.3945 | 17.6954 | 42.0529 | 0 | 0.01021 | 0.010261 | 0.010312 | 0.0032258 | 0.0032098 | 0.0031938 | 0 | 0.53247 | 0 | 0 | 0.53247 | 0 | 0 | 0.53514 | 0 | 0 | 0.53514 | 0 | 0 | 0.53781 | 0 | 0 | 0.53781 | 0 | 0 | 0 | 0 | 6.3897 | 6.4216 | 6.4537 | 0 | 0 | 0 | 0 | 0 | 0 | 6.3897 | 6.4216 | 6.4537 | 0 | 0 | 0 | 0.53247 | 1.0676 | 1.6054 | 0 | 0 | 0 | 0 | 0 | 0 | 0.53247 | 1.0676 | 1.6054 | 0 | 0 | 0
| 1089 | Business | Warehouse | HVAC | Gas | 02-278 | 02-278.06 | Misc Heating | [02-278]_Business_HVAC_Infrared Heater_ROB_Gas_per unit | standard heater | Nat Gas heater with electric ignition | DEEMED | 0 | 52.1539 | 0 | 0 | 0 | 0 | 1716 | 12 | 0 | 0.387 | 0.612 | 0 | 0.001 | 1 | 1 | Replace on Burnout | 2.5988 | #NUM! | 0 | 660.3031 | 0 | 0 | 660.3031 | 0 | 4901.0068 | 0 | 0 | 0 | 55.0253 | 0 | 4956.032 | 723.3527 | 4232.6794 | 6.8515 | 0 | 4961.6148 | 0 | 0 | 0 | 55.0253 | 0 | 5016.6401 | 723.3527 | 4293.2874 | 6.9353 | 0 | 5025.8998 | 0 | 0 | 0 | 55.0253 | 0 | 5080.9251 | 723.3527 | 4357.5724 | 7.0241 | per unit | 0.42141 | 874.8541 | 0.005 | 0 | 3821.2638 | 0 | 0 | 3821.2638 | 0 | 0 | 3840.3701 | 0 | 0 | 0 | 0 | 3859.5719 | 0 | 0 | 0 | 0 | 0 | 0 | 3821.2638 | 7661.6339 | 11521.2058 | 0 | 0 | 0 | 0 | 0 | 0 | 3821.2638 | 7661.6339 | 11521.2058 | 0 | 0 | 0 | 0 | 3821.2638 | 0 | 0 | 3821.2638 | 0 | 0 | 3840.3701 | 0 | 0 | 0 | 0 | 3859.5719 | 0 | 0 | 0 | 0 | 0 | 0 | 3821.2638 | 7661.6339 | 11521.2058 | 0 | 0 | 0 | 0 | 0 | 0 | 3821.2638 | 7661.6339 | 11521.2058 | 0 | 0 | 0 | 1504.8895 | 10310.7109 | 1504.8895 | 8405.0079 | 2065.1399 | 1515.4294 | 10509.8993 | 1515.4294 | 8514.1219 | 2079.6037 | 1526.2271 | 10720.4214 | 1526.2271 | 8628.2096 | 2094.4212 | 2.0804 | 2.095 | 2.1099 | 0.0023662 | 0.0023544 | 0.0023427 | 0 | 108.5028 | 0 | 0 | 108.5028 | 0 | 0 | 109.2628 | 0 | 0 | 109.2628 | 0 | 0 | 110.0413 | 0 | 0 | 110.0413 | 0 | 0 | 0 | 0 | 1302.034 | 1311.1532 | 1320.4954 | 0 | 0 | 0 | 0 | 0 | 0 | 1302.034 | 1311.1532 | 1320.4954 | 0 | 0 | 0 | 108.5028 | 217.7656 | 327.8069 | 0 | 0 | 0 | 0 | 0 | 0 | 108.5028 | 217.7656 | 327.8069 | 0 | 0 | 0 | 1 | 1 | 1 | 1 | 1 | 1 | 1 | 1287 | 3669.032 | 3.8508 | 1287 | 3729.6401 | 3.8979 | 1287 | 3793.9251 | 3.9479 | 0 | 3821.2638 | 0 | 0 | 3821.2638 | 0 | 0 | 3840.3701 | 0 | 0 | 0 | 0 | 3859.5719 | 0 | 0 | 0 | 0 | 0 | 0 | 3821.2638 | 7661.6339 | 11521.2058 | 0 | 0 | 0 | 0 | 0 | 0 | 3821.2638 | 7661.6339 | 11521.2058 | 0 | 0 | 0 | 3439.1916 | 13243.779 | 3439.1916 | 10795.9644 | 1146.3972 | 3458.7435 | 13481.9512 | 3458.7435 | 10921.7959 | 1152.9145 | 3478.5262 | 13732.8136 | 3478.5262 | 11052.6993 | 1159.5087 | 2.6723 | 2.6874 | 2.7028 | 0.0030393 | 0.0030242 | 0.0030092 | 0 | 139.3684 | 0 | 0 | 139.3684 | 0 | 0 | 140.1607 | 0 | 0 | 140.1607 | 0 | 0 | 140.9624 | 0 | 0 | 140.9624 | 0 | 0 | 0 | 0 | 1672.4211 | 1681.9289 | 1691.5489 | 0 | 0 | 0 | 0 | 0 | 0 | 1672.4211 | 1681.9289 | 1691.5489 | 0 | 0 | 0 | 139.3684 | 279.5292 | 420.4916 | 0 | 0 | 0 | 0 | 0 | 0 | 139.3684 | 279.5292 | 420.4916 | 0 | 0 | 0 | 1716 | 3240.032 | 2.8881 | 1716 | 3300.6401 | 2.9234 | 1716 | 3364.9251 | 2.9609 | 0 | 3821.2638 | 0 | 0 | 3821.2638 | 0 | 0 | 3840.3701 | 0 | 0 | 0 | 0 | 3859.5719 | 0 | 0 | 0 | 0 | 0 | 0 | 3821.2638 | 7661.6339 | 11521.2058 | 0 | 0 | 0 | 0 | 0 | 0 | 3821.2638 | 7661.6339 | 11521.2058 | 0 | 0 | 0 | 5191.418 | 14993.4931 | 5191.418 | 12222.2832 | 0 | 5217.3751 | 15252.7348 | 5217.3751 | 12356.3166 | 0 | 5243.462 | 15525.4298 | 5243.462 | 12495.4661 | 0 | 3.0253 | 3.0404 | 3.0556 | 0.0034409 | 0.0034237 | 0.0034067 | 0 | 157.7812 | 0 | 0 | 157.7812 | 0 | 0 | 158.5701 | 0 | 0 | 158.5701 | 0 | 0 | 159.363 | 0 | 0 | 159.363 | 0 | 0 | 0 | 0 | 1893.3746 | 1902.8414 | 1912.3556 | 0 | 0 | 0 | 0 | 0 | 0 | 1893.3746 | 1902.8414 | 1912.3556 | 0 | 0 | 0 | 157.7812 | 316.3513 | 475.7143 | 0 | 0 | 0 | 0 | 0 | 0 | 157.7812 | 316.3513 | 475.7143 | 0 | 0 | 0
| 1090 | Business | Lodging | HVAC | Gas | 02-278 | 02-278.07 | Misc Heating | [02-278]_Business_HVAC_Infrared Heater_ROB_Gas_per unit | standard heater | Nat Gas heater with electric ignition | DEEMED | 0 | 52.1539 | 0 | 0 | 0 | 0 | 1716 | 12 | 0 | 0.387 | 0.612 | 0 | 0.001 | 1 | 1 | Replace on Burnout | 2.5988 | #NUM! | 0 | 660.3031 | 0 | 0 | 660.3031 | 0 | 4901.0068 | 0 | 0 | 0 | 55.0253 | 0 | 4956.032 | 631.3235 | 4324.7086 | 7.8502 | 0 | 4961.6148 | 0 | 0 | 0 | 55.0253 | 0 | 5016.6401 | 631.3235 | 4385.3166 | 7.9462 | 0 | 5025.8998 | 0 | 0 | 0 | 55.0253 | 0 | 5080.9251 | 631.3235 | 4449.6016 | 8.0481 | per unit | 0.0047255 | 13.548 | 0.005 | 0 | 59.1762 | 0 | 0 | 59.1762 | 0 | 0 | 59.4721 | 0 | 0 | 0 | 0 | 59.7694 | 0 | 0 | 0 | 0 | 0 | 0 | 59.1762 | 118.6483 | 178.4177 | 0 | 0 | 0 | 0 | 0 | 0 | 59.1762 | 118.6483 | 178.4177 | 0 | 0 | 0 | 0 | 59.1762 | 0 | 0 | 59.1762 | 0 | 0 | 59.4721 | 0 | 0 | 0 | 0 | 59.7694 | 0 | 0 | 0 | 0 | 0 | 0 | 59.1762 | 118.6483 | 178.4177 | 0 | 0 | 0 | 0 | 0 | 0 | 59.1762 | 118.6483 | 178.4177 | 0 | 0 | 0 | 16.3917 | 128.6788 | 16.3917 | 99.8316 | 28.1626 | 16.5251 | 131.3124 | 16.5251 | 101.2415 | 28.3918 | 16.6599 | 134.0798 | 16.6599 | 102.7032 | 28.6234 | 0.025964 | 0.026175 | 0.026389 | 0.0019069 | 0.0018974 | 0.001888 | 0 | 1.3541 | 0 | 0 | 1.3541 | 0 | 0 | 1.3651 | 0 | 0 | 1.3651 | 0 | 0 | 1.3763 | 0 | 0 | 1.3763 | 0 | 0 | 0 | 0 | 16.2495 | 16.3818 | 16.5154 | 0 | 0 | 0 | 0 | 0 | 0 | 16.2495 | 16.3818 | 16.5154 | 0 | 0 | 0 | 1.3541 | 2.7193 | 4.0956 | 0 | 0 | 0 | 0 | 0 | 0 | 1.3541 | 2.7193 | 4.0956 | 0 | 0 | 0 | 1 | 1 | 1 | 1 | 1 | 1 | 1 | 1287 | 3669.032 | 3.8508 | 1287 | 3729.6401 | 3.8979 | 1287 | 3793.9251 | 3.9479 | 0 | 59.1762 | 0 | 0 | 59.1762 | 0 | 0 | 59.4721 | 0 | 0 | 0 | 0 | 59.7694 | 0 | 0 | 0 | 0 | 0 | 0 | 59.1762 | 118.6483 | 178.4177 | 0 | 0 | 0 | 0 | 0 | 0 | 59.1762 | 118.6483 | 178.4177 | 0 | 0 | 0 | 52.7598 | 203.1694 | 52.7598 | 157.623 | 17.5866 | 53.0619 | 206.8319 | 53.0619 | 159.4669 | 17.6873 | 53.368 | 210.6905 | 53.368 | 161.3859 | 17.7893 | 0.040994 | 0.041229 | 0.041467 | 0.0030108 | 0.0029958 | 0.0029809 | 0 | 2.138 | 0 | 0 | 2.138 | 0 | 0 | 2.1503 | 0 | 0 | 2.1503 | 0 | 0 | 2.1627 | 0 | 0 | 2.1627 | 0 | 0 | 0 | 0 | 25.6562 | 25.8031 | 25.952 | 0 | 0 | 0 | 0 | 0 | 0 | 25.6562 | 25.8031 | 25.952 | 0 | 0 | 0 | 2.138 | 4.2883 | 6.4509 | 0 | 0 | 0 | 0 | 0 | 0 | 2.138 | 4.2883 | 6.4509 | 0 | 0 | 0 | 1716 | 3240.032 | 2.8881 | 1716 | 3300.6401 | 2.9234 | 1716 | 3364.9251 | 2.9609 | 0 | 59.1762 | 0 | 0 | 59.1762 | 0 | 0 | 59.4721 | 0 | 0 | 0 | 0 | 59.7694 | 0 | 0 | 0 | 0 | 0 | 0 | 59.1762 | 118.6483 | 178.4177 | 0 | 0 | 0 | 0 | 0 | 0 | 59.1762 | 118.6483 | 178.4177 | 0 | 0 | 0 | 80.3944 | 232.1896 | 80.3944 | 180.1374 | 0 | 80.7964 | 236.2043 | 80.7964 | 182.1129 | 0 | 81.2004 | 240.4272 | 81.2004 | 184.1637 | 0 | 0.04685 | 0.047084 | 0.04732 | 0.0034409 | 0.0034237 | 0.0034067 | 0 | 2.4434 | 0 | 0 | 2.4434 | 0 | 0 | 2.4556 | 0 | 0 | 2.4556 | 0 | 0 | 2.4679 | 0 | 0 | 2.4679 | 0 | 0 | 0 | 0 | 29.3209 | 29.4675 | 29.6148 | 0 | 0 | 0 | 0 | 0 | 0 | 29.3209 | 29.4675 | 29.6148 | 0 | 0 | 0 | 2.4434 | 4.899 | 7.3669 | 0 | 0 | 0 | 0 | 0 | 0 | 2.4434 | 4.899 | 7.3669 | 0 | 0 | 0
| 1091 | Business | Other Commercial | HVAC | Gas | 02-278 | 02-278.08 | Misc Heating | [02-278]_Business_HVAC_Infrared Heater_ROB_Gas_per unit | standard heater | Nat Gas heater with electric ignition | DEEMED | 0 | 52.1539 | 0 | 0 | 0 | 0 | 1716 | 12 | 0 | 0.387 | 0.612 | 0 | 0.001 | 1 | 1 | Replace on Burnout | 2.5988 | #NUM! | 0 | 660.3031 | 0 | 0 | 660.3031 | 0 | 4901.0068 | 0 | 0 | 0 | 55.0253 | 0 | 4956.032 | 631.3235 | 4324.7086 | 7.8502 | 0 | 4961.6148 | 0 | 0 | 0 | 55.0253 | 0 | 5016.6401 | 631.3235 | 4385.3166 | 7.9462 | 0 | 5025.8998 | 0 | 0 | 0 | 55.0253 | 0 | 5080.9251 | 631.3235 | 4449.6016 | 8.0481 | per unit | 0.018372 | 69.8125 | 0.005 | 0 | 304.9333 | 0 | 0 | 304.9333 | 0 | 0 | 306.458 | 0 | 0 | 0 | 0 | 307.9903 | 0 | 0 | 0 | 0 | 0 | 0 | 304.9333 | 611.3913 | 919.3816 | 0 | 0 | 0 | 0 | 0 | 0 | 304.9333 | 611.3913 | 919.3816 | 0 | 0 | 0 | 0 | 304.9333 | 0 | 0 | 304.9333 | 0 | 0 | 306.458 | 0 | 0 | 0 | 0 | 307.9903 | 0 | 0 | 0 | 0 | 0 | 0 | 304.9333 | 611.3913 | 919.3816 | 0 | 0 | 0 | 0 | 0 | 0 | 304.9333 | 611.3913 | 919.3816 | 0 | 0 | 0 | 85.1372 | 668.3464 | 85.1372 | 523.2093 | 146.2742 | 85.8227 | 681.9664 | 85.8227 | 530.5528 | 147.4519 | 86.5358 | 696.4444 | 86.5358 | 538.2941 | 148.677 | 0.13486 | 0.13594 | 0.13707 | 0.0019221 | 0.0019125 | 0.001903 | 0 | 7.0332 | 0 | 0 | 7.0332 | 0 | 0 | 7.0898 | 0 | 0 | 7.0898 | 0 | 0 | 7.1488 | 0 | 0 | 7.1488 | 0 | 0 | 0 | 0 | 84.3986 | 85.0781 | 85.785 | 0 | 0 | 0 | 0 | 0 | 0 | 84.3986 | 85.0781 | 85.785 | 0 | 0 | 0 | 7.0332 | 14.1231 | 21.2718 | 0 | 0 | 0 | 0 | 0 | 0 | 7.0332 | 14.1231 | 21.2718 | 0 | 0 | 0 | 1 | 1 | 1 | 1 | 1 | 1 | 1 | 1287 | 3669.032 | 3.8508 | 1287 | 3729.6401 | 3.8979 | 1287 | 3793.9251 | 3.9479 | 0 | 304.9333 | 0 | 0 | 304.9333 | 0 | 0 | 306.458 | 0 | 0 | 0 | 0 | 307.9903 | 0 | 0 | 0 | 0 | 0 | 0 | 304.9333 | 611.3913 | 919.3816 | 0 | 0 | 0 | 0 | 0 | 0 | 304.9333 | 611.3913 | 919.3816 | 0 | 0 | 0 | 272.3449 | 1048.7567 | 272.3449 | 821.0104 | 90.7816 | 273.8995 | 1067.6421 | 273.8995 | 830.5989 | 91.2998 | 275.4796 | 1087.561 | 275.4796 | 840.595 | 91.8265 | 0.21161 | 0.21282 | 0.21405 | 0.0030161 | 0.0030011 | 0.0029861 | 0 | 11.0364 | 0 | 0 | 11.0364 | 0 | 0 | 11.0994 | 0 | 0 | 11.0994 | 0 | 0 | 11.1634 | 0 | 0 | 11.1634 | 0 | 0 | 0 | 0 | 132.4367 | 133.1927 | 133.9611 | 0 | 0 | 0 | 0 | 0 | 0 | 132.4367 | 133.1927 | 133.9611 | 0 | 0 | 0 | 11.0364 | 22.1358 | 33.2992 | 0 | 0 | 0 | 0 | 0 | 0 | 11.0364 | 22.1358 | 33.2992 | 0 | 0 | 0 | 1716 | 3240.032 | 2.8881 | 1716 | 3300.6401 | 2.9234 | 1716 | 3364.9251 | 2.9609 | 0 | 304.9333 | 0 | 0 | 304.9333 | 0 | 0 | 306.458 | 0 | 0 | 0 | 0 | 307.9903 | 0 | 0 | 0 | 0 | 0 | 0 | 304.9333 | 611.3913 | 919.3816 | 0 | 0 | 0 | 0 | 0 | 0 | 304.9333 | 611.3913 | 919.3816 | 0 | 0 | 0 | 414.2704 | 1196.4669 | 414.2704 | 936.644 | 0 | 416.3417 | 1217.1541 | 416.3417 | 946.9155 | 0 | 418.4234 | 1238.9149 | 418.4234 | 957.5791 | 0 | 0.24142 | 0.24262 | 0.24384 | 0.0034409 | 0.0034237 | 0.0034067 | 0 | 12.5908 | 0 | 0 | 12.5908 | 0 | 0 | 12.6537 | 0 | 0 | 12.6537 | 0 | 0 | 12.717 | 0 | 0 | 12.717 | 0 | 0 | 0 | 0 | 151.0895 | 151.845 | 152.6042 | 0 | 0 | 0 | 0 | 0 | 0 | 151.0895 | 151.845 | 152.6042 | 0 | 0 | 0 | 12.5908 | 25.2445 | 37.9616 | 0 | 0 | 0 | 0 | 0 | 0 | 12.5908 | 25.2445 | 37.9616 | 0 | 0 | 0
| 1092 | Business | Food Sales | HVAC | Gas | 02-278 | 02-278.09 | Misc Heating | [02-278]_Business_HVAC_Infrared Heater_ROB_Gas_per unit | standard heater | Nat Gas heater with electric ignition | DEEMED | 0 | 52.1539 | 0 | 0 | 0 | 0 | 1716 | 12 | 0 | 0.387 | 0.612 | 0 | 0.001 | 1 | 1 | Replace on Burnout | 2.5988 | #NUM! | 0 | 660.3031 | 0 | 0 | 660.3031 | 0 | 4901.0068 | 0 | 0 | 0 | 55.0253 | 0 | 4956.032 | 631.3235 | 4324.7086 | 7.8502 | 0 | 4961.6148 | 0 | 0 | 0 | 55.0253 | 0 | 5016.6401 | 631.3235 | 4385.3166 | 7.9462 | 0 | 5025.8998 | 0 | 0 | 0 | 55.0253 | 0 | 5080.9251 | 631.3235 | 4449.6016 | 8.0481 | per unit | 0.11899 | 213.7 | 0.005 | 0 | 933.4173 | 0 | 0 | 933.4173 | 0 | 0 | 938.0844 | 0 | 0 | 0 | 0 | 942.7748 | 0 | 0 | 0 | 0 | 0 | 0 | 933.4173 | 1871.5017 | 2814.2765 | 0 | 0 | 0 | 0 | 0 | 0 | 933.4173 | 1871.5017 | 2814.2765 | 0 | 0 | 0 | 0 | 933.4173 | 0 | 0 | 933.4173 | 0 | 0 | 938.0844 | 0 | 0 | 0 | 0 | 942.7748 | 0 | 0 | 0 | 0 | 0 | 0 | 933.4173 | 1871.5017 | 2814.2765 | 0 | 0 | 0 | 0 | 0 | 0 | 933.4173 | 1871.5017 | 2814.2765 | 0 | 0 | 0 | 127.5913 | 1001.6203 | 127.5913 | 773.839 | 219.2145 | 129.0482 | 1025.4462 | 129.0482 | 787.3216 | 221.7176 | 130.5406 | 1050.5974 | 130.5406 | 801.3886 | 224.2817 | 0.2021 | 0.20441 | 0.20677 | 0.00094102 | 0.00093634 | 0.00093168 | 0 | 10.5404 | 0 | 0 | 10.5404 | 0 | 0 | 10.6607 | 0 | 0 | 10.6607 | 0 | 0 | 10.784 | 0 | 0 | 10.784 | 0 | 0 | 0 | 0 | 126.4844 | 127.9286 | 129.4081 | 0 | 0 | 0 | 0 | 0 | 0 | 126.4844 | 127.9286 | 129.4081 | 0 | 0 | 0 | 10.5404 | 21.2011 | 31.9851 | 0 | 0 | 0 | 0 | 0 | 0 | 10.5404 | 21.2011 | 31.9851 | 0 | 0 | 0 | 1 | 1 | 1 | 1 | 1 | 1 | 1 | 1287 | 3669.032 | 3.8508 | 1287 | 3729.6401 | 3.8979 | 1287 | 3793.9251 | 3.9479 | 0 | 933.4173 | 0 | 0 | 933.4173 | 0 | 0 | 938.0844 | 0 | 0 | 0 | 0 | 942.7748 | 0 | 0 | 0 | 0 | 0 | 0 | 933.4173 | 1871.5017 | 2814.2765 | 0 | 0 | 0 | 0 | 0 | 0 | 933.4173 | 1871.5017 | 2814.2765 | 0 | 0 | 0 | 714.8976 | 2752.9566 | 714.8976 | 2126.8989 | 238.2992 | 719.3914 | 2804.1396 | 719.3914 | 2152.9746 | 239.7971 | 723.9595 | 2858.1074 | 723.9595 | 2180.1448 | 241.3198 | 0.55548 | 0.55897 | 0.56252 | 0.0025864 | 0.0025735 | 0.0025607 | 0 | 28.9702 | 0 | 0 | 28.9702 | 0 | 0 | 29.1523 | 0 | 0 | 29.1523 | 0 | 0 | 29.3374 | 0 | 0 | 29.3374 | 0 | 0 | 0 | 0 | 347.6427 | 349.828 | 352.0494 | 0 | 0 | 0 | 0 | 0 | 0 | 347.6427 | 349.828 | 352.0494 | 0 | 0 | 0 | 28.9702 | 58.1226 | 87.46 | 0 | 0 | 0 | 0 | 0 | 0 | 28.9702 | 58.1226 | 87.46 | 0 | 0 | 0 | 1716 | 3240.032 | 2.8881 | 1716 | 3300.6401 | 2.9234 | 1716 | 3364.9251 | 2.9609 | 0 | 933.4173 | 0 | 0 | 933.4173 | 0 | 0 | 938.0844 | 0 | 0 | 0 | 0 | 942.7748 | 0 | 0 | 0 | 0 | 0 | 0 | 933.4173 | 1871.5017 | 2814.2765 | 0 | 0 | 0 | 0 | 0 | 0 | 933.4173 | 1871.5017 | 2814.2765 | 0 | 0 | 0 | 1188.8474 | 3433.5465 | 1188.8474 | 2652.7139 | 0 | 1194.7916 | 3492.9135 | 1194.7916 | 2681.8044 | 0 | 1200.7656 | 3555.3613 | 1200.7656 | 2712.0053 | 0 | 0.6928 | 0.69627 | 0.69975 | 0.0032258 | 0.0032098 | 0.0031938 | 0 | 36.1323 | 0 | 0 | 36.1323 | 0 | 0 | 36.3129 | 0 | 0 | 36.3129 | 0 | 0 | 36.4945 | 0 | 0 | 36.4945 | 0 | 0 | 0 | 0 | 433.5874 | 435.7553 | 437.9341 | 0 | 0 | 0 | 0 | 0 | 0 | 433.5874 | 435.7553 | 437.9341 | 0 | 0 | 0 | 36.1323 | 72.4452 | 108.9397 | 0 | 0 | 0 | 0 | 0 | 0 | 36.1323 | 72.4452 | 108.9397 | 0 | 0 | 0
| 1093 | Business | Manufacturing/Industrial | HVAC | Gas | 02-278 | 02-278.10 | Misc Heating | [02-278]_Business_HVAC_Infrared Heater_ROB_Gas_per unit | standard heater | Nat Gas heater with electric ignition | DEEMED | 0 | 52.1539 | 0 | 0 | 0 | 0 | 1716 | 12 | 0 | 0.387 | 0.612 | 0 | 0.001 | 1 | 1 | Replace on Burnout | 2.5988 | #NUM! | 0 | 660.3031 | 0 | 0 | 660.3031 | 0 | 4901.0068 | 0 | 0 | 0 | 55.0253 | 0 | 4956.032 | 723.3527 | 4232.6794 | 6.8515 | 0 | 4961.6148 | 0 | 0 | 0 | 55.0253 | 0 | 5016.6401 | 723.3527 | 4293.2874 | 6.9353 | 0 | 5025.8998 | 0 | 0 | 0 | 55.0253 | 0 | 5080.9251 | 723.3527 | 4357.5724 | 7.0241 | per unit | 0.77104 | 3194.4006 | 0.005 | 0 | 13952.7809 | 0 | 0 | 13952.7809 | 0 | 0 | 14022.5448 | 0 | 0 | 0 | 0 | 14092.6576 | 0 | 0 | 0 | 0 | 0 | 0 | 13952.7809 | 27975.3258 | 42067.9833 | 0 | 0 | 0 | 0 | 0 | 0 | 13952.7809 | 27975.3258 | 42067.9833 | 0 | 0 | 0 | 0 | 13952.7809 | 0 | 0 | 13952.7809 | 0 | 0 | 14022.5448 | 0 | 0 | 0 | 0 | 14092.6576 | 0 | 0 | 0 | 0 | 0 | 0 | 13952.7809 | 27975.3258 | 42067.9833 | 0 | 0 | 0 | 0 | 0 | 0 | 13952.7809 | 27975.3258 | 42067.9833 | 0 | 0 | 0 | 5819.6002 | 39872.8381 | 5819.6002 | 35409.9088 | 7986.16 | 5858.4721 | 40630.0355 | 5858.4721 | 35858.0484 | 8039.5035 | 5898.0403 | 41428.6153 | 5898.0403 | 36325.1475 | 8093.8023 | 8.0453 | 8.0991 | 8.1538 | 0.002506 | 0.0024936 | 0.0024812 | 0 | 419.5943 | 0 | 0 | 419.5943 | 0 | 0 | 422.397 | 0 | 0 | 422.397 | 0 | 0 | 425.2499 | 0 | 0 | 425.2499 | 0 | 0 | 0 | 0 | 5035.1321 | 5068.7641 | 5102.9986 | 0 | 0 | 0 | 0 | 0 | 0 | 5035.1321 | 5068.7641 | 5102.9986 | 0 | 0 | 0 | 419.5943 | 841.9913 | 1267.2412 | 0 | 0 | 0 | 0 | 0 | 0 | 419.5943 | 841.9913 | 1267.2412 | 0 | 0 | 0 | 1 | 1 | 1 | 1 | 1 | 1 | 1 | 1287 | 3669.032 | 3.8508 | 1287 | 3729.6401 | 3.8979 | 1287 | 3793.9251 | 3.9479 | 0 | 13952.7809 | 0 | 0 | 13952.7809 | 0 | 0 | 14022.5448 | 0 | 0 | 0 | 0 | 14092.6576 | 0 | 0 | 0 | 0 | 0 | 0 | 13952.7809 | 27975.3258 | 42067.9833 | 0 | 0 | 0 | 0 | 0 | 0 | 13952.7809 | 27975.3258 | 42067.9833 | 0 | 0 | 0 | 12752.5552 | 49108.0595 | 12752.5552 | 43611.4406 | 4250.8517 | 12824.0224 | 49987.1828 | 12824.0224 | 44116.2012 | 4274.6741 | 12896.4454 | 50913.6542 | 12896.4454 | 44641.7527 | 4298.8151 | 9.9087 | 9.9643 | 10.0205 | 0.0030865 | 0.0030711 | 0.0030558 | 0 | 516.7795 | 0 | 0 | 516.7795 | 0 | 0 | 519.6756 | 0 | 0 | 519.6756 | 0 | 0 | 522.6104 | 0 | 0 | 522.6104 | 0 | 0 | 0 | 0 | 6201.3535 | 6236.1068 | 6271.3249 | 0 | 0 | 0 | 0 | 0 | 0 | 6201.3535 | 6236.1068 | 6271.3249 | 0 | 0 | 0 | 516.7795 | 1036.455 | 1559.0654 | 0 | 0 | 0 | 0 | 0 | 0 | 516.7795 | 1036.455 | 1559.0654 | 0 | 0 | 0 | 1716 | 3240.032 | 2.8881 | 1716 | 3300.6401 | 2.9234 | 1716 | 3364.9251 | 2.9609 | 0 | 13952.7809 | 0 | 0 | 13952.7809 | 0 | 0 | 14022.5448 | 0 | 0 | 0 | 0 | 14092.6576 | 0 | 0 | 0 | 0 | 0 | 0 | 13952.7809 | 27975.3258 | 42067.9833 | 0 | 0 | 0 | 0 | 0 | 0 | 13952.7809 | 27975.3258 | 42067.9833 | 0 | 0 | 0 | 18955.697 | 54746.528 | 18955.697 | 48618.8006 | 0 | 19050.4755 | 55693.1111 | 19050.4755 | 49151.9697 | 0 | 19145.7279 | 56688.8163 | 19145.7279 | 49705.4898 | 0 | 11.0464 | 11.1017 | 11.1572 | 0.0034409 | 0.0034237 | 0.0034067 | 0 | 576.1148 | 0 | 0 | 576.1148 | 0 | 0 | 578.9954 | 0 | 0 | 578.9954 | 0 | 0 | 581.8904 | 0 | 0 | 581.8904 | 0 | 0 | 0 | 0 | 6913.3779 | 6947.9448 | 6982.6845 | 0 | 0 | 0 | 0 | 0 | 0 | 6913.3779 | 6947.9448 | 6982.6845 | 0 | 0 | 0 | 576.1148 | 1155.1102 | 1737.0006 | 0 | 0 | 0 | 0 | 0 | 0 | 576.1148 | 1155.1102 | 1737.0006 | 0 | 0 | 0
| 1094 | Business | Office | HVAC | Electric | 02-273 | 02-273.01 | HVAC Control | [02-273]_Business_HVAC_Kitchen Demand Control Ventilation_ADD_Electric_per unit | No DCV | DCV | DEEMED | 122.473 | 0 | 0 | 0 | 0.01677 | 0 | 24.6623 | 15 | 0.476 | 0.25758 | 0.40817 | 0.12932 | 0.20492 | 0.86 | 1 | Additions on Existing | 4.0149 | 0.01561 | 1579.9019 | 0 | 0 | 0 | 6.1427 | 93.7406 | 0 | 0 | 0 | 38.7927 | 0 | 0 | 132.5333 | 10.3171 | 122.2162 | 12.846 | 93.5079 | 0 | 0 | 0 | 38.9937 | 0 | 0 | 132.5016 | 10.3171 | 122.1845 | 12.8429 | 93.7623 | 0 | 0 | 0 | 39.296 | 0 | 0 | 133.0582 | 10.3171 | 122.7411 | 12.8969 | per unit | 0.0074046 | 181.93 | 0.005 | 2705.4554 | 0 | 0 | 0 | 9.9699 | 0.17634 | 2683.5674 | 0 | 0 | 0 | 0.17491 | 2631.3328 | 0 | 0 | 0 | 0.17151 | 2705.4554 | 5389.0228 | 8020.3556 | 0 | 0 | 0 | 0 | 0 | 0 | 0 | 0 | 0 | 9.9699 | 19.8592 | 29.5559 | 0.17634 | 0.35125 | 0.52276 | 2705.4554 | 0 | 0 | 0 | 9.9699 | 0.17634 | 2683.5674 | 0 | 0 | 0 | 0.17491 | 2631.3328 | 0 | 0 | 0 | 0.17151 | 2705.4554 | 0.35125 | 8020.3556 | 0 | 0 | 0 | 0 | 0 | 0 | 0 | 0 | 0 | 9.9699 | 19.8592 | 29.5559 | 0.17634 | 0.35125 | 0.52276 | 160.3227 | 2059.5034 | 160.3227 | 3299.3763 | 222.9177 | 159.2419 | 2045.1292 | 159.2419 | 3298.3457 | 221.4148 | 156.5613 | 2019.1497 | 156.5613 | 3284.9027 | 217.6876 | 15.5395 | 15.4348 | 15.1749 | 0.08499 | 0.084567 | 0.084146 | 1636.7279 | 0 | 0 | 0 | 6.0315 | 0.10668 | 1625.6931 | 0 | 0 | 0 | 5.9909 | 0.10596 | 1598.327 | 0 | 0 | 0 | 5.89 | 0.10418 | 24550.9178 | 24385.3965 | 23974.9053 | 0 | 0 | 0 | 0 | 0 | 0 | 0 | 0 | 0 | 90.4729 | 89.8629 | 88.3502 | 1636.7279 | 0.21264 | 4860.748 | 0 | 0 | 0 | 0 | 0 | 0 | 0 | 0 | 0 | 6.0315 | 12.0224 | 17.9124 | 0.10668 | 0.21264 | 0.31682 | 1 | 1 | 1 | 1 | 1 | 1 | 1 | 18.4967 | 114.0365 | 7.1652 | 18.4967 | 114.0049 | 7.1635 | 18.4967 | 114.5615 | 7.1936 | 2705.4554 | 0 | 0 | 0 | 9.9699 | 0.17634 | 2683.5674 | 0 | 0 | 0 | 0.17491 | 2631.3328 | 0 | 0 | 0 | 0.17151 | 2705.4554 | 0.35125 | 8020.3556 | 0 | 0 | 0 | 0 | 0 | 0 | 0 | 0 | 0 | 9.9699 | 19.8592 | 29.5559 | 0.17634 | 0.35125 | 0.52276 | 358.9578 | 2572.014 | 358.9578 | 4120.4311 | 119.6526 | 356.1824 | 2551.5175 | 356.1824 | 4115.0392 | 118.7275 | 349.4989 | 2514.1582 | 349.4989 | 4090.2192 | 116.4996 | 19.4066 | 19.2565 | 18.8952 | 0.10614 | 0.10561 | 0.10509 | 2044.0301 | 0 | 0 | 0 | 7.5325 | 0.13323 | 2028.2261 | 0 | 0 | 0 | 7.4742 | 0.1322 | 1990.1679 | 0 | 0 | 0 | 7.334 | 0.12972 | 30660.451 | 30423.3915 | 29852.5184 | 0 | 0 | 0 | 0 | 0 | 0 | 0 | 0 | 0 | 112.9872 | 112.1136 | 110.0099 | 2044.0301 | 0.26543 | 6062.4241 | 0 | 0 | 0 | 0 | 0 | 0 | 0 | 0 | 0 | 7.5325 | 15.0067 | 22.3407 | 0.13323 | 0.26543 | 0.39514 | 24.6623 | 107.871 | 5.3739 | 24.6623 | 107.8393 | 5.3726 | 24.6623 | 108.3959 | 5.3952 | 2705.4554 | 0 | 0 | 0 | 9.9699 | 0.17634 | 2683.5674 | 0 | 0 | 0 | 0.17491 | 2631.3328 | 0 | 0 | 0 | 0.17151 | 2705.4554 | 0.35125 | 8020.3556 | 0 | 0 | 0 | 0 | 0 | 0 | 0 | 0 | 0 | 9.9699 | 19.8592 | 29.5559 | 0.17634 | 0.35125 | 0.52276 | 506.7867 | 2723.4312 | 506.7867 | 4363.0053 | 0 | 502.6866 | 2700.7519 | 502.6866 | 4355.7215 | 0 | 492.902 | 2659.308 | 492.902 | 4326.3597 | 0 | 20.549 | 20.3828 | 19.986 | 0.11239 | 0.11183 | 0.11127 | 2164.3643 | 0 | 0 | 0 | 7.9759 | 0.14107 | 2146.8539 | 0 | 0 | 0 | 7.9114 | 0.13993 | 2105.0662 | 0 | 0 | 0 | 7.7574 | 0.13721 | 32465.4647 | 32202.809 | 31575.9934 | 0 | 0 | 0 | 0 | 0 | 0 | 0 | 0 | 0 | 119.6389 | 118.671 | 116.3611 | 2164.3643 | 0.281 | 6416.2845 | 0 | 0 | 0 | 0 | 0 | 0 | 0 | 0 | 0 | 7.9759 | 15.8873 | 23.6447 | 0.14107 | 0.281 | 0.41821
| 1095 | Business | Retail | HVAC | Electric | 02-273 | 02-273.02 | HVAC Control | [02-273]_Business_HVAC_Kitchen Demand Control Ventilation_ADD_Electric_per unit | No DCV | DCV | DEEMED | 232.4545 | 0 | 0 | 0 | 0.03183 | 0 | 46.8092 | 15 | 0.476 | 0.25758 | 0.40817 | 0.12932 | 0.20492 | 0.86 | 1 | Additions on Existing | 4.0149 | 0.01561 | 2998.6628 | 0 | 0 | 0 | 11.6588 | 177.9201 | 0 | 0 | 0 | 73.6288 | 0 | 0 | 251.5489 | 19.5819 | 231.967 | 12.846 | 177.4785 | 0 | 0 | 0 | 74.0102 | 0 | 0 | 251.4887 | 19.5819 | 231.9068 | 12.8429 | 177.9613 | 0 | 0 | 0 | 74.584 | 0 | 0 | 252.5453 | 19.5819 | 232.9634 | 12.8969 | per unit | 0.06815 | 583.9738 | 0.005 | 16482.6506 | 0 | 0 | 0 | 60.7404 | 1.0743 | 16349.3009 | 0 | 0 | 0 | 1.0656 | 16031.0678 | 0 | 0 | 0 | 1.0449 | 16482.6506 | 32831.9515 | 48863.0194 | 0 | 0 | 0 | 0 | 0 | 0 | 0 | 0 | 0 | 60.7404 | 120.9894 | 180.0657 | 1.0743 | 2.14 | 3.1849 | 16482.6506 | 0 | 0 | 0 | 60.7404 | 1.0743 | 16349.3009 | 0 | 0 | 0 | 1.0656 | 16031.0678 | 0 | 0 | 0 | 1.0449 | 16482.6506 | 2.14 | 48863.0194 | 0 | 0 | 0 | 0 | 0 | 0 | 0 | 0 | 0 | 60.7404 | 120.9894 | 180.0657 | 1.0743 | 2.14 | 3.1849 | 804.7235 | 10337.4657 | 804.7235 | 16747.3788 | 1118.9124 | 799.9886 | 10274.1838 | 799.9886 | 16757.1131 | 1112.3288 | 787.8611 | 10160.94 | 787.8611 | 16717.1312 | 1095.4663 | 41.0953 | 40.8535 | 40.2341 | 0.070022 | 0.069673 | 0.069327 | 8215.3873 | 0 | 0 | 0 | 30.2746 | 0.53547 | 8167.0486 | 0 | 0 | 0 | 30.0965 | 0.53232 | 8043.2395 | 0 | 0 | 0 | 29.6402 | 0.52425 | 123230.8097 | 122505.7293 | 120648.5932 | 0 | 0 | 0 | 0 | 0 | 0 | 0 | 0 | 0 | 454.1194 | 451.4474 | 444.6036 | 8215.3873 | 1.0678 | 24425.6755 | 0 | 0 | 0 | 0 | 0 | 0 | 0 | 0 | 0 | 30.2746 | 60.3711 | 90.0114 | 0.53547 | 1.0678 | 1.592 | 1 | 1 | 1 | 1 | 1 | 1 | 1 | 35.1069 | 216.442 | 7.1652 | 35.1069 | 216.3819 | 7.1635 | 35.1069 | 217.4384 | 7.1936 | 16482.6506 | 0 | 0 | 0 | 60.7404 | 1.0743 | 16349.3009 | 0 | 0 | 0 | 1.0656 | 16031.0678 | 0 | 0 | 0 | 1.0449 | 16482.6506 | 2.14 | 48863.0194 | 0 | 0 | 0 | 0 | 0 | 0 | 0 | 0 | 0 | 60.7404 | 120.9894 | 180.0657 | 1.0743 | 2.14 | 3.1849 | 2009.4829 | 14398.401 | 2009.4829 | 23326.3628 | 669.8276 | 1994.2205 | 14285.6259 | 1994.2205 | 23299.7435 | 664.7402 | 1957.3232 | 14080.2166 | 1957.3232 | 23165.2613 | 652.4411 | 57.239 | 56.8042 | 55.7532 | 0.097529 | 0.097043 | 0.096561 | 11442.6924 | 0 | 0 | 0 | 42.1676 | 0.74583 | 11355.7829 | 0 | 0 | 0 | 41.8473 | 0.74016 | 11145.677 | 0 | 0 | 0 | 41.0731 | 0.72647 | 171640.3867 | 170336.7435 | 167185.1556 | 0 | 0 | 0 | 0 | 0 | 0 | 0 | 0 | 0 | 632.5141 | 627.7101 | 616.0961 | 11442.6924 | 1.486 | 33944.1524 | 0 | 0 | 0 | 0 | 0 | 0 | 0 | 0 | 0 | 42.1676 | 84.0149 | 125.088 | 0.74583 | 1.486 | 2.2125 | 46.8092 | 204.7397 | 5.3739 | 46.8092 | 204.6796 | 5.3726 | 46.8092 | 205.7361 | 5.3952 | 16482.6506 | 0 | 0 | 0 | 60.7404 | 1.0743 | 16349.3009 | 0 | 0 | 0 | 1.0656 | 16031.0678 | 0 | 0 | 0 | 1.0449 | 16482.6506 | 2.14 | 48863.0194 | 0 | 0 | 0 | 0 | 0 | 0 | 0 | 0 | 0 | 60.7404 | 120.9894 | 180.0657 | 1.0743 | 2.14 | 3.1849 | 2894.564 | 15555.1555 | 2894.564 | 25200.3817 | 0 | 2871.146 | 15425.6204 | 2871.146 | 25159.0657 | 0 | 2815.2603 | 15188.9096 | 2815.2603 | 24989.3215 | 0 | 61.8375 | 61.3372 | 60.1433 | 0.10536 | 0.10484 | 0.10432 | 12361.988 | 0 | 0 | 0 | 45.5553 | 0.80574 | 12261.9757 | 0 | 0 | 0 | 45.1868 | 0.79923 | 12023.3009 | 0 | 0 | 0 | 44.3072 | 0.78367 | 185429.8197 | 183929.6348 | 180349.5133 | 0 | 0 | 0 | 0 | 0 | 0 | 0 | 0 | 0 | 683.3297 | 677.8014 | 664.6082 | 12361.988 | 1.605 | 36647.2645 | 0 | 0 | 0 | 0 | 0 | 0 | 0 | 0 | 0 | 45.5553 | 90.7421 | 135.0493 | 0.80574 | 1.605 | 2.3886
| 1096 | Business | Food Service | HVAC | Electric | 02-273 | 02-273.03 | HVAC Control | [02-273]_Business_HVAC_Kitchen Demand Control Ventilation_ADD_Electric_per unit | No DCV | DCV | DEEMED | 2500.4163 | 0 | 0 | 0 | 0.34238 | 0 | 503.5071 | 15 | 0.476 | 0.25758 | 0.40817 | 0.12932 | 0.20492 | 0.86 | 1 | Additions on Existing | 4.0149 | 0.01561 | 32255.37 | 0 | 0 | 0 | 125.4089 | 1913.813 | 0 | 0 | 0 | 791.9939 | 0 | 0 | 3246.9683 | 210.6345 | 3036.3339 | 15.4152 | 1909.0629 | 0 | 0 | 0 | 796.0971 | 0 | 0 | 3246.192 | 210.6345 | 3035.5576 | 15.4115 | 1914.2559 | 0 | 0 | 0 | 802.2688 | 0 | 0 | 3259.8296 | 210.6345 | 3049.1951 | 15.4762 | per unit | 0.055737 | 89.3467 | 0.005 | 27126.0399 | 0 | 0 | 0 | 99.9625 | 1.7681 | 26906.5818 | 0 | 0 | 0 | 1.7537 | 26382.8552 | 0 | 0 | 0 | 1.7196 | 27126.0399 | 54032.6217 | 80415.4769 | 0 | 0 | 0 | 0 | 0 | 0 | 0 | 0 | 0 | 99.9625 | 199.1163 | 296.3401 | 1.7681 | 3.5218 | 5.2414 | 27126.0399 | 0 | 0 | 0 | 99.9625 | 1.7681 | 26906.5818 | 0 | 0 | 0 | 1.7537 | 26382.8552 | 0 | 0 | 0 | 1.7196 | 27126.0399 | 3.5218 | 80415.4769 | 0 | 0 | 0 | 0 | 0 | 0 | 0 | 0 | 0 | 99.9625 | 199.1163 | 296.3401 | 1.7681 | 3.5218 | 5.2414 | 1402.1099 | 21613.7783 | 1402.1099 | 34983.196 | 1949.5368 | 1393.3582 | 21473.7338 | 1393.3582 | 34990.2982 | 1937.3682 | 1371.2354 | 21221.5682 | 1371.2354 | 34881.4951 | 1906.6079 | 6.6566 | 6.6151 | 6.51 | 0.074132 | 0.073764 | 0.073397 | 14314.0789 | 0 | 0 | 0 | 52.749 | 0.93298 | 14224.7332 | 0 | 0 | 0 | 52.4197 | 0.92716 | 13998.8818 | 0 | 0 | 0 | 51.5875 | 0.91244 | 214711.1831 | 213370.9973 | 209983.2263 | 0 | 0 | 0 | 0 | 0 | 0 | 0 | 0 | 0 | 791.2349 | 786.2961 | 773.8118 | 14314.0789 | 1.8601 | 42537.6938 | 0 | 0 | 0 | 0 | 0 | 0 | 0 | 0 | 0 | 52.749 | 105.1687 | 156.7562 | 0.93298 | 1.8601 | 2.7726 | 1 | 1 | 1 | 1 | 1 | 1 | 1 | 377.6303 | 2869.338 | 8.5983 | 377.6303 | 2868.5617 | 8.5962 | 377.6303 | 2882.1993 | 8.6323 | 27126.0399 | 0 | 0 | 0 | 99.9625 | 1.7681 | 26906.5818 | 0 | 0 | 0 | 1.7537 | 26382.8552 | 0 | 0 | 0 | 1.7196 | 27126.0399 | 3.5218 | 80415.4769 | 0 | 0 | 0 | 0 | 0 | 0 | 0 | 0 | 0 | 99.9625 | 199.1163 | 296.3401 | 1.7681 | 3.5218 | 5.2414 | 3349.657 | 28801.2629 | 3349.657 | 46616.5708 | 1116.5523 | 3323.9374 | 28573.2849 | 3323.9374 | 46558.6363 | 1107.9791 | 3261.9093 | 28157.8777 | 3261.9093 | 46282.5773 | 1087.3031 | 8.8702 | 8.8021 | 8.6378 | 0.098785 | 0.098293 | 0.097804 | 19074.1084 | 0 | 0 | 0 | 70.2902 | 1.2432 | 18927.6517 | 0 | 0 | 0 | 69.7505 | 1.2337 | 18574.4426 | 0 | 0 | 0 | 68.4489 | 1.2107 | 286111.6253 | 283914.7752 | 278616.6386 | 0 | 0 | 0 | 0 | 0 | 0 | 0 | 0 | 0 | 1054.3535 | 1046.2579 | 1026.7337 | 19074.1084 | 2.4769 | 56576.2026 | 0 | 0 | 0 | 0 | 0 | 0 | 0 | 0 | 0 | 70.2902 | 140.0408 | 208.4897 | 1.2432 | 2.4769 | 3.6876 | 503.5071 | 2743.4612 | 6.4487 | 503.5071 | 2742.6849 | 6.4472 | 503.5071 | 2756.3225 | 6.4742 | 27126.0399 | 0 | 0 | 0 | 99.9625 | 1.7681 | 26906.5818 | 0 | 0 | 0 | 1.7537 | 26382.8552 | 0 | 0 | 0 | 1.7196 | 27126.0399 | 3.5218 | 80415.4769 | 0 | 0 | 0 | 0 | 0 | 0 | 0 | 0 | 0 | 99.9625 | 199.1163 | 296.3401 | 1.7681 | 3.5218 | 5.2414 | 4763.679 | 30719.5568 | 4763.679 | 49721.4445 | 0 | 4725.1394 | 30463.7406 | 4725.1394 | 49639.0325 | 0 | 4633.1663 | 29996.2653 | 4633.1663 | 49304.3008 | 0 | 9.461 | 9.3845 | 9.2018 | 0.10536 | 0.10484 | 0.10432 | 20344.5299 | 0 | 0 | 0 | 74.9719 | 1.326 | 20179.9363 | 0 | 0 | 0 | 74.3653 | 1.3153 | 19787.1414 | 0 | 0 | 0 | 72.9178 | 1.2897 | 305167.9487 | 302699.0451 | 296807.1215 | 0 | 0 | 0 | 0 | 0 | 0 | 0 | 0 | 0 | 1124.5782 | 1115.48 | 1093.7676 | 20344.5299 | 2.6414 | 60311.6077 | 0 | 0 | 0 | 0 | 0 | 0 | 0 | 0 | 0 | 74.9719 | 149.3372 | 222.2551 | 1.326 | 2.6414 | 3.9311
| 1097 | Business | Healthcare/Hospitals | HVAC | Electric | 02-273 | 02-273.04 | HVAC Control | [02-273]_Business_HVAC_Kitchen Demand Control Ventilation_ADD_Electric_per unit | No DCV | DCV | DEEMED | 768.237 | 0 | 0 | 0 | 0.1052 | 0 | 154.6994 | 15 | 0.476 | 0.25758 | 0.40817 | 0.12932 | 0.20492 | 0.86 | 1 | Additions on Existing | 4.0149 | 0.01561 | 9910.2574 | 0 | 0 | 0 | 38.5311 | 588.0069 | 0 | 0 | 0 | 243.3351 | 0 | 0 | 831.342 | 53.193 | 778.149 | 15.6288 | 586.5474 | 0 | 0 | 0 | 244.5958 | 0 | 0 | 831.1432 | 53.193 | 777.9502 | 15.6251 | 588.143 | 0 | 0 | 0 | 246.492 | 0 | 0 | 834.6349 | 53.193 | 781.442 | 15.6907 | per unit | 0.04157 | 112.9036 | 0.005 | 10531.7087 | 0 | 0 | 0 | 38.8105 | 0.68645 | 10446.5039 | 0 | 0 | 0 | 0.68089 | 10243.1666 | 0 | 0 | 0 | 0.66764 | 10531.7087 | 20978.2125 | 31221.3791 | 0 | 0 | 0 | 0 | 0 | 0 | 0 | 0 | 0 | 38.8105 | 77.3071 | 115.0543 | 0.68645 | 1.3673 | 2.035 | 10531.7087 | 0 | 0 | 0 | 38.8105 | 0.68645 | 10446.5039 | 0 | 0 | 0 | 0.68089 | 10243.1666 | 0 | 0 | 0 | 0.66764 | 10531.7087 | 1.3673 | 31221.3791 | 0 | 0 | 0 | 0 | 0 | 0 | 0 | 0 | 0 | 38.8105 | 77.3071 | 115.0543 | 0.68645 | 1.3673 | 2.035 | 370.4874 | 5790.2712 | 370.4874 | 9323.9177 | 706.9888 | 368.6275 | 5759.8253 | 368.6275 | 9337.4716 | 703.4396 | 363.6503 | 5705.9264 | 363.6503 | 9330.8645 | 693.9416 | 6.965 | 6.93 | 6.8364 | 0.061383 | 0.061077 | 0.060773 | 4601.6424 | 0 | 0 | 0 | 16.9576 | 0.29993 | 4578.5411 | 0 | 0 | 0 | 16.8724 | 0.29843 | 4516.7212 | 0 | 0 | 0 | 16.6446 | 0.2944 | 69024.6354 | 68678.1169 | 67750.8183 | 0 | 0 | 0 | 0 | 0 | 0 | 0 | 0 | 0 | 254.3635 | 253.0866 | 249.6694 | 4601.6424 | 0.59836 | 13696.9047 | 0 | 0 | 0 | 0 | 0 | 0 | 0 | 0 | 0 | 16.9576 | 33.83 | 50.4746 | 0.29993 | 0.59836 | 0.89275 | 1 | 1 | 1 | 1 | 1 | 1 | 1 | 116.0245 | 715.3175 | 7.1652 | 116.0245 | 715.1187 | 7.1635 | 116.0245 | 718.6104 | 7.1936 | 10531.7087 | 0 | 0 | 0 | 38.8105 | 0.68645 | 10446.5039 | 0 | 0 | 0 | 0.68089 | 10243.1666 | 0 | 0 | 0 | 0.66764 | 10531.7087 | 1.3673 | 31221.3791 | 0 | 0 | 0 | 0 | 0 | 0 | 0 | 0 | 0 | 38.8105 | 77.3071 | 115.0543 | 0.68645 | 1.3673 | 2.035 | 1283.3736 | 9195.6628 | 1283.3736 | 14807.5281 | 427.7912 | 1273.6281 | 9123.6526 | 1273.6281 | 14790.6998 | 424.5427 | 1250.07 | 8992.5142 | 1250.07 | 14705.4002 | 416.69 | 11.0612 | 10.9772 | 10.7742 | 0.097483 | 0.096998 | 0.096516 | 7307.9741 | 0 | 0 | 0 | 26.9307 | 0.47633 | 7252.4801 | 0 | 0 | 0 | 26.7262 | 0.47271 | 7118.3322 | 0 | 0 | 0 | 26.2319 | 0.46397 | 109619.6116 | 108787.2021 | 106774.9828 | 0 | 0 | 0 | 0 | 0 | 0 | 0 | 0 | 0 | 403.9606 | 400.8931 | 393.4778 | 7307.9741 | 0.94904 | 21678.7864 | 0 | 0 | 0 | 0 | 0 | 0 | 0 | 0 | 0 | 26.9307 | 53.6569 | 79.8888 | 0.47633 | 0.94904 | 1.413 | 154.6994 | 676.6426 | 5.3739 | 154.6994 | 676.4439 | 5.3726 | 154.6994 | 679.9356 | 5.3952 | 10531.7087 | 0 | 0 | 0 | 38.8105 | 0.68645 | 10446.5039 | 0 | 0 | 0 | 0.68089 | 10243.1666 | 0 | 0 | 0 | 0.66764 | 10531.7087 | 1.3673 | 31221.3791 | 0 | 0 | 0 | 0 | 0 | 0 | 0 | 0 | 0 | 38.8105 | 77.3071 | 115.0543 | 0.68645 | 1.3673 | 2.035 | 1849.5025 | 9939.0789 | 1849.5025 | 16004.631 | 0 | 1834.5395 | 9856.3116 | 1834.5395 | 15978.4411 | 0 | 1798.8309 | 9705.0635 | 1798.8309 | 15870.6274 | 0 | 11.9555 | 11.8587 | 11.6279 | 0.10536 | 0.10484 | 0.10432 | 7898.7815 | 0 | 0 | 0 | 29.1079 | 0.51484 | 7834.8779 | 0 | 0 | 0 | 28.8724 | 0.51067 | 7682.3749 | 0 | 0 | 0 | 28.3104 | 0.50073 | 118481.7224 | 117523.1684 | 115235.6239 | 0 | 0 | 0 | 0 | 0 | 0 | 0 | 0 | 0 | 436.6185 | 433.0861 | 424.6562 | 7898.7815 | 1.0255 | 23416.0343 | 0 | 0 | 0 | 0 | 0 | 0 | 0 | 0 | 0 | 29.1079 | 57.9803 | 86.2907 | 0.51484 | 1.0255 | 1.5262
| 1098 | Business | Campus/Education | HVAC | Electric | 02-273 | 02-273.05 | HVAC Control | [02-273]_Business_HVAC_Kitchen Demand Control Ventilation_ADD_Electric_per unit | No DCV | DCV | DEEMED | 2691.3908 | 0 | 0 | 0 | 0.36854 | 0 | 541.9635 | 15 | 0.476 | 0.25758 | 0.40817 | 0.12932 | 0.20492 | 0.86 | 1 | Additions on Existing | 4.0149 | 0.01561 | 34718.9412 | 0 | 0 | 0 | 134.9872 | 2059.9845 | 0 | 0 | 0 | 852.4841 | 0 | 0 | 2912.4686 | 186.3528 | 2726.1158 | 15.6288 | 2054.8715 | 0 | 0 | 0 | 856.9007 | 0 | 0 | 2911.7723 | 186.3528 | 2725.4195 | 15.6251 | 2060.4612 | 0 | 0 | 0 | 863.5437 | 0 | 0 | 2924.0049 | 186.3528 | 2737.6521 | 15.6907 | per unit | 0.11612 | 263.7175 | 0.005 | 86180.9881 | 0 | 0 | 0 | 317.5866 | 5.6172 | 85483.7571 | 0 | 0 | 0 | 5.5718 | 83819.8478 | 0 | 0 | 0 | 5.4633 | 86180.9881 | 171664.7453 | 255484.593 | 0 | 0 | 0 | 0 | 0 | 0 | 0 | 0 | 0 | 317.5866 | 632.6039 | 941.4895 | 5.6172 | 11.189 | 16.6523 | 86180.9881 | 0 | 0 | 0 | 317.5866 | 5.6172 | 85483.7571 | 0 | 0 | 0 | 5.5718 | 83819.8478 | 0 | 0 | 0 | 5.4633 | 86180.9881 | 11.189 | 255484.593 | 0 | 0 | 0 | 0 | 0 | 0 | 0 | 0 | 0 | 317.5866 | 632.6039 | 941.4895 | 5.6172 | 11.189 | 16.6523 | 3026.5576 | 47301.4402 | 3026.5576 | 75906.2147 | 5775.4787 | 3011.3201 | 47052.0429 | 3011.3201 | 76014.1894 | 5746.4014 | 2970.7876 | 46613.7311 | 2970.7876 | 75963.8925 | 5669.0547 | 16.241 | 16.1592 | 15.9417 | 0.061278 | 0.060974 | 0.06067 | 37591.3847 | 0 | 0 | 0 | 138.5285 | 2.4502 | 37402.1264 | 0 | 0 | 0 | 137.831 | 2.4378 | 36898.6931 | 0 | 0 | 0 | 135.9758 | 2.405 | 563870.7712 | 561031.8957 | 553480.3969 | 0 | 0 | 0 | 0 | 0 | 0 | 0 | 0 | 0 | 2077.9272 | 2067.4656 | 2039.6375 | 37591.3847 | 4.888 | 111892.2043 | 0 | 0 | 0 | 0 | 0 | 0 | 0 | 0 | 0 | 138.5285 | 276.3595 | 412.3354 | 2.4502 | 4.888 | 7.293 | 1 | 1 | 1 | 1 | 1 | 1 | 1 | 406.4726 | 2505.996 | 7.1652 | 406.4726 | 2505.2996 | 7.1635 | 406.4726 | 2517.5323 | 7.1936 | 86180.9881 | 0 | 0 | 0 | 317.5866 | 5.6172 | 85483.7571 | 0 | 0 | 0 | 5.5718 | 83819.8478 | 0 | 0 | 0 | 5.4633 | 86180.9881 | 11.189 | 255484.593 | 0 | 0 | 0 | 0 | 0 | 0 | 0 | 0 | 0 | 317.5866 | 632.6039 | 941.4895 | 5.6172 | 11.189 | 16.6523 | 10499.0403 | 75228.0048 | 10499.0403 | 120720.9139 | 3499.6801 | 10419.3271 | 74638.9919 | 10419.3271 | 120581.852 | 3473.109 | 10226.6271 | 73566.3493 | 10226.6271 | 119887.1258 | 3408.8757 | 25.8296 | 25.6335 | 25.1594 | 0.097457 | 0.096972 | 0.09649 | 59785.1749 | 0 | 0 | 0 | 220.3151 | 3.8968 | 59331.2604 | 0 | 0 | 0 | 218.6424 | 3.8672 | 58233.9598 | 0 | 0 | 0 | 214.5987 | 3.7956 | 896777.6233 | 889968.906 | 873509.3972 | 0 | 0 | 0 | 0 | 0 | 0 | 0 | 0 | 0 | 3304.7264 | 3279.6355 | 3218.9804 | 59785.1749 | 7.7639 | 177350.3951 | 0 | 0 | 0 | 0 | 0 | 0 | 0 | 0 | 0 | 220.3151 | 438.9575 | 653.5562 | 3.8968 | 7.7639 | 11.5596 | 541.9635 | 2370.5051 | 5.3739 | 541.9635 | 2369.8088 | 5.3726 | 541.9635 | 2382.0414 | 5.3952 | 86180.9881 | 0 | 0 | 0 | 317.5866 | 5.6172 | 85483.7571 | 0 | 0 | 0 | 5.5718 | 83819.8478 | 0 | 0 | 0 | 5.4633 | 86180.9881 | 11.189 | 255484.593 | 0 | 0 | 0 | 0 | 0 | 0 | 0 | 0 | 0 | 317.5866 | 632.6039 | 941.4895 | 5.6172 | 11.189 | 16.6523 | 15134.4822 | 81331.4982 | 15134.4822 | 130515.3954 | 0 | 15012.0395 | 80654.2127 | 15012.0395 | 130299.6474 | 0 | 14719.8358 | 79416.5494 | 14719.8358 | 129420.8826 | 0 | 27.9253 | 27.6994 | 27.1602 | 0.10536 | 0.10484 | 0.10432 | 64635.7411 | 0 | 0 | 0 | 238.19 | 4.2129 | 64112.8179 | 0 | 0 | 0 | 236.2629 | 4.1788 | 62864.8858 | 0 | 0 | 0 | 231.6642 | 4.0975 | 969536.1164 | 961692.2678 | 942973.2876 | 0 | 0 | 0 | 0 | 0 | 0 | 0 | 0 | 0 | 3572.8497 | 3543.9442 | 3474.9626 | 64635.7411 | 8.3917 | 191613.4448 | 0 | 0 | 0 | 0 | 0 | 0 | 0 | 0 | 0 | 238.19 | 474.4529 | 706.1171 | 4.2129 | 8.3917 | 12.4892
| 1099 | Business | Warehouse | HVAC | Electric | 02-273 | 02-273.06 | HVAC Control | [02-273]_Business_HVAC_Kitchen Demand Control Ventilation_ADD_Electric_per unit | No DCV | DCV | DEEMED | 10.8914 | 0 | 0 | 0 | 0.0014914 | 0 | 2.1932 | 15 | 0.476 | 0.25758 | 0.40817 | 0.12932 | 0.20492 | 0.86 | 1 | Additions on Existing | 4.0149 | 0.01561 | 140.4995 | 0 | 0 | 0 | 0.54626 | 8.3363 | 0 | 0 | 0 | 3.4498 | 0 | 0 | 11.7861 | 0.91749 | 10.8686 | 12.846 | 8.3156 | 0 | 0 | 0 | 3.4677 | 0 | 0 | 11.7833 | 0.91749 | 10.8658 | 12.8429 | 8.3382 | 0 | 0 | 0 | 3.4946 | 0 | 0 | 11.8328 | 0.91749 | 10.9153 | 12.8969 | per unit | 0.0052558 | 10.9111 | 0.005 | 14.4294 | 0 | 0 | 0 | 0.053174 | 0.0009405 | 14.3126 | 0 | 0 | 0 | 0.00093289 | 14.034 | 0 | 0 | 0 | 0.00091473 | 14.4294 | 28.742 | 42.776 | 0 | 0 | 0 | 0 | 0 | 0 | 0 | 0 | 0 | 0.053174 | 0.10592 | 0.15763 | 0.0009405 | 0.0018734 | 0.0027881 | 14.4294 | 0 | 0 | 0 | 0.053174 | 0.0009405 | 14.3126 | 0 | 0 | 0 | 0.00093289 | 14.034 | 0 | 0 | 0 | 0.00091473 | 14.4294 | 0.0018734 | 42.776 | 0 | 0 | 0 | 0 | 0 | 0 | 0 | 0 | 0 | 0.053174 | 0.10592 | 0.15763 | 0.0009405 | 0.0018734 | 0.0027881 | 0.85862 | 11.0298 | 0.85862 | 17.8462 | 1.1938 | 0.85281 | 10.9525 | 0.85281 | 17.8406 | 1.1858 | 0.83841 | 10.8129 | 0.83841 | 17.7669 | 1.1658 | 0.93583 | 0.9295 | 0.91381 | 0.085342 | 0.084918 | 0.084495 | 8.7656 | 0 | 0 | 0 | 0.032302 | 0.00057133 | 8.7063 | 0 | 0 | 0 | 0.032084 | 0.00056747 | 8.5593 | 0 | 0 | 0 | 0.031542 | 0.00055789 | 131.4837 | 130.594 | 128.3893 | 0 | 0 | 0 | 0 | 0 | 0 | 0 | 0 | 0 | 0.48453 | 0.48125 | 0.47313 | 8.7656 | 0.0011388 | 26.0311 | 0 | 0 | 0 | 0 | 0 | 0 | 0 | 0 | 0 | 0.032302 | 0.064386 | 0.095928 | 0.00057133 | 0.0011388 | 0.0016967 | 1 | 1 | 1 | 1 | 1 | 1 | 1 | 1.6449 | 10.1412 | 7.1652 | 1.6449 | 10.1384 | 7.1635 | 1.6449 | 10.1879 | 7.1936 | 14.4294 | 0 | 0 | 0 | 0.053174 | 0.0009405 | 14.3126 | 0 | 0 | 0 | 0.00093289 | 14.034 | 0 | 0 | 0 | 0.00091473 | 14.4294 | 0.0018734 | 42.776 | 0 | 0 | 0 | 0 | 0 | 0 | 0 | 0 | 0 | 0.053174 | 0.10592 | 0.15763 | 0.0009405 | 0.0018734 | 0.0027881 | 1.9155 | 13.7253 | 1.9155 | 22.2076 | 0.63851 | 1.9007 | 13.6159 | 1.9007 | 22.1789 | 0.63357 | 1.865 | 13.4164 | 1.865 | 22.0449 | 0.62168 | 1.1645 | 1.1555 | 1.1338 | 0.1062 | 0.10567 | 0.10514 | 10.9077 | 0 | 0 | 0 | 0.040196 | 0.00071096 | 10.8234 | 0 | 0 | 0 | 0.039885 | 0.00070546 | 10.6202 | 0 | 0 | 0 | 0.039137 | 0.00069222 | 163.6162 | 162.3508 | 159.3034 | 0 | 0 | 0 | 0 | 0 | 0 | 0 | 0 | 0 | 0.60294 | 0.59828 | 0.58705 | 10.9077 | 0.0014164 | 32.3514 | 0 | 0 | 0 | 0 | 0 | 0 | 0 | 0 | 0 | 0.040196 | 0.080082 | 0.11922 | 0.00071096 | 0.0014164 | 0.0021086 | 2.1932 | 9.5929 | 5.3739 | 2.1932 | 9.5901 | 5.3726 | 2.1932 | 9.6396 | 5.3952 | 14.4294 | 0 | 0 | 0 | 0.053174 | 0.0009405 | 14.3126 | 0 | 0 | 0 | 0.00093289 | 14.034 | 0 | 0 | 0 | 0.00091473 | 14.4294 | 0.0018734 | 42.776 | 0 | 0 | 0 | 0 | 0 | 0 | 0 | 0 | 0 | 0.053174 | 0.10592 | 0.15763 | 0.0009405 | 0.0018734 | 0.0027881 | 2.7029 | 14.5252 | 2.7029 | 23.5019 | 0 | 2.681 | 14.4043 | 2.681 | 23.4632 | 0 | 2.6289 | 14.1832 | 2.6289 | 23.3049 | 0 | 1.2324 | 1.2224 | 1.1986 | 0.11239 | 0.11183 | 0.11127 | 11.5435 | 0 | 0 | 0 | 0.042539 | 0.0007524 | 11.4501 | 0 | 0 | 0 | 0.042195 | 0.00074631 | 11.2272 | 0 | 0 | 0 | 0.041374 | 0.00073178 | 173.1525 | 171.7516 | 168.4085 | 0 | 0 | 0 | 0 | 0 | 0 | 0 | 0 | 0 | 0.63809 | 0.63292 | 0.6206 | 11.5435 | 0.0014987 | 34.2208 | 0 | 0 | 0 | 0 | 0 | 0 | 0 | 0 | 0 | 0.042539 | 0.084734 | 0.12611 | 0.0007524 | 0.0014987 | 0.0022305
| 1100 | Business | Lodging | HVAC | Electric | 02-273 | 02-273.07 | HVAC Control | [02-273]_Business_HVAC_Kitchen Demand Control Ventilation_ADD_Electric_per unit | No DCV | DCV | DEEMED | 2384.4518 | 0 | 0 | 0 | 0.32651 | 0 | 480.1554 | 15 | 0.476 | 0.25758 | 0.40817 | 0.12932 | 0.20492 | 0.86 | 1 | Additions on Existing | 4.0149 | 0.01561 | 30759.4286 | 0 | 0 | 0 | 119.5927 | 1825.0541 | 0 | 0 | 0 | 755.2628 | 0 | 0 | 2580.3169 | 165.1002 | 2415.2167 | 15.6288 | 1820.5243 | 0 | 0 | 0 | 759.1757 | 0 | 0 | 2579.6999 | 165.1002 | 2414.5997 | 15.6251 | 1825.4764 | 0 | 0 | 0 | 765.0611 | 0 | 0 | 2590.5375 | 165.1002 | 2425.4373 | 15.6907 | per unit | 0.15841 | 454.1741 | 0.005 | 131494.2131 | 0 | 0 | 0 | 484.571 | 8.5707 | 130430.384 | 0 | 0 | 0 | 8.5014 | 127891.6054 | 0 | 0 | 0 | 8.3359 | 131494.2131 | 261924.5971 | 389816.2025 | 0 | 0 | 0 | 0 | 0 | 0 | 0 | 0 | 0 | 484.571 | 965.2216 | 1436.5166 | 8.5707 | 17.072 | 25.4079 | 131494.2131 | 0 | 0 | 0 | 484.571 | 8.5707 | 130430.384 | 0 | 0 | 0 | 8.5014 | 127891.6054 | 0 | 0 | 0 | 8.3359 | 131494.2131 | 17.072 | 389816.2025 | 0 | 0 | 0 | 0 | 0 | 0 | 0 | 0 | 0 | 484.571 | 965.2216 | 1436.5166 | 8.5707 | 17.072 | 25.4079 | 5922.2597 | 92557.7658 | 5922.2597 | 148188.7215 | 11301.2501 | 5885.1529 | 91955.8401 | 5885.1529 | 148213.9845 | 11230.4404 | 5791.5767 | 90873.8798 | 5791.5767 | 147749.9035 | 11051.8721 | 35.8707 | 35.6459 | 35.0792 | 0.078587 | 0.078196 | 0.077807 | 73557.4768 | 0 | 0 | 0 | 271.0676 | 4.7944 | 73096.5914 | 0 | 0 | 0 | 269.3692 | 4.7644 | 71934.3275 | 0 | 0 | 0 | 265.0861 | 4.6886 | 1103362.1515 | 1096448.8705 | 1079014.9128 | 0 | 0 | 0 | 0 | 0 | 0 | 0 | 0 | 0 | 4066.0137 | 4040.5374 | 3976.2913 | 73557.4768 | 9.5588 | 218588.3957 | 0 | 0 | 0 | 0 | 0 | 0 | 0 | 0 | 0 | 271.0676 | 540.4367 | 805.5228 | 4.7944 | 9.5588 | 14.2474 | 1 | 1 | 1 | 1 | 1 | 1 | 1 | 360.1166 | 2220.2003 | 7.1652 | 360.1166 | 2219.5834 | 7.1635 | 360.1166 | 2230.4209 | 7.1936 | 131494.2131 | 0 | 0 | 0 | 484.571 | 8.5707 | 130430.384 | 0 | 0 | 0 | 8.5014 | 127891.6054 | 0 | 0 | 0 | 8.3359 | 131494.2131 | 17.072 | 389816.2025 | 0 | 0 | 0 | 0 | 0 | 0 | 0 | 0 | 0 | 484.571 | 965.2216 | 1436.5166 | 8.5707 | 17.072 | 25.4079 | 17445.9269 | 125004.0231 | 17445.9269 | 200136.49 | 5815.309 | 17311.0468 | 124007.9203 | 17311.0468 | 199875.3745 | 5770.3489 | 16986.2592 | 122192.4945 | 16986.2592 | 198670.1715 | 5662.0864 | 48.4452 | 48.0707 | 47.1688 | 0.10614 | 0.10561 | 0.10508 | 99343.1555 | 0 | 0 | 0 | 366.0907 | 6.4751 | 98575.1016 | 0 | 0 | 0 | 363.2603 | 6.425 | 96725.6482 | 0 | 0 | 0 | 356.4449 | 6.3045 | 1490147.333 | 1478626.524 | 1450884.7226 | 0 | 0 | 0 | 0 | 0 | 0 | 0 | 0 | 0 | 5491.3606 | 5448.9051 | 5346.6734 | 99343.1555 | 12.9002 | 294643.9053 | 0 | 0 | 0 | 0 | 0 | 0 | 0 | 0 | 0 | 366.0907 | 729.351 | 1085.7959 | 6.4751 | 12.9002 | 19.2047 | 480.1554 | 2100.1615 | 5.3739 | 480.1554 | 2099.5445 | 5.3726 | 480.1554 | 2110.3821 | 5.3952 | 131494.2131 | 0 | 0 | 0 | 484.571 | 8.5707 | 130430.384 | 0 | 0 | 0 | 8.5014 | 127891.6054 | 0 | 0 | 0 | 8.3359 | 131494.2131 | 17.072 | 389816.2025 | 0 | 0 | 0 | 0 | 0 | 0 | 0 | 0 | 0 | 484.571 | 965.2216 | 1436.5166 | 8.5707 | 17.072 | 25.4079 | 24631.5341 | 132367.8964 | 24631.5341 | 211926.3486 | 0 | 24432.2573 | 131265.6069 | 24432.2573 | 211573.2791 | 0 | 23956.6926 | 129251.2965 | 23956.6926 | 210146.9272 | 0 | 51.2991 | 50.8841 | 49.8936 | 0.11239 | 0.11183 | 0.11127 | 105195.3705 | 0 | 0 | 0 | 387.6568 | 6.8566 | 104344.3072 | 0 | 0 | 0 | 384.5205 | 6.8011 | 102313.2843 | 0 | 0 | 0 | 377.036 | 6.6687 | 1577930.557 | 1565164.6083 | 1534699.2648 | 0 | 0 | 0 | 0 | 0 | 0 | 0 | 0 | 0 | 5814.8516 | 5767.8077 | 5655.5394 | 105195.3705 | 13.6576 | 311852.962 | 0 | 0 | 0 | 0 | 0 | 0 | 0 | 0 | 0 | 387.6568 | 772.1773 | 1149.2132 | 6.8566 | 13.6576 | 20.3263
| 1101 | Business | Other Commercial | HVAC | Electric | 02-273 | 02-273.08 | HVAC Control | [02-273]_Business_HVAC_Kitchen Demand Control Ventilation_ADD_Electric_per unit | No DCV | DCV | DEEMED | 977.6924 | 0 | 0 | 0 | 0.13388 | 0 | 196.8772 | 15 | 0.476 | 0.25758 | 0.40817 | 0.12932 | 0.20492 | 0.86 | 1 | Additions on Existing | 4.0149 | 0.01561 | 12612.2319 | 0 | 0 | 0 | 49.0364 | 748.3236 | 0 | 0 | 0 | 309.679 | 0 | 0 | 1058.0026 | 82.3606 | 975.642 | 12.846 | 746.4662 | 0 | 0 | 0 | 311.2834 | 0 | 0 | 1057.7496 | 82.3606 | 975.3891 | 12.8429 | 748.4967 | 0 | 0 | 0 | 313.6966 | 0 | 0 | 1062.1933 | 82.3606 | 979.8328 | 12.8969 | per unit | -0.0053482 | 0 | 0.005 | 0 | 0 | 0 | 0 | 0 | 0 | 0 | 0 | 0 | 0 | 0 | 0 | 0 | 0 | 0 | 0 | 0 | 0 | 0 | 0 | 0 | 0 | 0 | 0 | 0 | 0 | 0 | 0 | 0 | 0 | 0 | 0 | 0 | 0 | 0 | 0 | 0 | 0 | 0 | 0 | 0 | 0 | 0 | 0 | 0 | 0 | 0 | 0 | 0 | 0 | 0 | 0 | 0 | 0 | 0 | 0 | 0 | 0 | 0 | 0 | 0 | 0 | 0 | 0 | 0 | 0 | 0 | 0 | 0 | 0 | 0 | 0 | 0 | 0 | 0 | 0 | 0 | 0 | 0 | 0 | 0 | 0 | 0 | 0 | 0 | 0 | #NUM! | #NUM! | #NUM! | 0 | 0 | 0 | 0 | 0 | 0 | 0 | 0 | 0 | 0 | 0 | 0 | 0 | 0 | 0 | 0 | 0 | 0 | 0 | 0 | 0 | 0 | 0 | 0 | 0 | 0 | 0 | 0 | 0 | 0 | 0 | 0 | 0 | 0 | 0 | 0 | 0 | 0 | 0 | 0 | 0 | 0 | 0 | 0 | 0 | 0 | 0 | 0 | 0 | 0 | 0 | 1 | 1 | 1 | 1 | 1 | 1 | 1 | 147.6579 | 910.3447 | 7.1652 | 147.6579 | 910.0917 | 7.1635 | 147.6579 | 914.5354 | 7.1936 | 0 | 0 | 0 | 0 | 0 | 0 | 0 | 0 | 0 | 0 | 0 | 0 | 0 | 0 | 0 | 0 | 0 | 0 | 0 | 0 | 0 | 0 | 0 | 0 | 0 | 0 | 0 | 0 | 0 | 0 | 0 | 0 | 0 | 0 | 0 | 0 | 0 | 0 | 0 | 0 | 0 | 0 | 0 | 0 | 0 | 0 | 0 | 0 | 0 | 0 | 0 | 0 | #NUM! | #NUM! | #NUM! | 0 | 0 | 0 | 0 | 0 | 0 | 0 | 0 | 0 | 0 | 0 | 0 | 0 | 0 | 0 | 0 | 0 | 0 | 0 | 0 | 0 | 0 | 0 | 0 | 0 | 0 | 0 | 0 | 0 | 0 | 0 | 0 | 0 | 0 | 0 | 0 | 0 | 0 | 0 | 0 | 0 | 0 | 0 | 0 | 0 | 0 | 0 | 0 | 0 | 0 | 0 | 196.8772 | 861.1253 | 5.3739 | 196.8772 | 860.8724 | 5.3726 | 196.8772 | 865.3161 | 5.3952 | 0 | 0 | 0 | 0 | 0 | 0 | 0 | 0 | 0 | 0 | 0 | 0 | 0 | 0 | 0 | 0 | 0 | 0 | 0 | 0 | 0 | 0 | 0 | 0 | 0 | 0 | 0 | 0 | 0 | 0 | 0 | 0 | 0 | 0 | 0 | 0 | 0 | 0 | 0 | 0 | 0 | 0 | 0 | 0 | 0 | 0 | 0 | 0 | 0 | 0 | 0 | 0 | #NUM! | #NUM! | #NUM! | 0 | 0 | 0 | 0 | 0 | 0 | 0 | 0 | 0 | 0 | 0 | 0 | 0 | 0 | 0 | 0 | 0 | 0 | 0 | 0 | 0 | 0 | 0 | 0 | 0 | 0 | 0 | 0 | 0 | 0 | 0 | 0 | 0 | 0 | 0 | 0 | 0 | 0 | 0 | 0 | 0 | 0 | 0 | 0 | 0 | 0 | 0 | 0 | 0 | 0 | 0
| 1102 | Business | Food Sales | HVAC | Electric | 02-273 | 02-273.09 | HVAC Control | [02-273]_Business_HVAC_Kitchen Demand Control Ventilation_ADD_Electric_per unit | No DCV | DCV | DEEMED | 991.6212 | 0 | 0 | 0 | 0.13578 | 0 | 199.6821 | 15 | 0.476 | 0.25758 | 0.40817 | 0.12932 | 0.20492 | 0.86 | 1 | Additions on Existing | 4.0149 | 0.01561 | 12791.9135 | 0 | 0 | 0 | 49.735 | 758.9846 | 0 | 0 | 0 | 314.0909 | 0 | 0 | 1073.0755 | 68.6602 | 1004.4154 | 15.6288 | 757.1008 | 0 | 0 | 0 | 315.7181 | 0 | 0 | 1072.819 | 68.6602 | 1004.1588 | 15.6251 | 759.1603 | 0 | 0 | 0 | 318.1657 | 0 | 0 | 1077.326 | 68.6602 | 1008.6658 | 15.6907 | per unit | 0.019545 | 35.1024 | 0.005 | 4226.4732 | 0 | 0 | 0 | 15.575 | 0.27548 | 4192.2797 | 0 | 0 | 0 | 0.27325 | 4110.6786 | 0 | 0 | 0 | 0.26793 | 4226.4732 | 8418.7529 | 12529.4315 | 0 | 0 | 0 | 0 | 0 | 0 | 0 | 0 | 0 | 15.575 | 31.0241 | 46.1724 | 0.27548 | 0.54873 | 0.81666 | 4226.4732 | 0 | 0 | 0 | 15.575 | 0.27548 | 4192.2797 | 0 | 0 | 0 | 0.27325 | 4110.6786 | 0 | 0 | 0 | 0.26793 | 4226.4732 | 0.54873 | 12529.4315 | 0 | 0 | 0 | 0 | 0 | 0 | 0 | 0 | 0 | 15.575 | 31.0241 | 46.1724 | 0.27548 | 0.54873 | 0.81666 | 148.3587 | 2318.6675 | 148.3587 | 3717.01 | 283.108 | 147.6127 | 2306.4567 | 147.6127 | 3722.2924 | 281.6844 | 145.6276 | 2284.999 | 145.6276 | 3719.8806 | 277.8963 | 2.1608 | 2.1499 | 2.121 | 0.06125 | 0.060945 | 0.060642 | 1842.6907 | 0 | 0 | 0 | 6.7905 | 0.12011 | 1833.4249 | 0 | 0 | 0 | 6.7564 | 0.1195 | 1808.7691 | 0 | 0 | 0 | 6.6655 | 0.11789 | 27640.3603 | 27501.3731 | 27131.5368 | 0 | 0 | 0 | 0 | 0 | 0 | 0 | 0 | 0 | 101.8578 | 101.3457 | 99.9828 | 1842.6907 | 0.23961 | 5484.8847 | 0 | 0 | 0 | 0 | 0 | 0 | 0 | 0 | 0 | 6.7905 | 13.5469 | 20.2124 | 0.12011 | 0.23961 | 0.3575 | 1 | 1 | 1 | 1 | 1 | 1 | 1 | 149.7616 | 923.314 | 7.1652 | 149.7616 | 923.0574 | 7.1635 | 149.7616 | 927.5644 | 7.1936 | 4226.4732 | 0 | 0 | 0 | 15.575 | 0.27548 | 4192.2797 | 0 | 0 | 0 | 0.27325 | 4110.6786 | 0 | 0 | 0 | 0.26793 | 4226.4732 | 0.54873 | 12529.4315 | 0 | 0 | 0 | 0 | 0 | 0 | 0 | 0 | 0 | 15.575 | 31.0241 | 46.1724 | 0.27548 | 0.54873 | 0.81666 | 514.8503 | 3689.0191 | 514.8503 | 5913.7934 | 171.6168 | 510.9419 | 3660.139 | 510.9419 | 5906.9427 | 170.314 | 501.4933 | 3607.5462 | 501.4933 | 5872.9308 | 167.1644 | 3.4378 | 3.4117 | 3.3486 | 0.097449 | 0.096964 | 0.096482 | 2931.736 | 0 | 0 | 0 | 10.8038 | 0.19109 | 2909.4801 | 0 | 0 | 0 | 10.7218 | 0.18964 | 2855.6766 | 0 | 0 | 0 | 10.5235 | 0.18613 | 43976.0406 | 43642.2012 | 42835.1484 | 0 | 0 | 0 | 0 | 0 | 0 | 0 | 0 | 0 | 162.0567 | 160.8264 | 157.8523 | 2931.736 | 0.38073 | 8696.8927 | 0 | 0 | 0 | 0 | 0 | 0 | 0 | 0 | 0 | 10.8038 | 21.5255 | 32.049 | 0.19109 | 0.38073 | 0.56686 | 199.6821 | 873.3935 | 5.3739 | 199.6821 | 873.1369 | 5.3726 | 199.6821 | 877.6439 | 5.3952 | 4226.4732 | 0 | 0 | 0 | 15.575 | 0.27548 | 4192.2797 | 0 | 0 | 0 | 0.27325 | 4110.6786 | 0 | 0 | 0 | 0.26793 | 4226.4732 | 0.54873 | 12529.4315 | 0 | 0 | 0 | 0 | 0 | 0 | 0 | 0 | 0 | 15.575 | 31.0241 | 46.1724 | 0.27548 | 0.54873 | 0.81666 | 742.2227 | 3988.6454 | 742.2227 | 6394.1183 | 0 | 736.2179 | 3955.43 | 736.2179 | 6383.5003 | 0 | 721.8877 | 3894.7328 | 721.8877 | 6340.4582 | 0 | 3.717 | 3.687 | 3.6152 | 0.10536 | 0.10484 | 0.10432 | 3169.8549 | 0 | 0 | 0 | 11.6813 | 0.20661 | 3144.2098 | 0 | 0 | 0 | 11.5868 | 0.20494 | 3083.0089 | 0 | 0 | 0 | 11.3612 | 0.20095 | 47547.8235 | 47163.1469 | 46245.1339 | 0 | 0 | 0 | 0 | 0 | 0 | 0 | 0 | 0 | 175.2191 | 173.8015 | 170.4185 | 3169.8549 | 0.41155 | 9397.0736 | 0 | 0 | 0 | 0 | 0 | 0 | 0 | 0 | 0 | 11.6813 | 23.268 | 34.6293 | 0.20661 | 0.41155 | 0.61249
| 1103 | Business | Manufacturing/Industrial | HVAC | Electric | 02-273 | 02-273.10 | HVAC Control | [02-273]_Business_HVAC_Kitchen Demand Control Ventilation_ADD_Electric_per unit | No DCV | DCV | DEEMED | 14.4658 | 0 | 0 | 0 | 0.0019808 | 0 | 2.913 | 15 | 0.476 | 0.25758 | 0.40817 | 0.12932 | 0.20492 | 0.86 | 1 | Additions on Existing | 4.0149 | 0.01561 | 186.6083 | 0 | 0 | 0 | 0.72553 | 11.0721 | 0 | 0 | 0 | 4.582 | 0 | 0 | 15.654 | 1.0016 | 14.6524 | 15.6288 | 11.0446 | 0 | 0 | 0 | 4.6057 | 0 | 0 | 15.6503 | 1.0016 | 14.6487 | 15.6251 | 11.0746 | 0 | 0 | 0 | 4.6414 | 0 | 0 | 15.716 | 1.0016 | 14.7144 | 15.6907 | per unit | -0.00015883 | 0 | 0.005 | 0 | 0 | 0 | 0 | 0 | 0 | 0 | 0 | 0 | 0 | 0 | 0 | 0 | 0 | 0 | 0 | 0 | 0 | 0 | 0 | 0 | 0 | 0 | 0 | 0 | 0 | 0 | 0 | 0 | 0 | 0 | 0 | 0 | 0 | 0 | 0 | 0 | 0 | 0 | 0 | 0 | 0 | 0 | 0 | 0 | 0 | 0 | 0 | 0 | 0 | 0 | 0 | 0 | 0 | 0 | 0 | 0 | 0 | 0 | 0 | 0 | 0 | 0 | 0 | 0 | 0 | 0 | 0 | 0 | 0 | 0 | 0 | 0 | 0 | 0 | 0 | 0 | 0 | 0 | 0 | 0 | 0 | 0 | 0 | 0 | 0 | #NUM! | #NUM! | #NUM! | 0 | 0 | 0 | 0 | 0 | 0 | 0 | 0 | 0 | 0 | 0 | 0 | 0 | 0 | 0 | 0 | 0 | 0 | 0 | 0 | 0 | 0 | 0 | 0 | 0 | 0 | 0 | 0 | 0 | 0 | 0 | 0 | 0 | 0 | 0 | 0 | 0 | 0 | 0 | 0 | 0 | 0 | 0 | 0 | 0 | 0 | 0 | 0 | 0 | 0 | 0 | 1 | 1 | 1 | 1 | 1 | 1 | 1 | 2.1847 | 13.4693 | 7.1652 | 2.1847 | 13.4656 | 7.1635 | 2.1847 | 13.5313 | 7.1936 | 0 | 0 | 0 | 0 | 0 | 0 | 0 | 0 | 0 | 0 | 0 | 0 | 0 | 0 | 0 | 0 | 0 | 0 | 0 | 0 | 0 | 0 | 0 | 0 | 0 | 0 | 0 | 0 | 0 | 0 | 0 | 0 | 0 | 0 | 0 | 0 | 0 | 0 | 0 | 0 | 0 | 0 | 0 | 0 | 0 | 0 | 0 | 0 | 0 | 0 | 0 | 0 | #NUM! | #NUM! | #NUM! | 0 | 0 | 0 | 0 | 0 | 0 | 0 | 0 | 0 | 0 | 0 | 0 | 0 | 0 | 0 | 0 | 0 | 0 | 0 | 0 | 0 | 0 | 0 | 0 | 0 | 0 | 0 | 0 | 0 | 0 | 0 | 0 | 0 | 0 | 0 | 0 | 0 | 0 | 0 | 0 | 0 | 0 | 0 | 0 | 0 | 0 | 0 | 0 | 0 | 0 | 0 | 2.913 | 12.7411 | 5.3739 | 2.913 | 12.7373 | 5.3726 | 2.913 | 12.8031 | 5.3952 | 0 | 0 | 0 | 0 | 0 | 0 | 0 | 0 | 0 | 0 | 0 | 0 | 0 | 0 | 0 | 0 | 0 | 0 | 0 | 0 | 0 | 0 | 0 | 0 | 0 | 0 | 0 | 0 | 0 | 0 | 0 | 0 | 0 | 0 | 0 | 0 | 0 | 0 | 0 | 0 | 0 | 0 | 0 | 0 | 0 | 0 | 0 | 0 | 0 | 0 | 0 | 0 | #NUM! | #NUM! | #NUM! | 0 | 0 | 0 | 0 | 0 | 0 | 0 | 0 | 0 | 0 | 0 | 0 | 0 | 0 | 0 | 0 | 0 | 0 | 0 | 0 | 0 | 0 | 0 | 0 | 0 | 0 | 0 | 0 | 0 | 0 | 0 | 0 | 0 | 0 | 0 | 0 | 0 | 0 | 0 | 0 | 0 | 0 | 0 | 0 | 0 | 0 | 0 | 0 | 0 | 0 | 0
| 1104 | Business | Office | HVAC | Gas | 02-317 | 02-317.01 | HVAC Control | [02-317]_Business_HVAC_Kitchen Demand Control Ventilation_ADD_Gas_per unit | No DCV | DCV | DEEMED | 0 | 2.2283 | 0 | 0 | 0 | 0 | 24.6623 | 15 | 0.476 | 0.25758 | 0.40817 | 0.12932 | 0.20492 | 0.86 | 1 | Additions on Existing | 0.69935 | #NUM! | 0 | 35.2647 | 0 | 0 | 35.2647 | 0 | 253.7653 | 0 | 0 | 0 | 2.351 | 0 | 256.1163 | 9.0734 | 247.0429 | 28.2273 | 0 | 256.7309 | 0 | 0 | 0 | 2.351 | 0 | 259.0818 | 9.0734 | 250.0085 | 28.5541 | 0 | 260.0704 | 0 | 0 | 0 | 2.351 | 0 | 262.4214 | 9.0734 | 253.3481 | 28.9222 | per unit | 0.010086 | 247.8238 | 0.005 | 0 | 77.9675 | 0 | 0 | 77.9675 | 0 | 0 | 77.3368 | 0 | 0 | 0 | 0 | 75.8314 | 0 | 0 | 0 | 0 | 0 | 0 | 77.9675 | 155.3043 | 231.1357 | 0 | 0 | 0 | 0 | 0 | 0 | 77.9675 | 155.3043 | 231.1357 | 0 | 0 | 0 | 0 | 77.9675 | 0 | 0 | 77.9675 | 0 | 0 | 77.3368 | 0 | 0 | 0 | 0 | 75.8314 | 0 | 0 | 0 | 0 | 0 | 0 | 77.9675 | 155.3043 | 231.1357 | 0 | 0 | 0 | 0 | 0 | 0 | 77.9675 | 155.3043 | 231.1357 | 0 | 0 | 0 | 179.4061 | 5064.1448 | 179.4061 | 3912.7884 | 308.2376 | 178.1857 | 5087.9329 | 178.1857 | 3904.5654 | 306.1407 | 175.0017 | 5061.4291 | 175.0017 | 3857.4643 | 300.6703 | 19.7728 | 19.6383 | 19.2874 | 0.079389 | 0.078994 | 0.078601 | 0 | 44.0598 | 0 | 0 | 44.0598 | 0 | 0 | 43.7601 | 0 | 0 | 43.7601 | 0 | 0 | 42.9781 | 0 | 0 | 42.9781 | 0 | 0 | 0 | 0 | 660.8969 | 656.401 | 644.6718 | 0 | 0 | 0 | 0 | 0 | 0 | 660.8969 | 656.401 | 644.6718 | 0 | 0 | 0 | 44.0598 | 87.8199 | 130.798 | 0 | 0 | 0 | 0 | 0 | 0 | 44.0598 | 87.8199 | 130.798 | 0 | 0 | 0 | 1 | 1 | 1 | 1 | 1 | 1 | 1 | 18.4967 | 237.6196 | 13.8466 | 18.4967 | 240.5851 | 14.0069 | 18.4967 | 243.9247 | 14.1874 | 0 | 77.9675 | 0 | 0 | 77.9675 | 0 | 0 | 77.3368 | 0 | 0 | 0 | 0 | 75.8314 | 0 | 0 | 0 | 0 | 0 | 0 | 77.9675 | 155.3043 | 231.1357 | 0 | 0 | 0 | 0 | 0 | 0 | 77.9675 | 155.3043 | 231.1357 | 0 | 0 | 0 | 486.9728 | 6742.9034 | 486.9728 | 5209.8736 | 162.3243 | 483.1699 | 6767.7121 | 483.1699 | 5193.6562 | 161.0566 | 473.9321 | 6723.8876 | 473.9321 | 5124.4728 | 157.9774 | 26.3275 | 26.1219 | 25.6225 | 0.10571 | 0.10518 | 0.10466 | 0 | 58.6656 | 0 | 0 | 58.6656 | 0 | 0 | 58.2074 | 0 | 0 | 58.2074 | 0 | 0 | 57.0946 | 0 | 0 | 57.0946 | 0 | 0 | 0 | 0 | 879.9835 | 873.1115 | 856.4184 | 0 | 0 | 0 | 0 | 0 | 0 | 879.9835 | 873.1115 | 856.4184 | 0 | 0 | 0 | 58.6656 | 116.873 | 173.9676 | 0 | 0 | 0 | 0 | 0 | 0 | 58.6656 | 116.873 | 173.9676 | 0 | 0 | 0 | 24.6623 | 231.454 | 10.3849 | 24.6623 | 234.4195 | 10.5052 | 24.6623 | 237.7591 | 10.6406 | 0 | 77.9675 | 0 | 0 | 77.9675 | 0 | 0 | 77.3368 | 0 | 0 | 0 | 0 | 75.8314 | 0 | 0 | 0 | 0 | 0 | 0 | 77.9675 | 155.3043 | 231.1357 | 0 | 0 | 0 | 0 | 0 | 0 | 77.9675 | 155.3043 | 231.1357 | 0 | 0 | 0 | 690.3414 | 7169.1466 | 690.3414 | 5539.2084 | 0 | 684.7564 | 7193.4852 | 684.7564 | 5520.4017 | 0 | 671.4278 | 7144.3862 | 671.4278 | 5444.9472 | 0 | 27.9918 | 27.7653 | 27.2249 | 0.11239 | 0.11183 | 0.11127 | 0 | 62.374 | 0 | 0 | 62.374 | 0 | 0 | 61.8694 | 0 | 0 | 61.8694 | 0 | 0 | 60.6651 | 0 | 0 | 60.6651 | 0 | 0 | 0 | 0 | 935.6105 | 928.0411 | 909.9771 | 0 | 0 | 0 | 0 | 0 | 0 | 935.6105 | 928.0411 | 909.9771 | 0 | 0 | 0 | 62.374 | 124.2434 | 184.9086 | 0 | 0 | 0 | 0 | 0 | 0 | 62.374 | 124.2434 | 184.9086 | 0 | 0 | 0
| 1105 | Business | Retail | HVAC | Gas | 02-317 | 02-317.02 | HVAC Control | [02-317]_Business_HVAC_Kitchen Demand Control Ventilation_ADD_Gas_per unit | No DCV | DCV | DEEMED | 0 | 4.2293 | 0 | 0 | 0 | 0 | 46.8092 | 15 | 0.476 | 0.25758 | 0.40817 | 0.12932 | 0.20492 | 0.86 | 1 | Additions on Existing | 0.69935 | #NUM! | 0 | 66.9326 | 0 | 0 | 66.9326 | 0 | 481.648 | 0 | 0 | 0 | 4.4622 | 0 | 486.1102 | 17.2213 | 468.8889 | 28.2273 | 0 | 487.2766 | 0 | 0 | 0 | 4.4622 | 0 | 491.7388 | 17.2213 | 474.5175 | 28.5541 | 0 | 493.6152 | 0 | 0 | 0 | 4.4622 | 0 | 498.0773 | 17.2213 | 480.856 | 28.9222 | per unit | 0.13998 | 1199.4555 | 0.005 | 0 | 716.23 | 0 | 0 | 716.23 | 0 | 0 | 710.4355 | 0 | 0 | 0 | 0 | 696.6071 | 0 | 0 | 0 | 0 | 0 | 0 | 716.23 | 1426.6654 | 2123.2725 | 0 | 0 | 0 | 0 | 0 | 0 | 716.23 | 1426.6654 | 2123.2725 | 0 | 0 | 0 | 0 | 716.23 | 0 | 0 | 716.23 | 0 | 0 | 710.4355 | 0 | 0 | 0 | 0 | 696.6071 | 0 | 0 | 0 | 0 | 0 | 0 | 716.23 | 1426.6654 | 2123.2725 | 0 | 0 | 0 | 0 | 0 | 0 | 716.23 | 1426.6654 | 2123.2725 | 0 | 0 | 0 | 1293.9587 | 36524.9199 | 1293.9587 | 28300.4642 | 2223.1497 | 1286.2733 | 36728.3904 | 1286.2733 | 28265.5386 | 2209.9456 | 1264.6651 | 36576.865 | 1264.6651 | 27954.9856 | 2172.8205 | 75.1371 | 74.6909 | 73.4361 | 0.062331 | 0.062021 | 0.061712 | 0 | 317.7793 | 0 | 0 | 317.7793 | 0 | 0 | 315.8919 | 0 | 0 | 315.8919 | 0 | 0 | 310.5852 | 0 | 0 | 310.5852 | 0 | 0 | 0 | 0 | 4766.6897 | 4738.3784 | 4658.778 | 0 | 0 | 0 | 0 | 0 | 0 | 4766.6897 | 4738.3784 | 4658.778 | 0 | 0 | 0 | 317.7793 | 633.6712 | 944.2564 | 0 | 0 | 0 | 0 | 0 | 0 | 317.7793 | 633.6712 | 944.2564 | 0 | 0 | 0 | 1 | 1 | 1 | 1 | 1 | 1 | 1 | 35.1069 | 451.0033 | 13.8466 | 35.1069 | 456.6319 | 14.0069 | 35.1069 | 462.9704 | 14.1874 | 0 | 716.23 | 0 | 0 | 716.23 | 0 | 0 | 710.4355 | 0 | 0 | 0 | 0 | 696.6071 | 0 | 0 | 0 | 0 | 0 | 0 | 716.23 | 1426.6654 | 2123.2725 | 0 | 0 | 0 | 0 | 0 | 0 | 716.23 | 1426.6654 | 2123.2725 | 0 | 0 | 0 | 4101.416 | 56790.5503 | 4101.416 | 44002.8052 | 1367.1387 | 4069.8271 | 57005.6607 | 4069.8271 | 43870.5776 | 1356.609 | 3992.5625 | 56644.2776 | 3992.5625 | 43292.1182 | 1330.8542 | 116.8265 | 115.9267 | 113.7259 | 0.096915 | 0.096433 | 0.095953 | 0 | 494.0972 | 0 | 0 | 494.0972 | 0 | 0 | 490.2917 | 0 | 0 | 490.2917 | 0 | 0 | 480.9837 | 0 | 0 | 480.9837 | 0 | 0 | 0 | 0 | 7411.4585 | 7354.3759 | 7214.7549 | 0 | 0 | 0 | 0 | 0 | 0 | 7411.4585 | 7354.3759 | 7214.7549 | 0 | 0 | 0 | 494.0972 | 984.389 | 1465.3726 | 0 | 0 | 0 | 0 | 0 | 0 | 494.0972 | 984.389 | 1465.3726 | 0 | 0 | 0 | 46.8092 | 439.301 | 10.3849 | 46.8092 | 444.9296 | 10.5052 | 46.8092 | 451.2681 | 10.6406 | 0 | 716.23 | 0 | 0 | 716.23 | 0 | 0 | 710.4355 | 0 | 0 | 0 | 0 | 696.6071 | 0 | 0 | 0 | 0 | 0 | 0 | 716.23 | 1426.6654 | 2123.2725 | 0 | 0 | 0 | 0 | 0 | 0 | 716.23 | 1426.6654 | 2123.2725 | 0 | 0 | 0 | 5945.3017 | 61741.5338 | 5945.3017 | 47838.9569 | 0 | 5897.2023 | 61951.1414 | 5897.2023 | 47676.5347 | 0 | 5782.4155 | 61528.2948 | 5782.4155 | 47024.8774 | 0 | 127.0114 | 125.9838 | 123.5316 | 0.10536 | 0.10484 | 0.10432 | 0 | 537.1725 | 0 | 0 | 537.1725 | 0 | 0 | 532.8266 | 0 | 0 | 532.8266 | 0 | 0 | 522.4553 | 0 | 0 | 522.4553 | 0 | 0 | 0 | 0 | 8057.5873 | 7992.3989 | 7836.8299 | 0 | 0 | 0 | 0 | 0 | 0 | 8057.5873 | 7992.3989 | 7836.8299 | 0 | 0 | 0 | 537.1725 | 1069.9991 | 1592.4544 | 0 | 0 | 0 | 0 | 0 | 0 | 537.1725 | 1069.9991 | 1592.4544 | 0 | 0 | 0
| 1106 | Business | Food Service | HVAC | Gas | 02-317 | 02-317.03 | HVAC Control | [02-317]_Business_HVAC_Kitchen Demand Control Ventilation_ADD_Gas_per unit | No DCV | DCV | DEEMED | 0 | 45.4931 | 0 | 0 | 0 | 0 | 503.5071 | 15 | 0.476 | 0.25758 | 0.40817 | 0.12932 | 0.20492 | 0.86 | 1 | Additions on Existing | 0.69935 | #NUM! | 0 | 719.9664 | 0 | 0 | 719.9664 | 0 | 5180.8876 | 0 | 0 | 0 | 47.9978 | 0 | 6274.6624 | 185.2423 | 6089.4201 | 33.8727 | 0 | 5241.4324 | 0 | 0 | 0 | 47.9978 | 0 | 6347.3162 | 185.2423 | 6162.0738 | 34.2649 | 0 | 5309.6134 | 0 | 0 | 0 | 47.9978 | 0 | 6429.1333 | 185.2423 | 6243.891 | 34.7066 | per unit | 0.44597 | 714.8967 | 0.005 | 0 | 4591.8328 | 0 | 0 | 4591.8328 | 0 | 0 | 4554.6834 | 0 | 0 | 0 | 0 | 4466.0282 | 0 | 0 | 0 | 0 | 0 | 0 | 4591.8328 | 9146.5162 | 13612.5445 | 0 | 0 | 0 | 0 | 0 | 0 | 4591.8328 | 9146.5162 | 13612.5445 | 0 | 0 | 0 | 0 | 4591.8328 | 0 | 0 | 4591.8328 | 0 | 0 | 4554.6834 | 0 | 0 | 0 | 0 | 4466.0282 | 0 | 0 | 0 | 0 | 0 | 0 | 4591.8328 | 9146.5162 | 13612.5445 | 0 | 0 | 0 | 0 | 0 | 0 | 4591.8328 | 9146.5162 | 13612.5445 | 0 | 0 | 0 | 8845.9295 | 299635.7215 | 8845.9295 | 224841.2444 | 15198.1871 | 8790.8055 | 301216.3565 | 8790.8055 | 224497.7672 | 15103.4786 | 8639.7914 | 299857.8597 | 8639.7914 | 221945.4956 | 14844.0213 | 47.7533 | 47.4557 | 46.6405 | 0.066465 | 0.066134 | 0.065805 | 0 | 2172.4445 | 0 | 0 | 2172.4445 | 0 | 0 | 2158.9068 | 0 | 0 | 2158.9068 | 0 | 0 | 2121.8197 | 0 | 0 | 2121.8197 | 0 | 0 | 0 | 0 | 32586.6674 | 32383.6015 | 31827.2951 | 0 | 0 | 0 | 0 | 0 | 0 | 32586.6674 | 32383.6015 | 31827.2951 | 0 | 0 | 0 | 2172.4445 | 4331.3513 | 6453.1709 | 0 | 0 | 0 | 0 | 0 | 0 | 2172.4445 | 4331.3513 | 6453.1709 | 0 | 0 | 0 | 1 | 1 | 1 | 1 | 1 | 1 | 1 | 377.6303 | 5897.0321 | 16.6159 | 377.6303 | 5969.6858 | 16.8083 | 377.6303 | 6051.503 | 17.0249 | 0 | 4591.8328 | 0 | 0 | 4591.8328 | 0 | 0 | 4554.6834 | 0 | 0 | 0 | 0 | 4466.0282 | 0 | 0 | 0 | 0 | 0 | 0 | 4591.8328 | 9146.5162 | 13612.5445 | 0 | 0 | 0 | 0 | 0 | 0 | 4591.8328 | 9146.5162 | 13612.5445 | 0 | 0 | 0 | 26602.2633 | 442020.17 | 26602.2633 | 331683.968 | 8867.4211 | 26395.9666 | 443670.7893 | 26395.9666 | 330669.6315 | 8798.6555 | 25893.0428 | 440827.4765 | 25893.0428 | 326286.8374 | 8631.0143 | 70.4453 | 69.899 | 68.5672 | 0.098049 | 0.097561 | 0.097076 | 0 | 3204.7724 | 0 | 0 | 3204.7724 | 0 | 0 | 3179.9198 | 0 | 0 | 3179.9198 | 0 | 0 | 3119.3327 | 0 | 0 | 3119.3327 | 0 | 0 | 0 | 0 | 48071.5857 | 47698.7976 | 46789.9898 | 0 | 0 | 0 | 0 | 0 | 0 | 48071.5857 | 47698.7976 | 46789.9898 | 0 | 0 | 0 | 3204.7724 | 6384.6922 | 9504.0249 | 0 | 0 | 0 | 0 | 0 | 0 | 3204.7724 | 6384.6922 | 9504.0249 | 0 | 0 | 0 | 503.5071 | 5771.1553 | 12.4619 | 503.5071 | 5843.8091 | 12.6062 | 503.5071 | 5925.6262 | 12.7687 | 0 | 4591.8328 | 0 | 0 | 4591.8328 | 0 | 0 | 4554.6834 | 0 | 0 | 0 | 0 | 4466.0282 | 0 | 0 | 0 | 0 | 0 | 0 | 4591.8328 | 9146.5162 | 13612.5445 | 0 | 0 | 0 | 0 | 0 | 0 | 4591.8328 | 9146.5162 | 13612.5445 | 0 | 0 | 0 | 38116.0128 | 474998.4875 | 38116.0128 | 356430.303 | 0 | 37807.6424 | 476611.0696 | 37807.6424 | 355220.1554 | 0 | 37071.7307 | 473357.9681 | 37071.7307 | 350364.8993 | 0 | 75.701 | 75.0886 | 73.627 | 0.10536 | 0.10484 | 0.10432 | 0 | 3443.8746 | 0 | 0 | 3443.8746 | 0 | 0 | 3416.0126 | 0 | 0 | 3416.0126 | 0 | 0 | 3349.5212 | 0 | 0 | 3349.5212 | 0 | 0 | 0 | 0 | 51658.1189 | 51240.1887 | 50242.8176 | 0 | 0 | 0 | 0 | 0 | 0 | 51658.1189 | 51240.1887 | 50242.8176 | 0 | 0 | 0 | 3443.8746 | 6859.8872 | 10209.4083 | 0 | 0 | 0 | 0 | 0 | 0 | 3443.8746 | 6859.8872 | 10209.4083 | 0 | 0 | 0
| 1107 | Business | Healthcare/Hospitals | HVAC | Gas | 02-317 | 02-317.04 | HVAC Control | [02-317]_Business_HVAC_Kitchen Demand Control Ventilation_ADD_Gas_per unit | No DCV | DCV | DEEMED | 0 | 13.9775 | 0 | 0 | 0 | 0 | 154.6994 | 15 | 0.476 | 0.25758 | 0.40817 | 0.12932 | 0.20492 | 0.86 | 1 | Additions on Existing | 0.69935 | #NUM! | 0 | 221.2051 | 0 | 0 | 221.2051 | 0 | 1591.7948 | 0 | 0 | 0 | 14.747 | 0 | 1606.5418 | 65.2111 | 1541.3307 | 24.636 | 0 | 1610.3968 | 0 | 0 | 0 | 14.747 | 0 | 1625.1438 | 65.2111 | 1559.9327 | 24.9213 | 0 | 1631.345 | 0 | 0 | 0 | 14.747 | 0 | 1646.092 | 65.2111 | 1580.8809 | 25.2425 | per unit | 0.073207 | 198.8301 | 0.005 | 0 | 392.3808 | 0 | 0 | 392.3808 | 0 | 0 | 389.2063 | 0 | 0 | 0 | 0 | 381.6306 | 0 | 0 | 0 | 0 | 0 | 0 | 392.3808 | 781.5872 | 1163.2178 | 0 | 0 | 0 | 0 | 0 | 0 | 392.3808 | 781.5872 | 1163.2178 | 0 | 0 | 0 | 0 | 392.3808 | 0 | 0 | 392.3808 | 0 | 0 | 389.2063 | 0 | 0 | 0 | 0 | 381.6306 | 0 | 0 | 0 | 0 | 0 | 0 | 392.3808 | 781.5872 | 1163.2178 | 0 | 0 | 0 | 0 | 0 | 0 | 392.3808 | 781.5872 | 1163.2178 | 0 | 0 | 0 | 917.9946 | 22615.7413 | 917.9946 | 19054.6015 | 1259.7518 | 912.0109 | 22728.4843 | 912.0109 | 19020.0037 | 1251.5404 | 896.0368 | 22618.2298 | 896.0368 | 18797.3297 | 1229.6194 | 14.0773 | 13.9855 | 13.7406 | 0.070448 | 0.070098 | 0.069749 | 0 | 196.7647 | 0 | 0 | 196.7647 | 0 | 0 | 195.4821 | 0 | 0 | 195.4821 | 0 | 0 | 192.0582 | 0 | 0 | 192.0582 | 0 | 0 | 0 | 0 | 2951.4704 | 2932.2319 | 2880.8733 | 0 | 0 | 0 | 0 | 0 | 0 | 2951.4704 | 2932.2319 | 2880.8733 | 0 | 0 | 0 | 196.7647 | 392.2468 | 584.305 | 0 | 0 | 0 | 0 | 0 | 0 | 196.7647 | 392.2468 | 584.305 | 0 | 0 | 0 | 1 | 1 | 1 | 1 | 1 | 1 | 1 | 116.0245 | 1490.5173 | 13.8466 | 116.0245 | 1509.1193 | 14.0069 | 116.0245 | 1530.0674 | 14.1874 | 0 | 392.3808 | 0 | 0 | 392.3808 | 0 | 0 | 389.2063 | 0 | 0 | 0 | 0 | 381.6306 | 0 | 0 | 0 | 0 | 0 | 0 | 392.3808 | 781.5872 | 1163.2178 | 0 | 0 | 0 | 0 | 0 | 0 | 392.3808 | 781.5872 | 1163.2178 | 0 | 0 | 0 | 2262.0264 | 31321.3109 | 2262.0264 | 26389.3669 | 754.0088 | 2244.5333 | 31438.953 | 2244.5333 | 26309.2336 | 748.1778 | 2201.8322 | 31238.3828 | 2201.8322 | 25961.2793 | 733.9441 | 19.4961 | 19.3453 | 18.9773 | 0.097566 | 0.097081 | 0.096598 | 0 | 272.5061 | 0 | 0 | 272.5061 | 0 | 0 | 270.3987 | 0 | 0 | 270.3987 | 0 | 0 | 265.2545 | 0 | 0 | 265.2545 | 0 | 0 | 0 | 0 | 4087.592 | 4055.981 | 3978.8181 | 0 | 0 | 0 | 0 | 0 | 0 | 4087.592 | 4055.981 | 3978.8181 | 0 | 0 | 0 | 272.5061 | 542.9049 | 808.1594 | 0 | 0 | 0 | 0 | 0 | 0 | 272.5061 | 542.9049 | 808.1594 | 0 | 0 | 0 | 154.6994 | 1451.8424 | 10.3849 | 154.6994 | 1470.4444 | 10.5052 | 154.6994 | 1491.3926 | 10.6406 | 0 | 392.3808 | 0 | 0 | 392.3808 | 0 | 0 | 389.2063 | 0 | 0 | 0 | 0 | 381.6306 | 0 | 0 | 0 | 0 | 0 | 0 | 392.3808 | 781.5872 | 1163.2178 | 0 | 0 | 0 | 0 | 0 | 0 | 392.3808 | 781.5872 | 1163.2178 | 0 | 0 | 0 | 3257.0857 | 33824.6022 | 3257.0857 | 28498.4827 | 0 | 3230.7348 | 33939.434 | 3230.7348 | 28401.725 | 0 | 3167.8498 | 33707.7809 | 3167.8498 | 28013.5217 | 0 | 21.0543 | 20.884 | 20.4775 | 0.10536 | 0.10484 | 0.10432 | 0 | 294.2856 | 0 | 0 | 294.2856 | 0 | 0 | 291.9048 | 0 | 0 | 291.9048 | 0 | 0 | 286.2229 | 0 | 0 | 286.2229 | 0 | 0 | 0 | 0 | 4414.2843 | 4378.5714 | 4293.3442 | 0 | 0 | 0 | 0 | 0 | 0 | 4414.2843 | 4378.5714 | 4293.3442 | 0 | 0 | 0 | 294.2856 | 586.1904 | 872.4133 | 0 | 0 | 0 | 0 | 0 | 0 | 294.2856 | 586.1904 | 872.4133 | 0 | 0 | 0
| 1108 | Business | Campus/Education | HVAC | Gas | 02-317 | 02-317.05 | HVAC Control | [02-317]_Business_HVAC_Kitchen Demand Control Ventilation_ADD_Gas_per unit | No DCV | DCV | DEEMED | 0 | 48.9677 | 0 | 0 | 0 | 0 | 541.9635 | 15 | 0.476 | 0.25758 | 0.40817 | 0.12932 | 0.20492 | 0.86 | 1 | Additions on Existing | 0.69935 | #NUM! | 0 | 774.9553 | 0 | 0 | 774.9553 | 0 | 5576.5887 | 0 | 0 | 0 | 51.6637 | 0 | 5628.2524 | 228.4562 | 5399.7962 | 24.636 | 0 | 5641.7577 | 0 | 0 | 0 | 51.6637 | 0 | 5693.4214 | 228.4562 | 5464.9652 | 24.9213 | 0 | 5715.1462 | 0 | 0 | 0 | 51.6637 | 0 | 5766.8098 | 228.4562 | 5538.3537 | 25.2425 | per unit | 0.22331 | 507.1429 | 0.005 | 0 | 3506.2073 | 0 | 0 | 3506.2073 | 0 | 0 | 3477.841 | 0 | 0 | 0 | 0 | 3410.1461 | 0 | 0 | 0 | 0 | 0 | 0 | 3506.2073 | 6984.0482 | 10394.1943 | 0 | 0 | 0 | 0 | 0 | 0 | 3506.2073 | 6984.0482 | 10394.1943 | 0 | 0 | 0 | 0 | 3506.2073 | 0 | 0 | 3506.2073 | 0 | 0 | 3477.841 | 0 | 0 | 0 | 0 | 3410.1461 | 0 | 0 | 0 | 0 | 0 | 0 | 3506.2073 | 6984.0482 | 10394.1943 | 0 | 0 | 0 | 0 | 0 | 0 | 3506.2073 | 6984.0482 | 10394.1943 | 0 | 0 | 0 | 8079.4963 | 199046.6993 | 8079.4963 | 160540.9486 | 11087.3855 | 8027.4117 | 200053.4281 | 8027.4117 | 160261.028 | 11015.9105 | 7887.4872 | 199100.0782 | 7887.4872 | 158398.3964 | 10823.894 | 35.3656 | 35.1376 | 34.5252 | 0.069388 | 0.069043 | 0.068699 | 0 | 1731.7745 | 0 | 0 | 1731.7745 | 0 | 0 | 1720.6105 | 0 | 0 | 1720.6105 | 0 | 0 | 1690.6189 | 0 | 0 | 1690.6189 | 0 | 0 | 0 | 0 | 25976.6168 | 25809.1582 | 25359.283 | 0 | 0 | 0 | 0 | 0 | 0 | 25976.6168 | 25809.1582 | 25359.283 | 0 | 0 | 0 | 1731.7745 | 3452.385 | 5143.0039 | 0 | 0 | 0 | 0 | 0 | 0 | 1731.7745 | 3452.385 | 5143.0039 | 0 | 0 | 0 | 1 | 1 | 1 | 1 | 1 | 1 | 1 | 406.4726 | 5221.7798 | 13.8466 | 406.4726 | 5286.9488 | 14.0069 | 406.4726 | 5360.3372 | 14.1874 | 0 | 3506.2073 | 0 | 0 | 3506.2073 | 0 | 0 | 3477.841 | 0 | 0 | 0 | 0 | 3410.1461 | 0 | 0 | 0 | 0 | 0 | 0 | 3506.2073 | 6984.0482 | 10394.1943 | 0 | 0 | 0 | 0 | 0 | 0 | 3506.2073 | 6984.0482 | 10394.1943 | 0 | 0 | 0 | 20143.8324 | 278923.0168 | 20143.8324 | 224965.1256 | 6714.6108 | 19988.3714 | 279975.114 | 19988.3714 | 224285.5822 | 6662.7905 | 19608.4853 | 278194.3891 | 19608.4853 | 221323.5952 | 6536.1618 | 49.5577 | 49.1752 | 48.2406 | 0.097233 | 0.096749 | 0.096268 | 0 | 2426.7258 | 0 | 0 | 2426.7258 | 0 | 0 | 2407.9974 | 0 | 0 | 2407.9974 | 0 | 0 | 2362.2325 | 0 | 0 | 2362.2325 | 0 | 0 | 0 | 0 | 36400.8865 | 36119.9609 | 35433.4881 | 0 | 0 | 0 | 0 | 0 | 0 | 36400.8865 | 36119.9609 | 35433.4881 | 0 | 0 | 0 | 2426.7258 | 4834.7232 | 7196.9557 | 0 | 0 | 0 | 0 | 0 | 0 | 2426.7258 | 4834.7232 | 7196.9557 | 0 | 0 | 0 | 541.9635 | 5086.2889 | 10.3849 | 541.9635 | 5151.4579 | 10.5052 | 541.9635 | 5224.8463 | 10.6406 | 0 | 3506.2073 | 0 | 0 | 3506.2073 | 0 | 0 | 3477.841 | 0 | 0 | 0 | 0 | 3410.1461 | 0 | 0 | 0 | 0 | 0 | 0 | 3506.2073 | 6984.0482 | 10394.1943 | 0 | 0 | 0 | 0 | 0 | 0 | 3506.2073 | 6984.0482 | 10394.1943 | 0 | 0 | 0 | 29104.4224 | 302247.3501 | 29104.4224 | 243777.347 | 0 | 28868.9586 | 303273.4558 | 28868.9586 | 242949.6773 | 0 | 28307.0351 | 301203.4675 | 28307.0351 | 239628.9679 | 0 | 53.7018 | 53.2673 | 52.2305 | 0.10536 | 0.10484 | 0.10432 | 0 | 2629.6555 | 0 | 0 | 2629.6555 | 0 | 0 | 2608.3807 | 0 | 0 | 2608.3807 | 0 | 0 | 2557.6096 | 0 | 0 | 2557.6096 | 0 | 0 | 0 | 0 | 39444.8318 | 39125.7109 | 38364.1436 | 0 | 0 | 0 | 0 | 0 | 0 | 39444.8318 | 39125.7109 | 38364.1436 | 0 | 0 | 0 | 2629.6555 | 5238.0362 | 7795.6458 | 0 | 0 | 0 | 0 | 0 | 0 | 2629.6555 | 5238.0362 | 7795.6458 | 0 | 0 | 0
| 1109 | Business | Warehouse | HVAC | Gas | 02-317 | 02-317.06 | HVAC Control | [02-317]_Business_HVAC_Kitchen Demand Control Ventilation_ADD_Gas_per unit | No DCV | DCV | DEEMED | 0 | 0.19816 | 0 | 0 | 0 | 0 | 2.1932 | 15 | 0.476 | 0.25758 | 0.40817 | 0.12932 | 0.20492 | 0.86 | 1 | Additions on Existing | 0.69935 | #NUM! | 0 | 3.1361 | 0 | 0 | 3.1361 | 0 | 22.5672 | 0 | 0 | 0 | 0.20907 | 0 | 22.7762 | 0.92451 | 21.8517 | 24.636 | 0 | 22.8309 | 0 | 0 | 0 | 0.20907 | 0 | 23.04 | 0.92451 | 22.1154 | 24.9213 | 0 | 23.1279 | 0 | 0 | 0 | 0.20907 | 0 | 23.3369 | 0.92451 | 22.4124 | 25.2425 | per unit | 0.0064546 | 13.3997 | 0.005 | 0 | 0.3749 | 0 | 0 | 0.3749 | 0 | 0 | 0.37186 | 0 | 0 | 0 | 0 | 0.36463 | 0 | 0 | 0 | 0 | 0 | 0 | 0.3749 | 0.74676 | 1.1114 | 0 | 0 | 0 | 0 | 0 | 0 | 0.3749 | 0.74676 | 1.1114 | 0 | 0 | 0 | 0 | 0.3749 | 0 | 0 | 0.3749 | 0 | 0 | 0.37186 | 0 | 0 | 0 | 0 | 0.36463 | 0 | 0 | 0 | 0 | 0 | 0 | 0.3749 | 0.74676 | 1.1114 | 0 | 0 | 0 | 0 | 0 | 0 | 0.3749 | 0.74676 | 1.1114 | 0 | 0 | 0 | 1.0577 | 26.0586 | 1.0577 | 21.0756 | 1.4515 | 1.0502 | 26.1728 | 1.0502 | 21.0247 | 1.4412 | 1.0311 | 26.0265 | 1.0311 | 20.7632 | 1.4149 | 1.1441 | 1.136 | 1.1153 | 0.084958 | 0.084536 | 0.084115 | 0 | 0.22672 | 0 | 0 | 0.22672 | 0 | 0 | 0.22511 | 0 | 0 | 0.22511 | 0 | 0 | 0.221 | 0 | 0 | 0.221 | 0 | 0 | 0 | 0 | 3.4008 | 3.3766 | 3.315 | 0 | 0 | 0 | 0 | 0 | 0 | 3.4008 | 3.3766 | 3.315 | 0 | 0 | 0 | 0.22672 | 0.45182 | 0.67282 | 0 | 0 | 0 | 0 | 0 | 0 | 0.22672 | 0.45182 | 0.67282 | 0 | 0 | 0 | 1 | 1 | 1 | 1 | 1 | 1 | 1 | 1.6449 | 21.1313 | 13.8466 | 1.6449 | 21.3951 | 14.0069 | 1.6449 | 21.692 | 14.1874 | 0 | 0.3749 | 0 | 0 | 0.3749 | 0 | 0 | 0.37186 | 0 | 0 | 0 | 0 | 0.36463 | 0 | 0 | 0 | 0 | 0 | 0 | 0.3749 | 0.74676 | 1.1114 | 0 | 0 | 0 | 0 | 0 | 0 | 0.3749 | 0.74676 | 1.1114 | 0 | 0 | 0 | 2.3478 | 32.5096 | 2.3478 | 26.2931 | 0.78262 | 2.3295 | 32.6288 | 2.3295 | 26.2109 | 0.77649 | 2.2849 | 32.4171 | 2.2849 | 25.8614 | 0.76164 | 1.4273 | 1.4162 | 1.3891 | 0.10599 | 0.10546 | 0.10494 | 0 | 0.28284 | 0 | 0 | 0.28284 | 0 | 0 | 0.28063 | 0 | 0 | 0.28063 | 0 | 0 | 0.27526 | 0 | 0 | 0.27526 | 0 | 0 | 0 | 0 | 4.2427 | 4.2095 | 4.1289 | 0 | 0 | 0 | 0 | 0 | 0 | 4.2427 | 4.2095 | 4.1289 | 0 | 0 | 0 | 0.28284 | 0.56348 | 0.83874 | 0 | 0 | 0 | 0 | 0 | 0 | 0.28284 | 0.56348 | 0.83874 | 0 | 0 | 0 | 2.1932 | 20.583 | 10.3849 | 2.1932 | 20.8468 | 10.5052 | 2.1932 | 21.1437 | 10.6406 | 0 | 0.3749 | 0 | 0 | 0.3749 | 0 | 0 | 0.37186 | 0 | 0 | 0 | 0 | 0.36463 | 0 | 0 | 0 | 0 | 0 | 0 | 0.3749 | 0.74676 | 1.1114 | 0 | 0 | 0 | 0 | 0 | 0 | 0.3749 | 0.74676 | 1.1114 | 0 | 0 | 0 | 3.3194 | 34.4719 | 3.3194 | 27.8801 | 0 | 3.2926 | 34.5889 | 3.2926 | 27.7855 | 0 | 3.2285 | 34.3529 | 3.2285 | 27.4057 | 0 | 1.5135 | 1.5013 | 1.472 | 0.11239 | 0.11183 | 0.11127 | 0 | 0.29992 | 0 | 0 | 0.29992 | 0 | 0 | 0.29749 | 0 | 0 | 0.29749 | 0 | 0 | 0.2917 | 0 | 0 | 0.2917 | 0 | 0 | 0 | 0 | 4.4988 | 4.4624 | 4.3755 | 0 | 0 | 0 | 0 | 0 | 0 | 4.4988 | 4.4624 | 4.3755 | 0 | 0 | 0 | 0.29992 | 0.59741 | 0.88911 | 0 | 0 | 0 | 0 | 0 | 0 | 0.29992 | 0.59741 | 0.88911 | 0 | 0 | 0
| 1110 | Business | Lodging | HVAC | Gas | 02-317 | 02-317.07 | HVAC Control | [02-317]_Business_HVAC_Kitchen Demand Control Ventilation_ADD_Gas_per unit | No DCV | DCV | DEEMED | 0 | 43.3832 | 0 | 0 | 0 | 0 | 480.1554 | 15 | 0.476 | 0.25758 | 0.40817 | 0.12932 | 0.20492 | 0.86 | 1 | Additions on Existing | 0.69935 | #NUM! | 0 | 686.5758 | 0 | 0 | 686.5758 | 0 | 4940.6081 | 0 | 0 | 0 | 45.7717 | 0 | 4986.3798 | 176.6512 | 4809.7286 | 28.2273 | 0 | 4998.3449 | 0 | 0 | 0 | 45.7717 | 0 | 5044.1166 | 176.6512 | 4867.4655 | 28.5541 | 0 | 5063.3638 | 0 | 0 | 0 | 45.7717 | 0 | 5109.1355 | 176.6512 | 4932.4843 | 28.9222 | per unit | 0.15492 | 444.1549 | 0.005 | 0 | 2720.5296 | 0 | 0 | 2720.5296 | 0 | 0 | 2698.5196 | 0 | 0 | 0 | 0 | 2645.994 | 0 | 0 | 0 | 0 | 0 | 0 | 2720.5296 | 5419.0492 | 8065.0432 | 0 | 0 | 0 | 0 | 0 | 0 | 2720.5296 | 5419.0492 | 8065.0432 | 0 | 0 | 0 | 0 | 2720.5296 | 0 | 0 | 2720.5296 | 0 | 0 | 2698.5196 | 0 | 0 | 0 | 0 | 2645.994 | 0 | 0 | 0 | 0 | 0 | 0 | 2720.5296 | 5419.0492 | 8065.0432 | 0 | 0 | 0 | 0 | 0 | 0 | 2720.5296 | 5419.0492 | 8065.0432 | 0 | 0 | 0 | 6251.6811 | 176467.8861 | 6251.6811 | 135833.449 | 10741.0102 | 6209.2198 | 177298.7467 | 6209.2198 | 135549.4602 | 10668.0574 | 6098.2201 | 176373.7844 | 6098.2201 | 133913.2603 | 10477.349 | 35.39 | 35.1496 | 34.5213 | 0.079283 | 0.078889 | 0.078496 | 0 | 1535.331 | 0 | 0 | 1535.331 | 0 | 0 | 1524.9031 | 0 | 0 | 1524.9031 | 0 | 0 | 1497.643 | 0 | 0 | 1497.643 | 0 | 0 | 0 | 0 | 23029.9657 | 22873.5465 | 22464.6457 | 0 | 0 | 0 | 0 | 0 | 0 | 23029.9657 | 22873.5465 | 22464.6457 | 0 | 0 | 0 | 1535.331 | 3060.2341 | 4557.8772 | 0 | 0 | 0 | 0 | 0 | 0 | 1535.331 | 3060.2341 | 4557.8772 | 0 | 0 | 0 | 1 | 1 | 1 | 1 | 1 | 1 | 1 | 360.1166 | 4626.2632 | 13.8466 | 360.1166 | 4684.0001 | 14.0069 | 360.1166 | 4749.0189 | 14.1874 | 0 | 2720.5296 | 0 | 0 | 2720.5296 | 0 | 0 | 2698.5196 | 0 | 0 | 0 | 0 | 2645.994 | 0 | 0 | 0 | 0 | 0 | 0 | 2720.5296 | 5419.0492 | 8065.0432 | 0 | 0 | 0 | 0 | 0 | 0 | 2720.5296 | 5419.0492 | 8065.0432 | 0 | 0 | 0 | 16988.1613 | 235227.7906 | 16988.1613 | 181062.9843 | 5662.7204 | 16855.4998 | 236093.2959 | 16855.4998 | 180499.408 | 5618.4999 | 16533.2498 | 234564.6428 | 16533.2498 | 178095.1528 | 5511.0833 | 47.1741 | 46.8057 | 45.9108 | 0.10568 | 0.10516 | 0.10463 | 0 | 2046.5623 | 0 | 0 | 2046.5623 | 0 | 0 | 2030.5806 | 0 | 0 | 2030.5806 | 0 | 0 | 1991.7592 | 0 | 0 | 1991.7592 | 0 | 0 | 0 | 0 | 30698.435 | 30458.7093 | 29876.3879 | 0 | 0 | 0 | 0 | 0 | 0 | 30698.435 | 30458.7093 | 29876.3879 | 0 | 0 | 0 | 2046.5623 | 4077.143 | 6068.9022 | 0 | 0 | 0 | 0 | 0 | 0 | 2046.5623 | 4077.143 | 6068.9022 | 0 | 0 | 0 | 480.1554 | 4506.2244 | 10.3849 | 480.1554 | 4563.9612 | 10.5052 | 480.1554 | 4628.9801 | 10.6406 | 0 | 2720.5296 | 0 | 0 | 2720.5296 | 0 | 0 | 2698.5196 | 0 | 0 | 0 | 0 | 2645.994 | 0 | 0 | 0 | 0 | 0 | 0 | 2720.5296 | 5419.0492 | 8065.0432 | 0 | 0 | 0 | 0 | 0 | 0 | 2720.5296 | 5419.0492 | 8065.0432 | 0 | 0 | 0 | 24088.157 | 250153.7913 | 24088.157 | 192552.0445 | 0 | 23893.2763 | 251003.0435 | 23893.2763 | 191898.2942 | 0 | 23428.2026 | 249289.8262 | 23428.2026 | 189275.3705 | 0 | 50.1674 | 49.7615 | 48.793 | 0.11239 | 0.11183 | 0.11127 | 0 | 2176.4237 | 0 | 0 | 2176.4237 | 0 | 0 | 2158.8157 | 0 | 0 | 2158.8157 | 0 | 0 | 2116.7952 | 0 | 0 | 2116.7952 | 0 | 0 | 0 | 0 | 32646.3548 | 32382.2357 | 31751.9276 | 0 | 0 | 0 | 0 | 0 | 0 | 32646.3548 | 32382.2357 | 31751.9276 | 0 | 0 | 0 | 2176.4237 | 4335.2394 | 6452.0345 | 0 | 0 | 0 | 0 | 0 | 0 | 2176.4237 | 4335.2394 | 6452.0345 | 0 | 0 | 0
| 1111 | Business | Other Commercial | HVAC | Gas | 02-317 | 02-317.08 | HVAC Control | [02-317]_Business_HVAC_Kitchen Demand Control Ventilation_ADD_Gas_per unit | No DCV | DCV | DEEMED | 0 | 17.7883 | 0 | 0 | 0 | 0 | 196.8772 | 15 | 0.476 | 0.25758 | 0.40817 | 0.12932 | 0.20492 | 0.86 | 1 | Additions on Existing | 0.69935 | #NUM! | 0 | 281.5154 | 0 | 0 | 281.5154 | 0 | 2025.7884 | 0 | 0 | 0 | 18.7677 | 0 | 2044.5561 | 72.4319 | 1972.1242 | 28.2273 | 0 | 2049.4622 | 0 | 0 | 0 | 18.7677 | 0 | 2068.2299 | 72.4319 | 1995.7979 | 28.5541 | 0 | 2076.1217 | 0 | 0 | 0 | 18.7677 | 0 | 2094.8894 | 72.4319 | 2022.4575 | 28.9222 | per unit | -0.0048501 | 0 | 0.005 | 0 | 0 | 0 | 0 | 0 | 0 | 0 | 0 | 0 | 0 | 0 | 0 | 0 | 0 | 0 | 0 | 0 | 0 | 0 | 0 | 0 | 0 | 0 | 0 | 0 | 0 | 0 | 0 | 0 | 0 | 0 | 0 | 0 | 0 | 0 | 0 | 0 | 0 | 0 | 0 | 0 | 0 | 0 | 0 | 0 | 0 | 0 | 0 | 0 | 0 | 0 | 0 | 0 | 0 | 0 | 0 | 0 | 0 | 0 | 0 | 0 | 0 | 0 | 0 | 0 | 0 | 0 | 0 | 0 | 0 | 0 | 0 | 0 | 0 | 0 | 0 | 0 | 0 | 0 | 0 | 0 | 0 | 0 | 0 | 0 | 0 | #NUM! | #NUM! | #NUM! | 0 | 0 | 0 | 0 | 0 | 0 | 0 | 0 | 0 | 0 | 0 | 0 | 0 | 0 | 0 | 0 | 0 | 0 | 0 | 0 | 0 | 0 | 0 | 0 | 0 | 0 | 0 | 0 | 0 | 0 | 0 | 0 | 0 | 0 | 0 | 0 | 0 | 0 | 0 | 0 | 0 | 0 | 0 | 0 | 0 | 0 | 0 | 0 | 0 | 0 | 0 | 1 | 1 | 1 | 1 | 1 | 1 | 1 | 147.6579 | 1896.8982 | 13.8466 | 147.6579 | 1920.5719 | 14.0069 | 147.6579 | 1947.2315 | 14.1874 | 0 | 0 | 0 | 0 | 0 | 0 | 0 | 0 | 0 | 0 | 0 | 0 | 0 | 0 | 0 | 0 | 0 | 0 | 0 | 0 | 0 | 0 | 0 | 0 | 0 | 0 | 0 | 0 | 0 | 0 | 0 | 0 | 0 | 0 | 0 | 0 | 0 | 0 | 0 | 0 | 0 | 0 | 0 | 0 | 0 | 0 | 0 | 0 | 0 | 0 | 0 | 0 | #NUM! | #NUM! | #NUM! | 0 | 0 | 0 | 0 | 0 | 0 | 0 | 0 | 0 | 0 | 0 | 0 | 0 | 0 | 0 | 0 | 0 | 0 | 0 | 0 | 0 | 0 | 0 | 0 | 0 | 0 | 0 | 0 | 0 | 0 | 0 | 0 | 0 | 0 | 0 | 0 | 0 | 0 | 0 | 0 | 0 | 0 | 0 | 0 | 0 | 0 | 0 | 0 | 0 | 0 | 0 | 196.8772 | 1847.6789 | 10.3849 | 196.8772 | 1871.3526 | 10.5052 | 196.8772 | 1898.0122 | 10.6406 | 0 | 0 | 0 | 0 | 0 | 0 | 0 | 0 | 0 | 0 | 0 | 0 | 0 | 0 | 0 | 0 | 0 | 0 | 0 | 0 | 0 | 0 | 0 | 0 | 0 | 0 | 0 | 0 | 0 | 0 | 0 | 0 | 0 | 0 | 0 | 0 | 0 | 0 | 0 | 0 | 0 | 0 | 0 | 0 | 0 | 0 | 0 | 0 | 0 | 0 | 0 | 0 | #NUM! | #NUM! | #NUM! | 0 | 0 | 0 | 0 | 0 | 0 | 0 | 0 | 0 | 0 | 0 | 0 | 0 | 0 | 0 | 0 | 0 | 0 | 0 | 0 | 0 | 0 | 0 | 0 | 0 | 0 | 0 | 0 | 0 | 0 | 0 | 0 | 0 | 0 | 0 | 0 | 0 | 0 | 0 | 0 | 0 | 0 | 0 | 0 | 0 | 0 | 0 | 0 | 0 | 0 | 0
| 1112 | Business | Food Sales | HVAC | Gas | 02-317 | 02-317.09 | HVAC Control | [02-317]_Business_HVAC_Kitchen Demand Control Ventilation_ADD_Gas_per unit | No DCV | DCV | DEEMED | 0 | 18.0418 | 0 | 0 | 0 | 0 | 199.6821 | 15 | 0.476 | 0.25758 | 0.40817 | 0.12932 | 0.20492 | 0.86 | 1 | Additions on Existing | 0.69935 | #NUM! | 0 | 285.526 | 0 | 0 | 285.526 | 0 | 2054.6491 | 0 | 0 | 0 | 19.0351 | 0 | 2073.6841 | 73.4639 | 2000.2203 | 28.2273 | 0 | 2078.6601 | 0 | 0 | 0 | 19.0351 | 0 | 2097.6951 | 73.4639 | 2024.2313 | 28.5541 | 0 | 2105.6994 | 0 | 0 | 0 | 19.0351 | 0 | 2124.7345 | 73.4639 | 2051.2707 | 28.9222 | per unit | 0.061134 | 109.7966 | 0.005 | 0 | 279.6825 | 0 | 0 | 279.6825 | 0 | 0 | 277.4197 | 0 | 0 | 0 | 0 | 272.0199 | 0 | 0 | 0 | 0 | 0 | 0 | 279.6825 | 557.1022 | 829.1221 | 0 | 0 | 0 | 0 | 0 | 0 | 279.6825 | 557.1022 | 829.1221 | 0 | 0 | 0 | 0 | 279.6825 | 0 | 0 | 279.6825 | 0 | 0 | 277.4197 | 0 | 0 | 0 | 0 | 272.0199 | 0 | 0 | 0 | 0 | 0 | 0 | 279.6825 | 557.1022 | 829.1221 | 0 | 0 | 0 | 0 | 0 | 0 | 279.6825 | 557.1022 | 829.1221 | 0 | 0 | 0 | 502.6638 | 14188.827 | 502.6638 | 10876.1177 | 863.6265 | 499.6838 | 14268.0269 | 499.6838 | 10862.8156 | 858.5065 | 491.3013 | 14209.5004 | 491.3013 | 10743.721 | 844.1044 | 6.8423 | 6.8018 | 6.6877 | 0.062008 | 0.0617 | 0.061393 | 0 | 123.4477 | 0 | 0 | 123.4477 | 0 | 0 | 122.7158 | 0 | 0 | 122.7158 | 0 | 0 | 120.6572 | 0 | 0 | 120.6572 | 0 | 0 | 0 | 0 | 1851.7148 | 1840.7371 | 1809.8574 | 0 | 0 | 0 | 0 | 0 | 0 | 1851.7148 | 1840.7371 | 1809.8574 | 0 | 0 | 0 | 123.4477 | 246.1635 | 366.8206 | 0 | 0 | 0 | 0 | 0 | 0 | 123.4477 | 246.1635 | 366.8206 | 0 | 0 | 0 | 1 | 1 | 1 | 1 | 1 | 1 | 1 | 149.7616 | 1923.9226 | 13.8466 | 149.7616 | 1947.9336 | 14.0069 | 149.7616 | 1974.973 | 14.1874 | 0 | 279.6825 | 0 | 0 | 279.6825 | 0 | 0 | 277.4197 | 0 | 0 | 0 | 0 | 272.0199 | 0 | 0 | 0 | 0 | 0 | 0 | 279.6825 | 557.1022 | 829.1221 | 0 | 0 | 0 | 0 | 0 | 0 | 279.6825 | 557.1022 | 829.1221 | 0 | 0 | 0 | 1600.1279 | 22156.2855 | 1600.1279 | 16983.389 | 533.376 | 1587.8131 | 22240.3384 | 1587.8131 | 16932.453 | 529.271 | 1557.6731 | 22099.4087 | 1557.6731 | 16709.2349 | 519.2244 | 10.6845 | 10.6023 | 10.401 | 0.096828 | 0.096346 | 0.095867 | 0 | 192.7673 | 0 | 0 | 192.7673 | 0 | 0 | 191.2837 | 0 | 0 | 191.2837 | 0 | 0 | 187.6528 | 0 | 0 | 187.6528 | 0 | 0 | 0 | 0 | 2891.5091 | 2869.2556 | 2814.7913 | 0 | 0 | 0 | 0 | 0 | 0 | 2891.5091 | 2869.2556 | 2814.7913 | 0 | 0 | 0 | 192.7673 | 384.051 | 571.7037 | 0 | 0 | 0 | 0 | 0 | 0 | 192.7673 | 384.051 | 571.7037 | 0 | 0 | 0 | 199.6821 | 1874.0021 | 10.3849 | 199.6821 | 1898.0131 | 10.5052 | 199.6821 | 1925.0524 | 10.6406 | 0 | 279.6825 | 0 | 0 | 279.6825 | 0 | 0 | 277.4197 | 0 | 0 | 0 | 0 | 272.0199 | 0 | 0 | 0 | 0 | 0 | 0 | 279.6825 | 557.1022 | 829.1221 | 0 | 0 | 0 | 0 | 0 | 0 | 279.6825 | 557.1022 | 829.1221 | 0 | 0 | 0 | 2321.5959 | 24109.6077 | 2321.5959 | 18480.6631 | 0 | 2302.8135 | 24191.4579 | 2302.8135 | 18417.9178 | 0 | 2257.9901 | 24026.3395 | 2257.9901 | 18166.1761 | 0 | 11.6265 | 11.5324 | 11.3079 | 0.10536 | 0.10484 | 0.10432 | 0 | 209.7618 | 0 | 0 | 209.7618 | 0 | 0 | 208.0648 | 0 | 0 | 208.0648 | 0 | 0 | 204.0149 | 0 | 0 | 204.0149 | 0 | 0 | 0 | 0 | 3146.4277 | 3120.9721 | 3060.2235 | 0 | 0 | 0 | 0 | 0 | 0 | 3146.4277 | 3120.9721 | 3060.2235 | 0 | 0 | 0 | 209.7618 | 417.8266 | 621.8416 | 0 | 0 | 0 | 0 | 0 | 0 | 209.7618 | 417.8266 | 621.8416 | 0 | 0 | 0
| 1113 | Business | Manufacturing/Industrial | HVAC | Gas | 02-317 | 02-317.10 | HVAC Control | [02-317]_Business_HVAC_Kitchen Demand Control Ventilation_ADD_Gas_per unit | No DCV | DCV | DEEMED | 0 | 0.26319 | 0 | 0 | 0 | 0 | 2.913 | 15 | 0.476 | 0.25758 | 0.40817 | 0.12932 | 0.20492 | 0.86 | 1 | Additions on Existing | 0.69935 | #NUM! | 0 | 4.1653 | 0 | 0 | 4.1653 | 0 | 29.9732 | 0 | 0 | 0 | 0.27768 | 0 | 30.2509 | 1.2279 | 29.023 | 24.636 | 0 | 30.3235 | 0 | 0 | 0 | 0.27768 | 0 | 30.6012 | 1.2279 | 29.3732 | 24.9213 | 0 | 30.7179 | 0 | 0 | 0 | 0.27768 | 0 | 30.9956 | 1.2279 | 29.7677 | 25.2425 | per unit | -0.00020121 | 0 | 0.005 | 0 | 0 | 0 | 0 | 0 | 0 | 0 | 0 | 0 | 0 | 0 | 0 | 0 | 0 | 0 | 0 | 0 | 0 | 0 | 0 | 0 | 0 | 0 | 0 | 0 | 0 | 0 | 0 | 0 | 0 | 0 | 0 | 0 | 0 | 0 | 0 | 0 | 0 | 0 | 0 | 0 | 0 | 0 | 0 | 0 | 0 | 0 | 0 | 0 | 0 | 0 | 0 | 0 | 0 | 0 | 0 | 0 | 0 | 0 | 0 | 0 | 0 | 0 | 0 | 0 | 0 | 0 | 0 | 0 | 0 | 0 | 0 | 0 | 0 | 0 | 0 | 0 | 0 | 0 | 0 | 0 | 0 | 0 | 0 | 0 | 0 | #NUM! | #NUM! | #NUM! | 0 | 0 | 0 | 0 | 0 | 0 | 0 | 0 | 0 | 0 | 0 | 0 | 0 | 0 | 0 | 0 | 0 | 0 | 0 | 0 | 0 | 0 | 0 | 0 | 0 | 0 | 0 | 0 | 0 | 0 | 0 | 0 | 0 | 0 | 0 | 0 | 0 | 0 | 0 | 0 | 0 | 0 | 0 | 0 | 0 | 0 | 0 | 0 | 0 | 0 | 0 | 1 | 1 | 1 | 1 | 1 | 1 | 1 | 2.1847 | 28.0662 | 13.8466 | 2.1847 | 28.4164 | 14.0069 | 2.1847 | 28.8109 | 14.1874 | 0 | 0 | 0 | 0 | 0 | 0 | 0 | 0 | 0 | 0 | 0 | 0 | 0 | 0 | 0 | 0 | 0 | 0 | 0 | 0 | 0 | 0 | 0 | 0 | 0 | 0 | 0 | 0 | 0 | 0 | 0 | 0 | 0 | 0 | 0 | 0 | 0 | 0 | 0 | 0 | 0 | 0 | 0 | 0 | 0 | 0 | 0 | 0 | 0 | 0 | 0 | 0 | #NUM! | #NUM! | #NUM! | 0 | 0 | 0 | 0 | 0 | 0 | 0 | 0 | 0 | 0 | 0 | 0 | 0 | 0 | 0 | 0 | 0 | 0 | 0 | 0 | 0 | 0 | 0 | 0 | 0 | 0 | 0 | 0 | 0 | 0 | 0 | 0 | 0 | 0 | 0 | 0 | 0 | 0 | 0 | 0 | 0 | 0 | 0 | 0 | 0 | 0 | 0 | 0 | 0 | 0 | 0 | 2.913 | 27.3379 | 10.3849 | 2.913 | 27.6882 | 10.5052 | 2.913 | 28.0826 | 10.6406 | 0 | 0 | 0 | 0 | 0 | 0 | 0 | 0 | 0 | 0 | 0 | 0 | 0 | 0 | 0 | 0 | 0 | 0 | 0 | 0 | 0 | 0 | 0 | 0 | 0 | 0 | 0 | 0 | 0 | 0 | 0 | 0 | 0 | 0 | 0 | 0 | 0 | 0 | 0 | 0 | 0 | 0 | 0 | 0 | 0 | 0 | 0 | 0 | 0 | 0 | 0 | 0 | #NUM! | #NUM! | #NUM! | 0 | 0 | 0 | 0 | 0 | 0 | 0 | 0 | 0 | 0 | 0 | 0 | 0 | 0 | 0 | 0 | 0 | 0 | 0 | 0 | 0 | 0 | 0 | 0 | 0 | 0 | 0 | 0 | 0 | 0 | 0 | 0 | 0 | 0 | 0 | 0 | 0 | 0 | 0 | 0 | 0 | 0 | 0 | 0 | 0 | 0 | 0 | 0 | 0 | 0 | 0
| 1114 | Business | Office | HVAC | Electric | 02-429 | 02-429.01 | Heat Pumps | [02-429]_Business_HVAC_Mini-split Ductless Heat Pump (DMSHP)_CEE Tier 1_NEW_Electric_per ton | SEER 14 HSPF 7.13 | SEER 15 HSPF 7.39 | ENGINEER | 123.6634 | 0 | 0 | 0 | 0.060408 | 0 | 238.6667 | 18 | 0.28 | 0.387 | 0.612 | 0 | 0.001 | 0.86 | 1 | New Construction/Installs | 32.0666 | 0.12468 | 1914.309 | 0 | 0 | 0 | 7.4428 | 116.8018 | 0 | 0 | 0 | 146.2254 | 0 | 0 | 263.0272 | 99.8425 | 163.1846 | 2.6344 | 116.6192 | 0 | 0 | 0 | 146.302 | 0 | 0 | 262.9212 | 99.8425 | 163.0787 | 2.6334 | 116.8705 | 0 | 0 | 0 | 146.8366 | 0 | 0 | 263.7071 | 99.8425 | 163.8646 | 2.6412 | per ton | 0.00084521 | 20.7668 | 0 | 0 | 0 | 0 | 0 | 0 | 0 | 0 | 0 | 0 | 0 | 0 | 0 | 0 | 0 | 0 | 0 | 0 | 0 | 0 | 0 | 0 | 0 | 0 | 0 | 0 | 0 | 0 | 0 | 0 | 0 | 0 | 0 | 0 | 0 | 0 | 0 | 0 | 0 | 0 | 0 | 0 | 0 | 0 | 0 | 0 | 0 | 0 | 0 | 0 | 0 | 0 | 0 | 0 | 0 | 0 | 0 | 0 | 0 | 0 | 0 | 0 | 0 | 0 | 0 | 0 | 0 | 0 | 0 | 228.5226 | 602.0245 | 228.5226 | 690.1896 | 317.7449 | 230.9346 | 608.1336 | 230.9346 | 704.0864 | 321.0986 | 234.6907 | 619.8723 | 234.6907 | 726.1336 | 326.3212 | 2.2888 | 2.313 | 2.3506 | 0.11022 | 0.11022 | 0.11022 | 243.4182 | 0 | 0 | 0 | 0.89702 | 0.033294 | 245.9874 | 0 | 0 | 0 | 0.90649 | 0.033645 | 249.9884 | 0 | 0 | 0 | 0.92124 | 0.034193 | 4381.5283 | 4427.7739 | 4499.7915 | 0 | 0 | 0 | 0 | 0 | 0 | 0 | 0 | 0 | 16.1464 | 16.3168 | 16.5822 | 243.4182 | 0.066939 | 739.3941 | 0 | 0 | 0 | 0 | 0 | 0 | 0 | 0 | 0 | 0.89702 | 1.8035 | 2.7248 | 0.033294 | 0.066939 | 0.10113 | 1 | 1 | 1 | 1 | 1 | 1 | 1 | 179 | 84.0272 | 1.4694 | 179 | 83.9212 | 1.4688 | 179 | 84.7071 | 1.4732 | 0 | 0 | 0 | 0 | 0 | 0 | 0 | 0 | 0 | 0 | 0 | 0 | 0 | 0 | 0 | 0 | 0 | 0 | 0 | 0 | 0 | 0 | 0 | 0 | 0 | 0 | 0 | 0 | 0 | 0 | 0 | 0 | 0 | 0 | 1075.2445 | 1579.9918 | 1075.2445 | 1811.3779 | 358.4148 | 1078.2229 | 1583.7299 | 1078.2229 | 1833.6147 | 359.4076 | 1082.8308 | 1595.2524 | 1082.8308 | 1868.7178 | 360.9436 | 6.007 | 6.0236 | 6.0493 | 0.28926 | 0.28926 | 0.28926 | 638.8424 | 0 | 0 | 0 | 2.3542 | 0.087379 | 640.612 | 0 | 0 | 0 | 2.3607 | 0.087621 | 643.3497 | 0 | 0 | 0 | 2.3708 | 0.087995 | 11499.1635 | 11531.0158 | 11580.2946 | 0 | 0 | 0 | 0 | 0 | 0 | 0 | 0 | 0 | 42.3757 | 42.4931 | 42.6747 | 638.8424 | 0.175 | 1922.8041 | 0 | 0 | 0 | 0 | 0 | 0 | 0 | 0 | 0 | 2.3542 | 4.7149 | 7.0857 | 0.087379 | 0.175 | 0.263 | 238.6667 | 24.3605 | 1.1021 | 238.6667 | 24.2545 | 1.1016 | 238.6667 | 25.0404 | 1.1049 | 0 | 0 | 0 | 0 | 0 | 0 | 0 | 0 | 0 | 0 | 0 | 0 | 0 | 0 | 0 | 0 | 0 | 0 | 0 | 0 | 0 | 0 | 0 | 0 | 0 | 0 | 0 | 0 | 0 | 0 | 0 | 0 | 0 | 0 | 1982.5356 | 2184.8914 | 1982.5356 | 2504.8637 | 0 | 1982.5356 | 2184.011 | 1982.5356 | 2528.6096 | 0 | 1982.5356 | 2190.5395 | 1982.5356 | 2566.0517 | 0 | 8.3067 | 8.3067 | 8.3067 | 0.4 | 0.4 | 0.4 | 883.4231 | 0 | 0 | 0 | 3.2555 | 0.12083 | 883.4231 | 0 | 0 | 0 | 3.2555 | 0.12083 | 883.4231 | 0 | 0 | 0 | 3.2555 | 0.12083 | 15901.6165 | 15901.6165 | 15901.6165 | 0 | 0 | 0 | 0 | 0 | 0 | 0 | 0 | 0 | 58.5992 | 58.5992 | 58.5992 | 883.4231 | 0.24166 | 2650.2694 | 0 | 0 | 0 | 0 | 0 | 0 | 0 | 0 | 0 | 3.2555 | 6.511 | 9.7665 | 0.12083 | 0.24166 | 0.3625
| 1115 | Business | Retail | HVAC | Electric | 02-429 | 02-429.02 | Heat Pumps | [02-429]_Business_HVAC_Mini-split Ductless Heat Pump (DMSHP)_CEE Tier 1_NEW_Electric_per ton | SEER 14 HSPF 7.13 | SEER 15 HSPF 7.39 | ENGINEER | 123.6634 | 0 | 0 | 0 | 0.060408 | 0 | 238.6667 | 18 | 0.28 | 0.387 | 0.612 | 0 | 0.001 | 0.86 | 1 | New Construction/Installs | 32.0666 | 0.12468 | 1914.309 | 0 | 0 | 0 | 7.4428 | 116.8018 | 0 | 0 | 0 | 146.2254 | 0 | 0 | 263.0272 | 99.8425 | 163.1846 | 2.6344 | 116.6192 | 0 | 0 | 0 | 146.302 | 0 | 0 | 262.9212 | 99.8425 | 163.0787 | 2.6334 | 116.8705 | 0 | 0 | 0 | 146.8366 | 0 | 0 | 263.7071 | 99.8425 | 163.8646 | 2.6412 | per ton | 0.0020174 | 17.2867 | 0 | 0 | 0 | 0 | 0 | 0 | 0 | 0 | 0 | 0 | 0 | 0 | 0 | 0 | 0 | 0 | 0 | 0 | 0 | 0 | 0 | 0 | 0 | 0 | 0 | 0 | 0 | 0 | 0 | 0 | 0 | 0 | 0 | 0 | 0 | 0 | 0 | 0 | 0 | 0 | 0 | 0 | 0 | 0 | 0 | 0 | 0 | 0 | 0 | 0 | 0 | 0 | 0 | 0 | 0 | 0 | 0 | 0 | 0 | 0 | 0 | 0 | 0 | 0 | 0 | 0 | 0 | 0 | 0 | 84.5809 | 222.8216 | 84.5809 | 263.1194 | 117.6039 | 85.9112 | 226.2349 | 85.9112 | 269.7762 | 119.4535 | 88.0448 | 232.5466 | 88.0448 | 280.5387 | 122.4202 | 0.84714 | 0.86047 | 0.88184 | 0.049006 | 0.049006 | 0.049006 | 90.0941 | 0 | 0 | 0 | 0.33201 | 0.012323 | 91.5111 | 0 | 0 | 0 | 0.33723 | 0.012517 | 93.7838 | 0 | 0 | 0 | 0.3456 | 0.012827 | 1621.6932 | 1647.1992 | 1688.1081 | 0 | 0 | 0 | 0 | 0 | 0 | 0 | 0 | 0 | 5.9761 | 6.0701 | 6.2209 | 90.0941 | 0.024839 | 275.3889 | 0 | 0 | 0 | 0 | 0 | 0 | 0 | 0 | 0 | 0.33201 | 0.66924 | 1.0148 | 0.012323 | 0.024839 | 0.037667 | 1 | 1 | 1 | 1 | 1 | 1 | 1 | 179 | 84.0272 | 1.4694 | 179 | 83.9212 | 1.4688 | 179 | 84.7071 | 1.4732 | 0 | 0 | 0 | 0 | 0 | 0 | 0 | 0 | 0 | 0 | 0 | 0 | 0 | 0 | 0 | 0 | 0 | 0 | 0 | 0 | 0 | 0 | 0 | 0 | 0 | 0 | 0 | 0 | 0 | 0 | 0 | 0 | 0 | 0 | 734.6105 | 1079.4555 | 734.6105 | 1274.6776 | 244.8702 | 737.6632 | 1083.5044 | 737.6632 | 1292.0362 | 245.8877 | 742.3558 | 1093.6565 | 742.3558 | 1319.3611 | 247.4519 | 4.104 | 4.121 | 4.1472 | 0.23741 | 0.23741 | 0.23741 | 436.4592 | 0 | 0 | 0 | 1.6084 | 0.059698 | 438.2729 | 0 | 0 | 0 | 1.6151 | 0.059946 | 441.061 | 0 | 0 | 0 | 1.6254 | 0.060327 | 7856.2658 | 7888.912 | 7939.0972 | 0 | 0 | 0 | 0 | 0 | 0 | 0 | 0 | 0 | 28.9512 | 29.0715 | 29.2565 | 436.4592 | 0.11964 | 1315.7931 | 0 | 0 | 0 | 0 | 0 | 0 | 0 | 0 | 0 | 1.6084 | 3.2235 | 4.8488 | 0.059698 | 0.11964 | 0.17997 | 238.6667 | 24.3605 | 1.1021 | 238.6667 | 24.2545 | 1.1016 | 238.6667 | 25.0404 | 1.1049 | 0 | 0 | 0 | 0 | 0 | 0 | 0 | 0 | 0 | 0 | 0 | 0 | 0 | 0 | 0 | 0 | 0 | 0 | 0 | 0 | 0 | 0 | 0 | 0 | 0 | 0 | 0 | 0 | 0 | 0 | 0 | 0 | 0 | 0 | 1547.1577 | 1705.0748 | 1547.1577 | 2013.4416 | 0 | 1547.1577 | 1704.3878 | 1547.1577 | 2032.4153 | 0 | 1547.1577 | 1709.4826 | 1547.1577 | 2062.279 | 0 | 6.4825 | 6.4825 | 6.4825 | 0.375 | 0.375 | 0.375 | 689.4176 | 0 | 0 | 0 | 2.5406 | 0.094296 | 689.4176 | 0 | 0 | 0 | 2.5406 | 0.094296 | 689.4176 | 0 | 0 | 0 | 2.5406 | 0.094296 | 12409.5167 | 12409.5167 | 12409.5167 | 0 | 0 | 0 | 0 | 0 | 0 | 0 | 0 | 0 | 45.7305 | 45.7305 | 45.7305 | 689.4176 | 0.18859 | 2068.2528 | 0 | 0 | 0 | 0 | 0 | 0 | 0 | 0 | 0 | 2.5406 | 5.0812 | 7.6217 | 0.094296 | 0.18859 | 0.28289
| 1116 | Business | Food Service | HVAC | Electric | 02-429 | 02-429.03 | Heat Pumps | [02-429]_Business_HVAC_Mini-split Ductless Heat Pump (DMSHP)_CEE Tier 1_NEW_Electric_per ton | SEER 14 HSPF 7.13 | SEER 15 HSPF 7.39 | ENGINEER | 123.6634 | 0 | 0 | 0 | 0.060408 | 0 | 238.6667 | 18 | 0.28 | 0.387 | 0.612 | 0 | 0.001 | 0.86 | 1 | New Construction/Installs | 32.0666 | 0.12468 | 1914.309 | 0 | 0 | 0 | 7.4428 | 116.8018 | 0 | 0 | 0 | 146.2254 | 0 | 0 | 315.6326 | 99.8425 | 215.7901 | 3.1613 | 116.6192 | 0 | 0 | 0 | 146.302 | 0 | 0 | 315.5054 | 99.8425 | 215.6629 | 3.16 | 116.8705 | 0 | 0 | 0 | 146.8366 | 0 | 0 | 316.4485 | 99.8425 | 216.606 | 3.1695 | per ton | 0.00037832 | 0.60644 | 0 | 0 | 0 | 0 | 0 | 0 | 0 | 0 | 0 | 0 | 0 | 0 | 0 | 0 | 0 | 0 | 0 | 0 | 0 | 0 | 0 | 0 | 0 | 0 | 0 | 0 | 0 | 0 | 0 | 0 | 0 | 0 | 0 | 0 | 0 | 0 | 0 | 0 | 0 | 0 | 0 | 0 | 0 | 0 | 0 | 0 | 0 | 0 | 0 | 0 | 0 | 0 | 0 | 0 | 0 | 0 | 0 | 0 | 0 | 0 | 0 | 0 | 0 | 0 | 0 | 0 | 0 | 0 | 0 | 3.8944 | 12.3113 | 3.8944 | 14.3657 | 5.4149 | 3.9497 | 12.4813 | 3.9497 | 14.7077 | 5.4918 | 4.0377 | 12.7974 | 4.0377 | 15.2571 | 5.6141 | 0.039005 | 0.03956 | 0.040441 | 0.064318 | 0.064318 | 0.064318 | 4.1482 | 0 | 0 | 0 | 0.015287 | 0.00056738 | 4.2072 | 0 | 0 | 0 | 0.015504 | 0.00057545 | 4.3009 | 0 | 0 | 0 | 0.015849 | 0.00058826 | 74.6682 | 75.7294 | 77.4158 | 0 | 0 | 0 | 0 | 0 | 0 | 0 | 0 | 0 | 0.27516 | 0.27907 | 0.28529 | 4.1482 | 0.0011428 | 12.6563 | 0 | 0 | 0 | 0 | 0 | 0 | 0 | 0 | 0 | 0.015287 | 0.030791 | 0.04664 | 0.00056738 | 0.0011428 | 0.0017311 | 1 | 1 | 1 | 1 | 1 | 1 | 1 | 179 | 136.6326 | 1.7633 | 179 | 136.5054 | 1.7626 | 179 | 137.4485 | 1.7679 | 0 | 0 | 0 | 0 | 0 | 0 | 0 | 0 | 0 | 0 | 0 | 0 | 0 | 0 | 0 | 0 | 0 | 0 | 0 | 0 | 0 | 0 | 0 | 0 | 0 | 0 | 0 | 0 | 0 | 0 | 0 | 0 | 0 | 0 | 27.6372 | 48.7329 | 27.6372 | 56.8648 | 9.2124 | 27.7345 | 48.8848 | 27.7345 | 57.6047 | 9.2448 | 27.8864 | 49.2995 | 27.8864 | 58.7752 | 9.2955 | 0.1544 | 0.15494 | 0.15579 | 0.2546 | 0.2546 | 0.2546 | 16.4203 | 0 | 0 | 0 | 0.060511 | 0.0022459 | 16.4781 | 0 | 0 | 0 | 0.060724 | 0.0022538 | 16.5683 | 0 | 0 | 0 | 0.061056 | 0.0022662 | 295.5647 | 296.6053 | 298.2298 | 0 | 0 | 0 | 0 | 0 | 0 | 0 | 0 | 0 | 1.0892 | 1.093 | 1.099 | 16.4203 | 0.0044997 | 49.4667 | 0 | 0 | 0 | 0 | 0 | 0 | 0 | 0 | 0 | 0.060511 | 0.12123 | 0.18229 | 0.0022459 | 0.0044997 | 0.0067659 | 238.6667 | 76.9659 | 1.3225 | 238.6667 | 76.8388 | 1.322 | 238.6667 | 77.7819 | 1.3259 | 0 | 0 | 0 | 0 | 0 | 0 | 0 | 0 | 0 | 0 | 0 | 0 | 0 | 0 | 0 | 0 | 0 | 0 | 0 | 0 | 0 | 0 | 0 | 0 | 0 | 0 | 0 | 0 | 0 | 0 | 0 | 0 | 0 | 0 | 54.2766 | 71.7798 | 54.2766 | 83.7575 | 0 | 54.2766 | 71.7509 | 54.2766 | 84.5496 | 0 | 54.2766 | 71.9654 | 54.2766 | 85.7977 | 0 | 0.22742 | 0.22742 | 0.22742 | 0.375 | 0.375 | 0.375 | 24.1858 | 0 | 0 | 0 | 0.089127 | 0.0033081 | 24.1858 | 0 | 0 | 0 | 0.089127 | 0.0033081 | 24.1858 | 0 | 0 | 0 | 0.089127 | 0.0033081 | 435.344 | 435.344 | 435.344 | 0 | 0 | 0 | 0 | 0 | 0 | 0 | 0 | 0 | 1.6043 | 1.6043 | 1.6043 | 24.1858 | 0.0066161 | 72.5573 | 0 | 0 | 0 | 0 | 0 | 0 | 0 | 0 | 0 | 0.089127 | 0.17825 | 0.26738 | 0.0033081 | 0.0066161 | 0.0099242
| 1117 | Business | Healthcare/Hospitals | HVAC | Electric | 02-429 | 02-429.04 | Heat Pumps | [02-429]_Business_HVAC_Mini-split Ductless Heat Pump (DMSHP)_CEE Tier 1_NEW_Electric_per ton | SEER 14 HSPF 7.13 | SEER 15 HSPF 7.39 | ENGINEER | 123.6634 | 0 | 0 | 0 | 0.060408 | 0 | 238.6667 | 18 | 0.28 | 0.387 | 0.612 | 0 | 0.001 | 0.86 | 1 | New Construction/Installs | 32.0666 | 0.12468 | 1914.309 | 0 | 0 | 0 | 7.4428 | 116.8018 | 0 | 0 | 0 | 146.2254 | 0 | 0 | 263.0272 | 82.0649 | 180.9623 | 3.2051 | 116.6192 | 0 | 0 | 0 | 146.302 | 0 | 0 | 262.9212 | 82.0649 | 180.8563 | 3.2038 | 116.8705 | 0 | 0 | 0 | 146.8366 | 0 | 0 | 263.7071 | 82.0649 | 181.6422 | 3.2134 | per ton | 0.020061 | 54.4861 | 0 | 0 | 0 | 0 | 0 | 0 | 0 | 0 | 0 | 0 | 0 | 0 | 0 | 0 | 0 | 0 | 0 | 0 | 0 | 0 | 0 | 0 | 0 | 0 | 0 | 0 | 0 | 0 | 0 | 0 | 0 | 0 | 0 | 0 | 0 | 0 | 0 | 0 | 0 | 0 | 0 | 0 | 0 | 0 | 0 | 0 | 0 | 0 | 0 | 0 | 0 | 0 | 0 | 0 | 0 | 0 | 0 | 0 | 0 | 0 | 0 | 0 | 0 | 0 | 0 | 0 | 0 | 0 | 0 | 122.8156 | 393.6376 | 122.8156 | 462.8883 | 234.3649 | 125.1115 | 400.8347 | 125.1115 | 475.9824 | 238.7461 | 128.6728 | 413.4766 | 128.6728 | 496.7185 | 245.5419 | 1.4966 | 1.5245 | 1.5679 | 0.027467 | 0.027467 | 0.027467 | 159.1606 | 0 | 0 | 0 | 0.58652 | 0.021769 | 162.1359 | 0 | 0 | 0 | 0.59749 | 0.022176 | 166.7511 | 0 | 0 | 0 | 0.6145 | 0.022808 | 2864.8902 | 2918.4467 | 3001.5191 | 0 | 0 | 0 | 0 | 0 | 0 | 0 | 0 | 0 | 10.5574 | 10.7548 | 11.0609 | 159.1606 | 0.043946 | 488.0476 | 0 | 0 | 0 | 0 | 0 | 0 | 0 | 0 | 0 | 0.58652 | 1.184 | 1.7985 | 0.021769 | 0.043946 | 0.066754 | 1 | 1 | 1 | 1 | 1 | 1 | 1 | 179 | 84.0272 | 1.4694 | 179 | 83.9212 | 1.4688 | 179 | 84.7071 | 1.4732 | 0 | 0 | 0 | 0 | 0 | 0 | 0 | 0 | 0 | 0 | 0 | 0 | 0 | 0 | 0 | 0 | 0 | 0 | 0 | 0 | 0 | 0 | 0 | 0 | 0 | 0 | 0 | 0 | 0 | 0 | 0 | 0 | 0 | 0 | 2310.807 | 3395.5589 | 2310.807 | 3992.9227 | 770.269 | 2320.4936 | 3408.4186 | 2320.4936 | 4047.4225 | 773.4979 | 2335.276 | 3440.3849 | 2335.276 | 4133.0099 | 778.4253 | 12.9095 | 12.9637 | 13.0462 | 0.23693 | 0.23693 | 0.23693 | 1372.9356 | 0 | 0 | 0 | 5.0594 | 0.18779 | 1378.6908 | 0 | 0 | 0 | 5.0806 | 0.18857 | 1387.4736 | 0 | 0 | 0 | 5.113 | 0.18977 | 24712.8415 | 24816.434 | 24974.5246 | 0 | 0 | 0 | 0 | 0 | 0 | 0 | 0 | 0 | 91.0696 | 91.4514 | 92.0339 | 1372.9356 | 0.37636 | 4139.1 | 0 | 0 | 0 | 0 | 0 | 0 | 0 | 0 | 0 | 5.0594 | 10.1401 | 15.253 | 0.18779 | 0.37636 | 0.56613 | 238.6667 | 24.3605 | 1.1021 | 238.6667 | 24.2545 | 1.1016 | 238.6667 | 25.0404 | 1.1049 | 0 | 0 | 0 | 0 | 0 | 0 | 0 | 0 | 0 | 0 | 0 | 0 | 0 | 0 | 0 | 0 | 0 | 0 | 0 | 0 | 0 | 0 | 0 | 0 | 0 | 0 | 0 | 0 | 0 | 0 | 0 | 0 | 0 | 0 | 4876.5021 | 5374.2426 | 4876.5021 | 6319.7065 | 0 | 4876.5021 | 5372.0771 | 4876.5021 | 6379.224 | 0 | 4876.5021 | 5388.1353 | 4876.5021 | 6472.8851 | 0 | 20.4323 | 20.4323 | 20.4323 | 0.375 | 0.375 | 0.375 | 2172.9823 | 0 | 0 | 0 | 8.0077 | 0.29721 | 2172.9823 | 0 | 0 | 0 | 8.0077 | 0.29721 | 2172.9823 | 0 | 0 | 0 | 8.0077 | 0.29721 | 39113.6806 | 39113.6806 | 39113.6806 | 0 | 0 | 0 | 0 | 0 | 0 | 0 | 0 | 0 | 144.1383 | 144.1383 | 144.1383 | 2172.9823 | 0.59443 | 6518.9468 | 0 | 0 | 0 | 0 | 0 | 0 | 0 | 0 | 0 | 8.0077 | 16.0154 | 24.0231 | 0.29721 | 0.59443 | 0.89164