## _Cover
Dunsky Energy Consulting/Dunsky Expertise en Énergie
NH DR Potential Study Outputs_Cover
Go to Table of Contents
Primary Developer: Karine Cazorla
Date: 2020-08-18

## _Contents
Table of Contents
NH DR Potential Study Outputs_Cover
Go to Cover Sheet
Section and Sheet Titles
1 Overview
1.0.01 Current Programs Impact
1.0.02 Results Overview - Potential
1.0.03 Results Overview - Costs ($2021 Values)
1.0.04 Results Overview - Monthly Peak Assessment (MW)
2 Detailed Results
2.0.01 Measure Level DR Potential (MW)
2.0.02 Measure Level Annual DR Costs ($2021 Values)
2.0.03 Measure Level NH Test
2.0.04 Monthly Peak Assessment (MW)
3 Study Inputs
3.0.01 Inputs - Economics & Programs
3.0.02 Inputs - Measures

## Overview_SC
Section 1
Overview
NH DR Potential Study Outputs_Cover
Go to Table of Contents
Notes:

## Current_Programs
Current Programs Impact
NH DR Potential Study Outputs_Cover
Go to Table of Contents
Information Provided
|  | 2019 Program | Measure | Impact total (kW) - ICAP Hour | # customers
|  | C&I Active Demand Reduction Initiative (Eversource) | Curtailment | 5947 | 40
|  | C&I Active Demand Reduction Initiative (Unitil) | Curtailment | 980 | 6
Assumed Customers Distribution
|  | Measure Name | Sector | Segment | Market
|  | Medium Curtailment | Commercial | Office
|  | Medium Curtailment | Commercial | Retail | 2.5
|  | Medium Curtailment | Commercial | Food Service
|  | Medium Curtailment | Commercial | Healthcare/ Hospitals
|  | Medium Curtailment | Commercial | Campus/ Education
|  | Medium Curtailment | Commercial | Warehouse
|  | Medium Curtailment | Commercial | Lodging
|  | Medium Curtailment | Commercial | Other Commercial
|  | Medium Curtailment | Commercial | Food Sales
|  | Large Curtailment | Commercial | Office | 2
|  | Large Curtailment | Commercial | Retail | 4.5
|  | Large Curtailment | Commercial | Food Service
|  | Large Curtailment | Commercial | Healthcare/ Hospitals
|  | Large Curtailment | Commercial | Campus/ Education | 7.5
|  | Large Curtailment | Commercial | Warehouse
|  | Large Curtailment | Commercial | Lodging
|  | Large Curtailment | Commercial | Other Commercial
|  | Large Curtailment | Commercial | Food Sales
|  | Large Industrial Curtailment | Industrial | Manufacturing/ Industrial | 29.5
|  | Medium Industrial Curtailment | Industrial | Manufacturing/ Industrial

## Results_Potential
Results Overview - Potential
NH DR Potential Study Outputs_Cover
Go to Table of Contents
|  | 2023 | Low | Mid | Max
|  | % of Peak Load Reduced | 1.038% | 2.229% | 2.77%
|  | Peak Load | 2385 | 2385 | 2385
Achievable Potential (MW)
|  |  | Residential | Commercial | Industrial | Total
2021
|  | Low | 2.0687 | 4.075 | 7.0705 | 13.2142 | 13214.1601
|  | Mid | 5.361 | 6.4527 | 7.8998 | 19.7134 | 2021Mid
|  | Max | 5.531 | 7.381 | 9.4549 | 22.3669 | 2021Max
2022
|  | Low | 3.6201 | 5.6723 | 8.6511 | 17.9436 | 2022Low
|  | Mid | 12.631 | 12.0914 | 10.4772 | 35.1996 | 2022Mid
|  | Max | 13.0616 | 13.8827 | 13.1987 | 40.143 | 2022Max
2023
|  | Low | 5.1716 | 7.2697 | 10.2316 | 22.673 | 2023Low
|  | Mid | 21.5256 | 18.858 | 13.2421 | 53.6257 | 2023Mid
|  | Max | 22.2833 | 21.5957 | 17.13 | 61.009 | 2023Max

## Results_Costs
Results Overview - Costs ($2021 Values)
NH DR Potential Study Outputs_Cover
Go to Table of Contents
|  |  | Up-front Costs | Annual Costs | Total
2021
|  | Low | 75.73 | 1104.5018 | 1180.2318
|  | Mid | 2174.9078 | 2201.7289 | 4376.6366
|  | Max | 2299.6391 | 4921.8818 | 7221.5209
2022
|  | Low | 56.7975 | 1496.2054 | 1553.0029
|  | Mid | 3378.2286 | 3793.9436 | 7172.1722
|  | Max | 3594.5785 | 7710.1165 | 11304.695
2023
|  | Low | 56.7975 | 1887.9089 | 1944.7064
|  | Mid | 4326.7525 | 5703.2896 | 10030.0421
|  | Max | 4604.5031 | 10897.4837 | 15501.9868

## Results_MonthlyPeak
Results Overview - Monthly Peak Assessment (MW)
NH DR Potential Study Outputs_Cover
Go to Table of Contents
| Month | Scenario | Residential (MW) | C&I (MW)
Jan
|  | Scenario 1 (2023) | 1.1922 | 12.5584
|  | Scenario 2 (2023) | 3.0285 | 26.0693
|  | Scenario 3 (2023) | 3.0475 | 31.3931
Feb
|  | Scenario 1 (2023) | 1.2522 | 12.2464
|  | Scenario 2 (2023) | 2.8264 | 25.3404
|  | Scenario 3 (2023) | 2.842 | 30.585
Mar
|  | Scenario 1 (2023) | 1.2238 | 12.2847
|  | Scenario 2 (2023) | 2.565 | 25.0962
|  | Scenario 3 (2023) | 2.5775 | 30.4001
Apr
|  | Scenario 1 (2023) | 1.122 | 12.3173
|  | Scenario 2 (2023) | 2.5579 | 25.7598
|  | Scenario 3 (2023) | 2.5716 | 31.2187
May
|  | Scenario 1 (2023) | 3.806 | 13.1824
|  | Scenario 2 (2023) | 15.9281 | 27.7794
|  | Scenario 3 (2023) | 16.458 | 33.7284
Jun
|  | Scenario 1 (2023) | 4.5868 | 14.9784
|  | Scenario 2 (2023) | 19.4468 | 29.5665
|  | Scenario 3 (2023) | 20.1244 | 36.139
Jul
|  | Scenario 1 (2023) | 5.1716 | 16.4355
|  | Scenario 2 (2023) | 21.5908 | 31.3545
|  | Scenario 3 (2023) | 22.3523 | 38.4587
Aug
|  | Scenario 1 (2023) | 4.389 | 15.5164
|  | Scenario 2 (2023) | 18.4394 | 30.2403
|  | Scenario 3 (2023) | 19.0842 | 37.0423
Sep
|  | Scenario 1 (2023) | 3.9139 | 13.4645
|  | Scenario 2 (2023) | 16.2602 | 27.1638
|  | Scenario 3 (2023) | 16.8264 | 33.2067
Oct
|  | Scenario 1 (2023) | 1.065 | 12.7418
|  | Scenario 2 (2023) | 2.3043 | 26.1519
|  | Scenario 3 (2023) | 2.3155 | 31.7727
Nov
|  | Scenario 1 (2023) | 0.91668 | 12.3833
|  | Scenario 2 (2023) | 2.52 | 25.6349
|  | Scenario 3 (2023) | 2.536 | 30.9359
Dec
|  | Scenario 1 (2023) | 1.142 | 12.4356
|  | Scenario 2 (2023) | 3.0147 | 25.991
|  | Scenario 3 (2023) | 3.0342 | 31.2848

## Detailed Results_SC
Section 2
Detailed Results
NH DR Potential Study Outputs_Cover
Go to Table of Contents
Notes:

## Measure_Potential_Total
Measure Level DR Potential (MW)
NH DR Potential Study Outputs_Cover
Go to Table of Contents | [5 empty] | 2021 | 2021 | 2021 | 2021 | 2021 | 2022 | 2022 | 2022 | 2022 | 2022 | 2023 | 2023 | 2023 | 2023 | 2023
| Index | Sector | Measure Name | Segment | Program Name | Technical Potential | Economic Potential | Achievable Potential | Achievable Potential | Achievable Potential | Technical Potential | Economic Potential | Achievable Potential | Achievable Potential | Achievable Potential | Technical Potential | Economic Potential | Achievable Potential | Achievable Potential | Achievable Potential
[6 empty] | All | All | Low Scenario | Mid Scenario | Max Scenario | All | All | Low Scenario | Mid Scenario | Max Scenario | All | All | Low Scenario | Mid Scenario | Max Scenario
| 101001.14 | Residential | Smart Clothes Dryer | Single-Family | Residential BYOD | 2.6817 | 0 | 0 | 0 | 0 | 2.9953 | 0 | 0 | 0 | 0 | 3.3456 | 0 | 0 | 0 | 0
| 101001.15 | Residential | Smart Clothes Dryer | Multi-Family | Residential BYOD | 0.25211 | 0 | 0 | 0 | 0 | 0.28157 | 0 | 0 | 0 | 0 | 0.3145 | 0 | 0 | 0 | 0
| 101001.16 | Residential | Smart Clothes Dryer | Low Income | Residential BYOD | 1.2719 | 0 | 0 | 0 | 0 | 1.4207 | 0 | 0 | 0 | 0 | 1.5868 | 0 | 0 | 0 | 0
| 101002.14 | Residential | Clothes Dryer | Single-Family | Residential DLC | 23.5442 | 0 | 0 | 0 | 0 | 23.3936 | 0 | 0 | 0 | 0 | 23.2438 | 0 | 0 | 0 | 0
| 101002.15 | Residential | Clothes Dryer | Multi-Family | Residential DLC | 2.2139 | 0 | 0 | 0 | 0 | 2.2 | 0 | 0 | 0 | 0 | 2.1861 | 0 | 0 | 0 | 0
| 101002.16 | Residential | Clothes Dryer | Low Income | Residential DLC | 11.1686 | 0 | 0 | 0 | 0 | 11.0984 | 0 | 0 | 0 | 0 | 11.0286 | 0 | 0 | 0 | 0
| 101006.14 | Residential | Smart Dehumidifier | Single-Family | Residential BYOD | 0.57103 | 0 | 0 | 0 | 0 | 0.63781 | 0 | 0 | 0 | 0 | 0.7124 | 0 | 0 | 0 | 0
| 101006.15 | Residential | Smart Dehumidifier | Multi-Family | Residential BYOD | 0.03528 | 0 | 0 | 0 | 0 | 0.039375 | 0 | 0 | 0 | 0 | 0.043995 | 0 | 0 | 0 | 0
| 101006.16 | Residential | Smart Dehumidifier | Low Income | Residential BYOD | 0.096019 | 0 | 0 | 0 | 0 | 0.10726 | 0 | 0 | 0 | 0 | 0.11981 | 0 | 0 | 0 | 0
| 101003.14 | Residential | Smart Pool Pump | Single-Family | Residential BYOD | 1.0984 | 1.0984 | 0 | 0.080122 | 0.087797 | 1.2369 | 1.2369 | 0 | 0.22033 | 0.24144 | 1.3932 | 1.3932 | 0 | 0.40061 | 0.43898
| 101004.14 | Residential | Pool Pump (simple timer switch) | Single-Family | Residential DLC | 14.8534 | 14.8534 | 0 | 0.72035 | 0.80159 | 16.7263 | 16.7263 | 0 | 1.981 | 2.2044 | 18.8347 | 18.8347 | 0 | 3.6017 | 4.008
| 101005.14 | Residential | Pool Pump (smart switch) | Single-Family | Residential DLC | 7.4267 | 7.4267 | 0 | 0.36017 | 0.4008 | 8.3632 | 8.3632 | 0 | 0.99048 | 1.1022 | 9.4171 | 9.4171 | 0 | 1.8009 | 2.004
| 201019.09 | Commercial | Commercial Refrigeration | Food Sales | Medium & Large C&I Curtailment | 10.7355 | 10.7355 | 0 | 0.1309 | 0.136 | 10.7865 | 10.7865 | 0 | 0.35998 | 0.374 | 10.846 | 10.846 | 0 | 0.6545 | 0.68
| 102008.14 | Residential | Central AC | Single-Family | Residential BYOD | 9.9706 | 9.9706 | 1.2906 | 1.3286 | 1.3595 | 10.3695 | 10.3695 | 2.2585 | 2.3251 | 2.3792 | 10.784 | 10.784 | 3.2265 | 3.3215 | 3.3989
| 102008.15 | Residential | Central AC | Multi-Family | Residential BYOD | 0.66026 | 0.66026 | 0.093831 | 0.096662 | 0.098887 | 0.71991 | 0.71991 | 0.1642 | 0.16916 | 0.17305 | 0.78563 | 0.78563 | 0.23458 | 0.24166 | 0.24722
| 102008.16 | Residential | Central AC | Low Income | Residential BYOD | 0.50454 | 0.50454 | 0.073002 | 0.075227 | 0.076844 | 0.55459 | 0.55459 | 0.12775 | 0.13165 | 0.13448 | 0.61021 | 0.61021 | 0.18251 | 0.18807 | 0.19211
| 102009.14 | Residential | Central AC | Single-Family | Residential DLC | 38.4111 | 38.4111 | 0 | 1.4547 | 1.4547 | 38.2215 | 38.2215 | 0 | 4.0004 | 4.0004 | 38.0329 | 38.0329 | 0 | 7.2734 | 7.2734
| 102009.15 | Residential | Central AC | Multi-Family | Residential DLC | 4.7128 | 4.7128 | 0 | 0.17785 | 0.17785 | 4.6814 | 4.6814 | 0 | 0.4891 | 0.4891 | 4.6506 | 4.6506 | 0 | 0.88927 | 0.88927
| 102009.16 | Residential | Central AC | Low Income | Residential DLC | 4.9266 | 4.9266 | 0 | 0.18685 | 0.18685 | 4.9059 | 4.9059 | 0 | 0.51385 | 0.51385 | 4.8847 | 4.8847 | 0 | 0.93427 | 0.93427
| 102011.14 | Residential | Ductless HP/AC | Single-Family | Residential BYOD | 0.22749 | 0.22749 | 0.029641 | 0.029641 | 0.0313 | 0.2376 | 0.2376 | 0.051873 | 0.051873 | 0.054775 | 0.24848 | 0.24848 | 0.074104 | 0.074104 | 0.078249
| 102011.15 | Residential | Ductless HP/AC | Multi-Family | Residential BYOD | 0.020469 | 0.020469 | 0.002902 | 0.002902 | 0.0031092 | 0.022283 | 0.022283 | 0.0050784 | 0.0050784 | 0.0054412 | 0.024615 | 0.024615 | 0.0072549 | 0.0072549 | 0.0077731
| 102011.16 | Residential | Ductless HP/AC | Low Income | Residential BYOD | 0.037311 | 0.037311 | 0.0053894 | 0.0053894 | 0.0057003 | 0.041198 | 0.041198 | 0.0094314 | 0.0094314 | 0.0099755 | 0.045343 | 0.045343 | 0.013473 | 0.013473 | 0.014251
| 102012.14 | Residential | Ductless HP/AC | Single-Family | Residential DLC | 0.92733 | 0.92733 | 0 | 0.035653 | 0.037052 | 0.98097 | 0.98097 | 0 | 0.098045 | 0.10189 | 1.0377 | 1.0377 | 0 | 0.17826 | 0.18526
| 102012.15 | Residential | Ductless HP/AC | Multi-Family | Residential DLC | 0.16453 | 0.16453 | 0 | 0.0070994 | 0.0073585 | 0.18422 | 0.18422 | 0 | 0.019523 | 0.020236 | 0.20625 | 0.20625 | 0 | 0.035497 | 0.036793
| 102012.16 | Residential | Ductless HP/AC | Low Income | Residential DLC | 0.41042 | 0.41042 | 0 | 0.017878 | 0.018604 | 0.4625 | 0.4625 | 0 | 0.049165 | 0.05116 | 0.52106 | 0.52106 | 0 | 0.089391 | 0.093018
| 102010.14 | Residential | Room AC | Single-Family | Residential BYOD | 0.60084 | 0 | 0 | 0 | 0 | 0.6711 | 0 | 0 | 0 | 0 | 0.7496 | 0 | 0 | 0 | 0
| 102010.15 | Residential | Room AC | Multi-Family | Residential BYOD | 0.14248 | 0 | 0 | 0 | 0 | 0.15912 | 0 | 0 | 0 | 0 | 0.1778 | 0 | 0 | 0 | 0
| 102010.16 | Residential | Room AC | Low Income | Residential BYOD | 0.28095 | 0 | 0 | 0 | 0 | 0.31376 | 0 | 0 | 0 | 0 | 0.3505 | 0 | 0 | 0 | 0
| 202020.01 | Commercial | WiFi Thermostat | Office | Small Commercial BYOD/DLC | 0.35497 | 0.35497 | 0 | 0.008162 | 0.008624 | 0.36729 | 0.36729 | 0 | 0.022446 | 0.023716 | 0.38038 | 0.38038 | 0 | 0.04081 | 0.04312
| 202020.02 | Commercial | WiFi Thermostat | Retail | Small Commercial BYOD/DLC | 0.07854 | 0.07854 | 0 | 0.001848 | 0.001925 | 0.081235 | 0.081235 | 0 | 0.005082 | 0.0052937 | 0.08393 | 0.08393 | 0 | 0.00924 | 0.009625
| 202020.03 | Commercial | WiFi Thermostat | Food Service | Small Commercial BYOD/DLC | 0.02387 | 0.02387 | 0 | 0.000539 | 0.000539 | 0.02464 | 0.02464 | 0 | 0.0014823 | 0.0014823 | 0.025795 | 0.025795 | 0 | 0.002695 | 0.002695
| 202020.04 | Commercial | WiFi Thermostat | Healthcare/ Hospitals | Small Commercial BYOD/DLC | 0.035035 | 0.035035 | 0 | 0.001001 | 0.001001 | 0.03619 | 0.03619 | 0 | 0.0027527 | 0.0027527 | 0.037345 | 0.037345 | 0 | 0.005005 | 0.005005
| 202020.05 | Commercial | WiFi Thermostat | Campus/ Education | Small Commercial BYOD/DLC | 0.023485 | 0.023485 | 0 | 0.000539 | 0.000539 | 0.024255 | 0.024255 | 0 | 0.0014823 | 0.0014823 | 0.025025 | 0.025025 | 0 | 0.002695 | 0.002695
| 202020.06 | Commercial | WiFi Thermostat | Warehouse | Small Commercial BYOD/DLC | 0.012705 | 0.012705 | 0 | 0.000308 | 0.000308 | 0.01309 | 0.01309 | 0 | 0.000847 | 0.000847 | 0.013475 | 0.013475 | 0 | 0.00154 | 0.00154
| 202020.07 | Commercial | WiFi Thermostat | Lodging | Small Commercial BYOD/DLC | 0.027335 | 0.027335 | 0 | 0.000616 | 0.000616 | 0.028105 | 0.028105 | 0 | 0.001694 | 0.001694 | 0.02926 | 0.02926 | 0 | 0.00308 | 0.00308
| 202020.08 | Commercial | WiFi Thermostat | Other Commercial | Small Commercial BYOD/DLC | 0.03388 | 0.03388 | 0 | 0.00077 | 0.00077 | 0.035035 | 0.035035 | 0 | 0.0021175 | 0.0021175 | 0.03619 | 0.03619 | 0 | 0.00385 | 0.00385
| 202020.09 | Commercial | WiFi Thermostat | Food Sales | Small Commercial BYOD/DLC | 0.024255 | 0.024255 | 0 | 0.000539 | 0.000539 | 0.025025 | 0.025025 | 0 | 0.0014823 | 0.0014823 | 0.025795 | 0.025795 | 0 | 0.002695 | 0.002695
| 202021.01 | Commercial | WiFi Thermostat | Office | Small Commercial BYOD/DLC | 3.4769 | 3.4769 | 0 | 0.037884 | 0.040271 | 3.4839 | 3.4839 | 0 | 0.10418 | 0.11075 | 3.4912 | 3.4912 | 0 | 0.18942 | 0.20136
| 202021.02 | Commercial | WiFi Thermostat | Retail | Small Commercial BYOD/DLC | 0.76923 | 0.76923 | 0 | 0.008393 | 0.008932 | 0.77077 | 0.77077 | 0 | 0.023081 | 0.024563 | 0.77231 | 0.77231 | 0 | 0.041965 | 0.04466
| 202021.03 | Commercial | WiFi Thermostat | Food Service | Small Commercial BYOD/DLC | 0.23639 | 0.23639 | 0 | 0.002541 | 0.002772 | 0.23678 | 0.23678 | 0 | 0.0069878 | 0.007623 | 0.23755 | 0.23755 | 0 | 0.012705 | 0.01386
| 202021.04 | Commercial | WiFi Thermostat | Healthcare/ Hospitals | Small Commercial BYOD/DLC | 0.34419 | 0.34419 | 0 | 0.003773 | 0.004004 | 0.34496 | 0.34496 | 0 | 0.010376 | 0.011011 | 0.34573 | 0.34573 | 0 | 0.018865 | 0.02002
| 202021.05 | Commercial | WiFi Thermostat | Campus/ Education | Small Commercial BYOD/DLC | 0.23139 | 0.23139 | 0 | 0.002541 | 0.002695 | 0.23177 | 0.23177 | 0 | 0.0069878 | 0.0074113 | 0.23216 | 0.23216 | 0 | 0.012705 | 0.013475
| 202021.06 | Commercial | WiFi Thermostat | Warehouse | Small Commercial BYOD/DLC | 0.12551 | 0.12551 | 0 | 0.001386 | 0.001463 | 0.1259 | 0.1259 | 0 | 0.0038115 | 0.0040233 | 0.12628 | 0.12628 | 0 | 0.00693 | 0.007315
| 202021.07 | Commercial | WiFi Thermostat | Lodging | Small Commercial BYOD/DLC | 0.26758 | 0.26758 | 0 | 0.002926 | 0.00308 | 0.26796 | 0.26796 | 0 | 0.0080465 | 0.00847 | 0.26873 | 0.26873 | 0 | 0.01463 | 0.0154
| 202021.08 | Commercial | WiFi Thermostat | Other Commercial | Small Commercial BYOD/DLC | 0.33226 | 0.33226 | 0 | 0.003619 | 0.00385 | 0.33303 | 0.33303 | 0 | 0.0099523 | 0.010587 | 0.3338 | 0.3338 | 0 | 0.018095 | 0.01925
| 202021.09 | Commercial | WiFi Thermostat | Food Sales | Small Commercial BYOD/DLC | 0.23831 | 0.23831 | 0 | 0.002618 | 0.002772 | 0.2387 | 0.2387 | 0 | 0.0071995 | 0.007623 | 0.23909 | 0.23909 | 0 | 0.01309 | 0.01386
| 102013.14 | Residential | Thermal Energy Storage | Single-Family | Residential Energy Storage | 174.8654 | 0 | 0 | 0 | 0 | 175.74 | 0 | 0 | 0 | 0 | 176.6184 | 0 | 0 | 0 | 0
| 202026.01 | Commercial | Thermal Energy Storage | Office | C&I Energy Storage | 70.673 | 0 | 0 | 0 | 0 | 71.0263 | 0 | 0 | 0 | 0 | 71.3815 | 0 | 0 | 0 | 0
| 202026.02 | Commercial | Thermal Energy Storage | Retail | C&I Energy Storage | 21.7954 | 0 | 0 | 0 | 0 | 21.9044 | 0 | 0 | 0 | 0 | 22.0139 | 0 | 0 | 0 | 0
| 202026.03 | Commercial | Thermal Energy Storage | Food Service | C&I Energy Storage | 7.093 | 0 | 0 | 0 | 0 | 7.1285 | 0 | 0 | 0 | 0 | 7.1641 | 0 | 0 | 0 | 0
| 202026.04 | Commercial | Thermal Energy Storage | Healthcare/ Hospitals | C&I Energy Storage | 13.5745 | 13.5745 | 0 | 0.11738 | 0.1318 | 13.6423 | 13.6423 | 0 | 0.3228 | 0.36244 | 13.7106 | 13.7106 | 0 | 0.58691 | 0.65899
| 202026.05 | Commercial | Thermal Energy Storage | Campus/ Education | C&I Energy Storage | 16.7212 | 16.7212 | 0 | 0.1434 | 0.16227 | 16.8048 | 16.8048 | 0 | 0.39436 | 0.44625 | 16.8888 | 16.8888 | 0 | 0.71702 | 0.81136
| 202026.06 | Commercial | Thermal Energy Storage | Warehouse | C&I Energy Storage | 1.0054 | 0 | 0 | 0 | 0 | 1.0104 | 0 | 0 | 0 | 0 | 1.0155 | 0 | 0 | 0 | 0
| 202026.07 | Commercial | Thermal Energy Storage | Lodging | C&I Energy Storage | 7.7195 | 0 | 0 | 0 | 0 | 7.7581 | 0 | 0 | 0 | 0 | 7.7969 | 0 | 0 | 0 | 0
| 202026.08 | Commercial | Thermal Energy Storage | Other Commercial | C&I Energy Storage | 2.9752 | 0 | 0 | 0 | 0 | 2.99 | 0 | 0 | 0 | 0 | 3.005 | 0 | 0 | 0 | 0
| 202026.09 | Commercial | Thermal Energy Storage | Food Sales | C&I Energy Storage | 7.0347 | 0 | 0 | 0 | 0 | 7.0699 | 0 | 0 | 0 | 0 | 7.1052 | 0 | 0 | 0 | 0
| 103014.14 | Residential | Smart Resistance Storage Water Heater | Single-Family | Residential BYOD | 0.99101 | 0.99101 | 0 | 0.066248 | 0.070139 | 1.099 | 1.099 | 0 | 0.18218 | 0.19288 | 1.2186 | 1.2186 | 0 | 0.33124 | 0.3507
| 103014.15 | Residential | Smart Resistance Storage Water Heater | Multi-Family | Residential BYOD | 0.10353 | 0.10353 | 0 | 0.0063127 | 0 | 0.10967 | 0.10967 | 0 | 0.01736 | 0 | 0.11624 | 0.11624 | 0 | 0.031564 | 0
| 103014.16 | Residential | Smart Resistance Storage Water Heater | Low Income | Residential BYOD | 0.98295 | 0.98295 | 0 | 0.060032 | 0.063579 | 1.0419 | 1.0419 | 0 | 0.16509 | 0.17484 | 1.1046 | 1.1046 | 0 | 0.30016 | 0.3179
| 103015.14 | Residential | Resistance Storage Water Heater (smart switch) | Single-Family | Residential DLC | 7.272 | 0 | 0 | 0 | 0 | 7.053 | 0 | 0 | 0 | 0 | 6.8406 | 0 | 0 | 0 | 0
| 103015.15 | Residential | Resistance Storage Water Heater (smart switch) | Multi-Family | Residential DLC | 0.813 | 0 | 0 | 0 | 0 | 0.80593 | 0 | 0 | 0 | 0 | 0.79894 | 0 | 0 | 0 | 0
| 103015.16 | Residential | Resistance Storage Water Heater (smart switch) | Low Income | Residential DLC | 7.7184 | 0 | 0 | 0 | 0 | 7.6581 | 0 | 0 | 0 | 0 | 7.5982 | 0 | 0 | 0 | 0
| 103016.14 | Residential | Smart Heat Pump Water Heater | Single-Family | Residential BYOD | 0.13776 | 0 | 0 | 0 | 0 | 0.18198 | 0 | 0 | 0 | 0 | 0.24005 | 0 | 0 | 0 | 0
| 203027.01 | Commercial | Smart Resistance Storage Water Heater | Office | Small Commercial BYOD/DLC | 0.26811 | 0.26811 | 0 | 0.0066718 | 0.0066718 | 0.28278 | 0.28278 | 0 | 0.018348 | 0.018348 | 0.29838 | 0.29838 | 0 | 0.033359 | 0.033359
| 203027.02 | Commercial | Smart Resistance Storage Water Heater | Retail | Small Commercial BYOD/DLC | 0.13406 | 0.13406 | 0 | 0.0032974 | 0.0032974 | 0.14163 | 0.14163 | 0 | 0.009068 | 0.009068 | 0.1492 | 0.1492 | 0 | 0.016487 | 0.016487
| 203027.03 | Commercial | Smart Resistance Storage Water Heater | Food Service | Small Commercial BYOD/DLC | 0.16757 | 0.16757 | 0 | 0.0038522 | 0.0038522 | 0.1772 | 0.1772 | 0 | 0.010594 | 0.010594 | 0.18683 | 0.18683 | 0 | 0.019261 | 0.019261
| 203027.04 | Commercial | Smart Resistance Storage Water Heater | Healthcare/ Hospitals | Small Commercial BYOD/DLC | 0.1084 | 0.1084 | 0 | 0.0026575 | 0.0026575 | 0.11399 | 0.11399 | 0 | 0.007308 | 0.007308 | 0.12028 | 0.12028 | 0 | 0.013287 | 0.013287
| 203027.05 | Commercial | Smart Resistance Storage Water Heater | Campus/ Education | Small Commercial BYOD/DLC | 0.10921 | 0.10921 | 0 | 0.0026001 | 0.0026001 | 0.11571 | 0.11571 | 0 | 0.0071503 | 0.0071503 | 0.12156 | 0.12156 | 0 | 0.013001 | 0.013001
| 203027.06 | Commercial | Smart Resistance Storage Water Heater | Warehouse | Small Commercial BYOD/DLC | 0.023143 | 0.023143 | 0 | 0.00056737 | 0.00056737 | 0.024337 | 0.024337 | 0 | 0.0015603 | 0.0015603 | 0.025681 | 0.025681 | 0 | 0.0028369 | 0.0028369
| 203027.07 | Commercial | Smart Resistance Storage Water Heater | Lodging | Small Commercial BYOD/DLC | 0.36675 | 0.36675 | 0 | 0.008732 | 0.008732 | 0.38639 | 0.38639 | 0 | 0.024013 | 0.024013 | 0.40822 | 0.40822 | 0 | 0.04366 | 0.04366
| 203027.08 | Commercial | Smart Resistance Storage Water Heater | Other Commercial | Small Commercial BYOD/DLC | 0.0393 | 0.0393 | 0 | 0.00097856 | 0.00097856 | 0.04151 | 0.04151 | 0 | 0.002691 | 0.002691 | 0.043719 | 0.043719 | 0 | 0.0048928 | 0.0048928
| 203027.09 | Commercial | Smart Resistance Storage Water Heater | Food Sales | Small Commercial BYOD/DLC | 0.0096832 | 0 | 0 | 0 | 0 | 0.010209 | 0 | 0 | 0 | 0 | 0.010736 | 0 | 0 | 0 | 0
| 203028.01 | Commercial | Resistance Storage Water Heater (smart switch) | Office | Small Commercial BYOD/DLC | 4.8287 | 0 | 0 | 0 | 0 | 4.8287 | 0 | 0 | 0 | 0 | 4.8287 | 0 | 0 | 0 | 0
| 203028.02 | Commercial | Resistance Storage Water Heater (smart switch) | Retail | Small Commercial BYOD/DLC | 2.4182 | 2.4182 | 0 | 0.027136 | 0.027136 | 2.4182 | 2.4182 | 0 | 0.074625 | 0.074625 | 2.4182 | 2.4182 | 0 | 0.13568 | 0.13568
| 203028.03 | Commercial | Resistance Storage Water Heater (smart switch) | Food Service | Small Commercial BYOD/DLC | 3.0471 | 3.0471 | 0 | 0.034285 | 0.034285 | 3.0471 | 3.0471 | 0 | 0.094283 | 0.094283 | 3.0471 | 3.0471 | 0 | 0.17142 | 0.17142
| 203028.04 | Commercial | Resistance Storage Water Heater (smart switch) | Healthcare/ Hospitals | Small Commercial BYOD/DLC | 1.9532 | 1.9532 | 0 | 0.021959 | 0.021959 | 1.9532 | 1.9532 | 0 | 0.060387 | 0.060387 | 1.9532 | 1.9532 | 0 | 0.10979 | 0.10979
| 203028.05 | Commercial | Resistance Storage Water Heater (smart switch) | Campus/ Education | Small Commercial BYOD/DLC | 1.9761 | 1.9761 | 0 | 0.022231 | 0.022231 | 1.9761 | 1.9761 | 0 | 0.061135 | 0.061135 | 1.9761 | 1.9761 | 0 | 0.11116 | 0.11116
| 203028.06 | Commercial | Resistance Storage Water Heater (smart switch) | Warehouse | Small Commercial BYOD/DLC | 0.41732 | 0 | 0 | 0 | 0 | 0.41732 | 0 | 0 | 0 | 0 | 0.41732 | 0 | 0 | 0 | 0
| 203028.07 | Commercial | Resistance Storage Water Heater (smart switch) | Lodging | Small Commercial BYOD/DLC | 6.6058 | 6.6058 | 0 | 0.074222 | 0.074222 | 6.6058 | 6.6058 | 0 | 0.20411 | 0.20411 | 6.6058 | 6.6058 | 0 | 0.37111 | 0.37111
| 203028.08 | Commercial | Resistance Storage Water Heater (smart switch) | Other Commercial | Small Commercial BYOD/DLC | 0.70866 | 0 | 0 | 0 | 0 | 0.70866 | 0 | 0 | 0 | 0 | 0.70866 | 0 | 0 | 0 | 0
| 203028.09 | Commercial | Resistance Storage Water Heater (smart switch) | Food Sales | Small Commercial BYOD/DLC | 0.1744 | 0 | 0 | 0 | 0 | 0.1744 | 0 | 0 | 0 | 0 | 0.1744 | 0 | 0 | 0 | 0
| 202022.01 | Commercial | Medium Curtailment | Office | Medium & Large C&I Curtailment | 3.3988 | 3.3988 | 0.1924 | 0.19134 | 0.20645 | 3.4114 | 3.4114 | 0.3367 | 0.33485 | 0.36128 | 3.4366 | 3.4366 | 0.481 | 0.47836 | 0.51612
| 202022.02 | Commercial | Medium Curtailment | Retail | Medium & Large C&I Curtailment | 2.0277 | 2.0277 | 0.12552 | 0.13035 | 0.14001 | 2.0398 | 2.0398 | 0.20156 | 0.21001 | 0.22691 | 2.0518 | 2.0518 | 0.2776 | 0.28967 | 0.31381
| 202022.03 | Commercial | Medium Curtailment | Food Service | Medium & Large C&I Curtailment | 0.31259 | 0.31259 | 0.0114 | 0.015156 | 0.015156 | 0.31259 | 0.31259 | 0.01995 | 0.026523 | 0.026523 | 0.31259 | 0.31259 | 0.0285 | 0.03789 | 0.03789
| 202022.04 | Commercial | Medium Curtailment | Healthcare/ Hospitals | Medium & Large C&I Curtailment | 2.3461 | 2.3461 | 0.136 | 0.14077 | 0.14859 | 2.3657 | 2.3657 | 0.238 | 0.24634 | 0.26003 | 2.3657 | 2.3657 | 0.34 | 0.35192 | 0.37147
| 202022.05 | Commercial | Medium Curtailment | Campus/ Education | Medium & Large C&I Curtailment | 2.9894 | 2.9894 | 0.264 | 0.27728 | 0.28595 | 3.0111 | 3.0111 | 0.462 | 0.48524 | 0.5004 | 3.0328 | 3.0328 | 0.66 | 0.6932 | 0.71486
| 202022.06 | Commercial | Medium Curtailment | Warehouse | Medium & Large C&I Curtailment | 0.3438 | 0.3438 | 0.01719 | 0.01719 | 0.02292 | 0.3438 | 0.3438 | 0.030082 | 0.030082 | 0.04011 | 0.3438 | 0.3438 | 0.042975 | 0.042975 | 0.057299
| 202022.07 | Commercial | Medium Curtailment | Lodging | Medium & Large C&I Curtailment | 1.4919 | 1.4919 | 0.096 | 0.062948 | 0.067984 | 1.4982 | 1.4982 | 0.168 | 0.11016 | 0.11897 | 1.5045 | 1.5045 | 0.24 | 0.15737 | 0.16996
| 202022.08 | Commercial | Medium Curtailment | Other Commercial | Medium & Large C&I Curtailment | 0.085868 | 0.085868 | 0.006 | 0.0057245 | 0.0057245 | 0.085868 | 0.085868 | 0.0105 | 0.010018 | 0.010018 | 0.085868 | 0.085868 | 0.015 | 0.014311 | 0.014311
| 202022.09 | Commercial | Medium Curtailment | Food Sales | Medium & Large C&I Curtailment | 2.6001 | 2.6001 | 0.15 | 0.15552 | 0.16524 | 2.6244 | 2.6244 | 0.2625 | 0.27216 | 0.28917 | 2.6244 | 2.6244 | 0.375 | 0.3888 | 0.4131
| 202023.01 | Commercial | Medium Curtailment (Auto-DR) | Office | Medium & Large C&I Curtailment | 1.0088 | 1.0088 | 0 | 0.018068 | 0 | 1.0088 | 1.0088 | 0 | 0.049687 | 0 | 1.0238 | 1.0238 | 0 | 0.09034 | 0
| 202023.02 | Commercial | Medium Curtailment (Auto-DR) | Retail | Medium & Large C&I Curtailment | 0.60632 | 0.60632 | 0 | 0.011549 | 0 | 0.60632 | 0.60632 | 0 | 0.03176 | 0 | 0.60632 | 0.60632 | 0 | 0.057745 | 0
| 202023.03 | Commercial | Medium Curtailment (Auto-DR) | Food Service | Medium & Large C&I Curtailment | 0.090639 | 0.090639 | 0 | 0.002266 | 0 | 0.090639 | 0.090639 | 0 | 0.0062314 | 0 | 0.090639 | 0.090639 | 0 | 0.01133 | 0
| 202023.04 | Commercial | Medium Curtailment (Auto-DR) | Healthcare/ Hospitals | Medium & Large C&I Curtailment | 0.70154 | 0.70154 | 0 | 0.014031 | 0 | 0.70154 | 0.70154 | 0 | 0.038585 | 0 | 0.70154 | 0.70154 | 0 | 0.070154 | 0
| 202023.05 | Commercial | Medium Curtailment (Auto-DR) | Campus/ Education | Medium & Large C&I Curtailment | 0.88094 | 0.88094 | 0 | 0.015546 | 0 | 0.88094 | 0.88094 | 0 | 0.042752 | 0 | 0.90685 | 0.90685 | 0 | 0.07773 | 0
| 202023.06 | Commercial | Medium Curtailment (Auto-DR) | Warehouse | Medium & Large C&I Curtailment | 0.1028 | 0.1028 | 0 | 0.0034267 | 0 | 0.1028 | 0.1028 | 0 | 0.0094235 | 0 | 0.1028 | 0.1028 | 0 | 0.017134 | 0
| 202023.07 | Commercial | Medium Curtailment (Auto-DR) | Lodging | Medium & Large C&I Curtailment | 0.44422 | 0.44422 | 0 | 0.0075291 | 0 | 0.44422 | 0.44422 | 0 | 0.020705 | 0 | 0.44422 | 0.44422 | 0 | 0.037646 | 0
| 202023.08 | Commercial | Medium Curtailment (Auto-DR) | Other Commercial | Medium & Large C&I Curtailment | 0 | 0 | 0 | 0 | 0 | 0 | 0 | 0 | 0 | 0 | 0 | 0 | 0 | 0 | 0
| 202023.09 | Commercial | Medium Curtailment (Auto-DR) | Food Sales | Medium & Large C&I Curtailment | 0.75568 | 0.75568 | 0 | 0.017439 | 0 | 0.78474 | 0.78474 | 0 | 0.047956 | 0 | 0.78474 | 0.78474 | 0 | 0.087193 | 0
| 202024.01 | Commercial | Large Curtailment | Office | Medium & Large C&I Curtailment | 3.5476 | 3.5476 | 0.68 | 0.67573 | 1.0136 | 3.5476 | 3.5476 | 0.935 | 0.92912 | 1.5204 | 3.5476 | 3.5476 | 1.19 | 1.1825 | 2.0272
| 202024.02 | Commercial | Large Curtailment | Retail | Medium & Large C&I Curtailment | 0.49086 | 0.49086 | 0.246 | 0.24543 | 0.29452 | 0.49086 | 0.49086 | 0.246 | 0.24543 | 0.33133 | 0.49086 | 0.49086 | 0.246 | 0.24543 | 0.36814
| 202024.03 | Commercial | Large Curtailment | Food Service | Medium & Large C&I Curtailment | 0 | 0 | 0 | 0 | 0 | 0 | 0 | 0 | 0 | 0 | 0 | 0 | 0 | 0 | 0
| 202024.04 | Commercial | Large Curtailment | Healthcare/ Hospitals | Medium & Large C&I Curtailment | 3.1267 | 3.1267 | 0.25014 | 0.31267 | 0.50028 | 3.1267 | 3.1267 | 0.43774 | 0.54718 | 0.87549 | 3.1267 | 3.1267 | 0.62535 | 0.78169 | 1.2507
| 202024.05 | Commercial | Large Curtailment | Campus/ Education | Medium & Large C&I Curtailment | 1.7797 | 1.7797 | 1.335 | 1.3348 | 1.3348 | 1.7797 | 1.7797 | 1.335 | 1.3348 | 1.3348 | 1.7797 | 1.7797 | 1.335 | 1.3348 | 1.3348
| 202024.06 | Commercial | Large Curtailment | Warehouse | Medium & Large C&I Curtailment | 0 | 0 | 0 | 0 | 0 | 0 | 0 | 0 | 0 | 0 | 0 | 0 | 0 | 0 | 0
| 202024.07 | Commercial | Large Curtailment | Lodging | Medium & Large C&I Curtailment | 1.9577 | 1.9577 | 0.12529 | 0.12529 | 0.25058 | 1.9577 | 1.9577 | 0.21926 | 0.21926 | 0.43852 | 1.9577 | 1.9577 | 0.31323 | 0.31323 | 0.62646
| 202024.08 | Commercial | Large Curtailment | Other Commercial | Medium & Large C&I Curtailment | 0.33479 | 0.33479 | 0 | 0.066957 | 0.066957 | 0.33479 | 0.33479 | 0 | 0.11718 | 0.11718 | 0.33479 | 0.33479 | 0 | 0.16739 | 0.16739
| 202024.09 | Commercial | Large Curtailment | Food Sales | Medium & Large C&I Curtailment | 0.28261 | 0.28261 | 0.038 | 0.037681 | 0.037681 | 0.28261 | 0.28261 | 0.0665 | 0.065942 | 0.065942 | 0.28261 | 0.28261 | 0.095 | 0.094202 | 0.094202
| 202025.01 | Commercial | Large Curtailment (Auto-DR) | Office | Medium & Large C&I Curtailment | 1.0103 | 1.0103 | 0 | 0.040411 | 0.080822 | 1.0103 | 1.0103 | 0 | 0.11113 | 0.22226 | 1.0103 | 1.0103 | 0 | 0.20206 | 0.40411
| 202025.02 | Commercial | Large Curtailment (Auto-DR) | Retail | Medium & Large C&I Curtailment | 0 | 0 | 0 | 0 | 0 | 0 | 0 | 0 | 0 | 0 | 0 | 0 | 0 | 0 | 0
| 202025.03 | Commercial | Large Curtailment (Auto-DR) | Food Service | Medium & Large C&I Curtailment | 0 | 0 | 0 | 0 | 0 | 0 | 0 | 0 | 0 | 0 | 0 | 0 | 0 | 0 | 0
| 202025.04 | Commercial | Large Curtailment (Auto-DR) | Healthcare/ Hospitals | Medium & Large C&I Curtailment | 0.93496 | 0.93496 | 0 | 0.037398 | 0.074797 | 0.93496 | 0.93496 | 0 | 0.10285 | 0.20569 | 0.93496 | 0.93496 | 0 | 0.18699 | 0.37398
| 202025.05 | Commercial | Large Curtailment (Auto-DR) | Campus/ Education | Medium & Large C&I Curtailment | 0 | 0 | 0 | 0 | 0.042573 | 0 | 0 | 0 | 0 | 0.11708 | 0 | 0 | 0 | 0 | 0.21286
| 202025.06 | Commercial | Large Curtailment (Auto-DR) | Warehouse | Medium & Large C&I Curtailment | 0 | 0 | 0 | 0 | 0 | 0 | 0 | 0 | 0 | 0 | 0 | 0 | 0 | 0 | 0
| 202025.07 | Commercial | Large Curtailment (Auto-DR) | Lodging | Medium & Large C&I Curtailment | 0.56197 | 0.56197 | 0 | 0.018732 | 0.037465 | 0.56197 | 0.56197 | 0 | 0.051514 | 0.10303 | 0.56197 | 0.56197 | 0 | 0.093661 | 0.18732
| 202025.08 | Commercial | Large Curtailment (Auto-DR) | Other Commercial | Medium & Large C&I Curtailment | 0 | 0 | 0 | 0 | 0 | 0 | 0 | 0 | 0 | 0 | 0 | 0 | 0 | 0 | 0
| 202025.09 | Commercial | Large Curtailment (Auto-DR) | Food Sales | Medium & Large C&I Curtailment | 0 | 0 | 0 | 0 | 0 | 0 | 0 | 0 | 0 | 0 | 0 | 0 | 0 | 0 | 0
| 106017.14 | Residential | Battery Energy Storage (without solar) | Single-Family | Residential Energy Storage | 0.24419 | 0.24419 | 0.035129 | 0.035129 | 0.035129 | 0.24847 | 0.24847 | 0.061475 | 0.061475 | 0.061475 | 0.25061 | 0.25061 | 0.087822 | 0.087822 | 0.087822
| 106038.14 | Residential | Battery Energy Storage (with solar) | Single-Family | Residential Energy Storage | 3.3765 | 3.3765 | 0.53818 | 0.53818 | 0.53818 | 3.5343 | 3.5343 | 0.94181 | 0.94181 | 0.94181 | 3.7007 | 3.7007 | 1.3454 | 1.3454 | 1.3454
| 206034.01 | Commercial | Battery Energy Storage (without solar) | Office | C&I Energy Storage | 0 | 0 | 0 | 0 | 0 | 0 | 0 | 0 | 0 | 0 | 0 | 0 | 0 | 0 | 0
| 206034.02 | Commercial | Battery Energy Storage (without solar) | Retail | C&I Energy Storage | 0 | 0 | 0 | 0 | 0 | 0 | 0 | 0 | 0 | 0 | 0 | 0 | 0 | 0 | 0
| 206034.03 | Commercial | Battery Energy Storage (without solar) | Food Service | C&I Energy Storage | 0 | 0 | 0 | 0 | 0 | 0 | 0 | 0 | 0 | 0 | 0 | 0 | 0 | 0 | 0
| 206034.04 | Commercial | Battery Energy Storage (without solar) | Healthcare/ Hospitals | C&I Energy Storage | 0 | 0 | 0 | 0 | 0 | 0 | 0 | 0 | 0 | 0 | 0 | 0 | 0 | 0 | 0
| 206034.05 | Commercial | Battery Energy Storage (without solar) | Campus/ Education | C&I Energy Storage | 0 | 0 | 0 | 0 | 0 | 0 | 0 | 0 | 0 | 0 | 0 | 0 | 0 | 0 | 0
| 206034.06 | Commercial | Battery Energy Storage (without solar) | Warehouse | C&I Energy Storage | 0 | 0 | 0 | 0 | 0 | 0 | 0 | 0 | 0 | 0 | 0 | 0 | 0 | 0 | 0
| 206034.07 | Commercial | Battery Energy Storage (without solar) | Lodging | C&I Energy Storage | 0 | 0 | 0 | 0 | 0 | 0 | 0 | 0 | 0 | 0 | 0 | 0 | 0 | 0 | 0
| 206034.08 | Commercial | Battery Energy Storage (without solar) | Other Commercial | C&I Energy Storage | 0 | 0 | 0 | 0 | 0 | 0 | 0 | 0 | 0 | 0 | 0 | 0 | 0 | 0 | 0
| 206034.09 | Commercial | Battery Energy Storage (without solar) | Food Sales | C&I Energy Storage | 0 | 0 | 0 | 0 | 0 | 0 | 0 | 0 | 0 | 0 | 0 | 0 | 0 | 0 | 0
| 206034.1 | Industrial | Battery Energy Storage (without solar) | Manufacturing/ Industrial | C&I Energy Storage | 0 | 0 | 0 | 0 | 0 | 0 | 0 | 0 | 0 | 0 | 0 | 0 | 0 | 0 | 0
| 206044.01 | Commercial | Battery Energy Storage (with solar) | Office | C&I Energy Storage | 0.1644 | 0.1644 | 0.019341 | 0.019341 | 0.019341 | 0.22242 | 0.22242 | 0.033847 | 0.033847 | 0.033847 | 0.30946 | 0.30946 | 0.048353 | 0.048353 | 0.048353
| 206044.02 | Commercial | Battery Energy Storage (with solar) | Retail | C&I Energy Storage | 0.081936 | 0.081936 | 0.010925 | 0.010925 | 0.010925 | 0.10925 | 0.10925 | 0.019118 | 0.019118 | 0.019118 | 0.15022 | 0.15022 | 0.027312 | 0.027312 | 0.027312
| 206044.03 | Commercial | Battery Energy Storage (with solar) | Food Service | C&I Energy Storage | 0 | 0 | 0 | 0 | 0 | 0 | 0 | 0 | 0 | 0 | 0 | 0 | 0 | 0 | 0
| 206044.04 | Commercial | Battery Energy Storage (with solar) | Healthcare/ Hospitals | C&I Energy Storage | 0 | 0 | 0 | 0 | 0 | 0 | 0 | 0 | 0 | 0 | 0 | 0 | 0 | 0 | 0
| 206044.05 | Commercial | Battery Energy Storage (with solar) | Campus/ Education | C&I Energy Storage | 0 | 0 | 0 | 0 | 0 | 0 | 0 | 0 | 0 | 0 | 0 | 0 | 0 | 0 | 0
| 206044.06 | Commercial | Battery Energy Storage (with solar) | Warehouse | C&I Energy Storage | 0 | 0 | 0 | 0 | 0 | 0 | 0 | 0 | 0 | 0 | 0 | 0 | 0 | 0 | 0
| 206044.07 | Commercial | Battery Energy Storage (with solar) | Lodging | C&I Energy Storage | 0 | 0 | 0 | 0 | 0 | 0 | 0 | 0 | 0 | 0 | 0 | 0 | 0 | 0 | 0
| 206044.08 | Commercial | Battery Energy Storage (with solar) | Other Commercial | C&I Energy Storage | 0.011952 | 0.011952 | 0.0023903 | 0.0023903 | 0.0023903 | 0.017928 | 0.017928 | 0.0041831 | 0.0041831 | 0.0041831 | 0.023903 | 0.023903 | 0.0059759 | 0.0059759 | 0.0059759
| 206044.09 | Commercial | Battery Energy Storage (with solar) | Food Sales | C&I Energy Storage | 0 | 0 | 0 | 0 | 0 | 0 | 0 | 0 | 0 | 0 | 0 | 0 | 0 | 0 | 0
| 206044.1 | Industrial | Battery Energy Storage (with solar) | Manufacturing/ Industrial | C&I Energy Storage | 0.099507 | 0.099507 | 0.019901 | 0.019901 | 0.019901 | 0.14926 | 0.14926 | 0.034827 | 0.034827 | 0.034827 | 0.19901 | 0.19901 | 0.049753 | 0.049753 | 0.049753
| 106018.17 | Residential | Electric Vehicle | All | Residential DLC | 1.3286 | 1.3286 | 0 | 0.076002 | 0.076002 | 1.6816 | 1.6816 | 0 | 0.20901 | 0.20901 | 2.1282 | 2.1282 | 0 | 0.38001 | 0.38001
| 206037.01 | Commercial | Electric Vehicle | Office | Small Commercial BYOD/DLC | 0.085124 | 0 | 0 | 0 | 0 | 0.12337 | 0 | 0 | 0 | 0 | 0.17877 | 0 | 0 | 0 | 0
| 306033.1 | Industrial | Large Industrial Curtailment | Manufacturing/ Industrial | Medium & Large C&I Curtailment | 17.6278 | 17.6278 | 5.0316 | 5.4424 | 6.743 | 17.6278 | 17.6278 | 5.083 | 5.8018 | 8.078 | 17.6278 | 17.6278 | 5.1343 | 6.1612 | 9.4129
| 306039.1 | Industrial | Medium Industrial Curtailment | Manufacturing/ Industrial | Medium & Large C&I Curtailment | 15.4754 | 15.4754 | 1.2612 | 1.3047 | 1.4062 | 15.4754 | 15.4754 | 2.2071 | 2.2833 | 2.4608 | 15.4754 | 15.4754 | 3.1531 | 3.2618 | 3.5155
| 206035.01 | Commercial | Large Emergency generators | Office | Medium & Large C&I Curtailment | 3.906 | 3.906 | 0 | 0.2232 | 0.2604 | 4.092 | 4.092 | 0 | 0.6138 | 0.7161 | 4.092 | 4.092 | 0 | 1.116 | 1.302
| 206035.02 | Commercial | Large Emergency generators | Retail | Medium & Large C&I Curtailment | 1.302 | 1.302 | 0 | 0.0744 | 0.0744 | 1.302 | 1.302 | 0 | 0.2046 | 0.2046 | 1.302 | 1.302 | 0 | 0.372 | 0.372
| 206035.03 | Commercial | Large Emergency generators | Food Service | Medium & Large C&I Curtailment | 0.93 | 0.93 | 0 | 0.0372 | 0.0744 | 0.93 | 0.93 | 0 | 0.1023 | 0.2046 | 0.93 | 0.93 | 0 | 0.186 | 0.372
| 206035.04 | Commercial | Large Emergency generators | Healthcare/ Hospitals | Medium & Large C&I Curtailment | 5.115 | 5.115 | 0 | 0.279 | 0.279 | 5.115 | 5.115 | 0 | 0.76725 | 0.76725 | 5.115 | 5.115 | 0 | 1.395 | 1.395
| 206035.05 | Commercial | Large Emergency generators | Campus/ Education | Medium & Large C&I Curtailment | 4.65 | 4.65 | 0 | 0.279 | 0.279 | 4.65 | 4.65 | 0 | 0.76725 | 0.76725 | 4.65 | 4.65 | 0 | 1.395 | 1.395
| 206035.09 | Commercial | Large Emergency generators | Food Sales | Medium & Large C&I Curtailment | 0.372 | 0.372 | 0 | 0.0372 | 0.0372 | 0.372 | 0.372 | 0 | 0.1023 | 0.1023 | 0.372 | 0.372 | 0 | 0.186 | 0.186
| 206035.1 | Industrial | Large Emergency generators | Manufacturing/ Industrial | Medium & Large C&I Curtailment | 5.115 | 5.115 | 0 | 0.279 | 0.279 | 5.115 | 5.115 | 0 | 0.76725 | 0.76725 | 5.115 | 5.115 | 0 | 1.395 | 1.395
| 206036.01 | Commercial | Large Combined Heat and Power | Office | Medium & Large C&I Curtailment | 2.5369 | 2.5369 | 0 | 0.16913 | 0.16913 | 2.9597 | 2.9597 | 0 | 0.4651 | 0.4651 | 2.9597 | 2.9597 | 0 | 0.84564 | 0.84564
| 206036.02 | Commercial | Large Combined Heat and Power | Retail | Medium & Large C&I Curtailment | 0.86643 | 0.86643 | 0 | 0.057762 | 0.057762 | 0.86643 | 0.86643 | 0 | 0.15885 | 0.15885 | 0.86643 | 0.86643 | 0 | 0.28881 | 0.28881
| 206036.03 | Commercial | Large Combined Heat and Power | Food Service | Medium & Large C&I Curtailment | 0.50071 | 0.50071 | 0 | 0.050071 | 0.050071 | 0.50071 | 0.50071 | 0 | 0.1377 | 0.1377 | 0.75107 | 0.75107 | 0 | 0.25036 | 0.25036
| 206036.04 | Commercial | Large Combined Heat and Power | Healthcare/ Hospitals | Medium & Large C&I Curtailment | 0.99339 | 0.99339 | 0 | 0.099339 | 0.099339 | 1.4901 | 1.4901 | 0 | 0.27318 | 0.27318 | 1.4901 | 1.4901 | 0 | 0.49669 | 0.49669
| 206036.05 | Commercial | Large Combined Heat and Power | Campus/ Education | Medium & Large C&I Curtailment | 1.2341 | 1.2341 | 0 | 0.082274 | 0.082274 | 1.2341 | 1.2341 | 0 | 0.22625 | 0.22625 | 1.2341 | 1.2341 | 0 | 0.41137 | 0.41137
| 206036.09 | Commercial | Large Combined Heat and Power | Food Sales | Medium & Large C&I Curtailment | 0 | 0 | 0 | 0 | 0 | 0 | 0 | 0 | 0 | 0 | 0 | 0 | 0 | 0 | 0
| 206036.1 | Industrial | Large Combined Heat and Power | Manufacturing/ Industrial | Medium & Large C&I Curtailment | 0.95983 | 0.95983 | 0 | 0.095983 | 0.095983 | 1.4397 | 1.4397 | 0 | 0.26395 | 0.26395 | 1.4397 | 1.4397 | 0 | 0.47992 | 0.47992
| 206045.01 | Commercial | Large Battery Energy Storage | Office | C&I Energy Storage | 0.29811 | 0.29811 | 0.11925 | 0.11925 | 0.11925 | 0.29811 | 0.29811 | 0.20868 | 0.20868 | 0.20868 | 0.59623 | 0.59623 | 0.29811 | 0.29811 | 0.29811
| 206045.02 | Commercial | Large Battery Energy Storage | Retail | C&I Energy Storage | 0 | 0 | 0 | 0 | 0 | 0 | 0 | 0 | 0 | 0 | 0 | 0 | 0 | 0 | 0
| 206045.03 | Commercial | Large Battery Energy Storage | Food Service | C&I Energy Storage | 0 | 0 | 0 | 0 | 0 | 0 | 0 | 0 | 0 | 0 | 0 | 0 | 0 | 0 | 0
| 206045.04 | Commercial | Large Battery Energy Storage | Healthcare/ Hospitals | C&I Energy Storage | 0.34185 | 0.34185 | 0.13674 | 0.13674 | 0.13674 | 0.34185 | 0.34185 | 0.23929 | 0.23929 | 0.23929 | 0.68369 | 0.68369 | 0.34185 | 0.34185 | 0.34185
| 206045.05 | Commercial | Large Battery Energy Storage | Campus/ Education | C&I Energy Storage | 0 | 0 | 0 | 0 | 0 | 0 | 0 | 0 | 0 | 0 | 0 | 0 | 0 | 0 | 0
| 206045.06 | Commercial | Large Battery Energy Storage | Warehouse | C&I Energy Storage | 0 | 0 | 0 | 0 | 0 | 0 | 0 | 0 | 0 | 0 | 0 | 0 | 0 | 0 | 0
| 206045.07 | Commercial | Large Battery Energy Storage | Lodging | C&I Energy Storage | 0 | 0 | 0 | 0 | 0 | 0 | 0 | 0 | 0 | 0 | 0 | 0 | 0 | 0 | 0
| 206045.08 | Commercial | Large Battery Energy Storage | Other Commercial | C&I Energy Storage | 0 | 0 | 0 | 0 | 0 | 0 | 0 | 0 | 0 | 0 | 0 | 0 | 0 | 0 | 0
| 206045.09 | Commercial | Large Battery Energy Storage | Food Sales | C&I Energy Storage | 0 | 0 | 0 | 0 | 0 | 0 | 0 | 0 | 0 | 0 | 0 | 0 | 0 | 0 | 0
| 206045.1 | Industrial | Large Battery Energy Storage | Manufacturing/ Industrial | C&I Energy Storage | 2.295 | 2.295 | 0.612 | 0.612 | 0.765 | 3.06 | 3.06 | 1.071 | 1.071 | 1.3388 | 4.2075 | 4.2075 | 1.53 | 1.53 | 1.9125
| 206046.01 | Commercial | Medium Battery Energy Storage | Office | C&I Energy Storage | 0.19993 | 0.19993 | 0.022215 | 0.022215 | 0.022215 | 0.26658 | 0.26658 | 0.038876 | 0.038876 | 0.038876 | 0.36654 | 0.36654 | 0.055537 | 0.055537 | 0.055537
| 206046.02 | Commercial | Medium Battery Energy Storage | Retail | C&I Energy Storage | 0.12127 | 0.12127 | 0.017639 | 0.017639 | 0.017639 | 0.17639 | 0.17639 | 0.030868 | 0.030868 | 0.030868 | 0.24253 | 0.24253 | 0.044097 | 0.044097 | 0.044097
| 206046.03 | Commercial | Medium Battery Energy Storage | Food Service | C&I Energy Storage | 0 | 0 | 0 | 0 | 0 | 0 | 0 | 0 | 0 | 0 | 0 | 0 | 0 | 0 | 0
| 206046.04 | Commercial | Medium Battery Energy Storage | Healthcare/ Hospitals | C&I Energy Storage | 0.171 | 0.171 | 0.0171 | 0.0171 | 0.0171 | 0.23513 | 0.23513 | 0.029925 | 0.029925 | 0.029925 | 0.32062 | 0.32062 | 0.04275 | 0.04275 | 0.04275
| 206046.05 | Commercial | Medium Battery Energy Storage | Campus/ Education | C&I Energy Storage | 0.162 | 0.162 | 0.0243 | 0.0243 | 0.0243 | 0.22275 | 0.22275 | 0.042525 | 0.042525 | 0.042525 | 0.2835 | 0.2835 | 0.06075 | 0.06075 | 0.06075
| 206046.06 | Commercial | Medium Battery Energy Storage | Warehouse | C&I Energy Storage | 0 | 0 | 0 | 0 | 0 | 0 | 0 | 0 | 0 | 0 | 0 | 0 | 0 | 0 | 0
| 206046.07 | Commercial | Medium Battery Energy Storage | Lodging | C&I Energy Storage | 0.089693 | 0.089693 | 0.0051253 | 0.0051253 | 0.0051253 | 0.11532 | 0.11532 | 0.0089693 | 0.0089693 | 0.0089693 | 0.14735 | 0.14735 | 0.012813 | 0.012813 | 0.012813
| 206046.08 | Commercial | Medium Battery Energy Storage | Other Commercial | C&I Energy Storage | 0 | 0 | 0 | 0 | 0 | 0 | 0 | 0 | 0 | 0 | 0 | 0 | 0 | 0 | 0
| 206046.09 | Commercial | Medium Battery Energy Storage | Food Sales | C&I Energy Storage | 0.135 | 0.135 | 0.027 | 0.027 | 0.027 | 0.18 | 0.18 | 0.04725 | 0.04725 | 0.04725 | 0.2475 | 0.2475 | 0.0675 | 0.0675 | 0.0675
| 206046.1 | Industrial | Medium Battery Energy Storage | Manufacturing/ Industrial | C&I Energy Storage | 1.0935 | 1.0935 | 0.1458 | 0.1458 | 0.1458 | 1.4175 | 1.4175 | 0.25515 | 0.25515 | 0.25515 | 1.8225 | 1.8225 | 0.3645 | 0.3645 | 0.3645

## Measure_Costs
Measure Level Annual DR Costs ($2021 Values)
NH DR Potential Study Outputs_Cover
Go to Table of Contents | [5 empty] | 2021 | 2021 | 2021 | 2021 | 2021 | 2021 | 2022 | 2022 | 2022 | 2022 | 2022 | 2022 | 2023 | 2023 | 2023 | 2023 | 2023 | 2023
| Index | Sector | Measure Name | Segment | Program Name | Up-front Measure Costs (equipment + sign-up incentives) | Up-front Measure Costs (equipment + sign-up incentives) | Up-front Measure Costs (equipment + sign-up incentives) | Annual Incentives (new participants) | Annual Incentives (new participants) | Annual Incentives (new participants) | Up-front Measure Costs (equipment + sign-up incentives) | Up-front Measure Costs (equipment + sign-up incentives) | Up-front Measure Costs (equipment + sign-up incentives) | Annual Incentives (new participants) | Annual Incentives (new participants) | Annual Incentives (new participants) | Up-front Measure Costs (equipment + sign-up incentives) | Up-front Measure Costs (equipment + sign-up incentives) | Up-front Measure Costs (equipment + sign-up incentives) | Annual Incentives (new participants) | Annual Incentives (new participants) | Annual Incentives (new participants)
[6 empty] | Low Scenario | Mid Scenario | Max Scenario | Low Scenario | Mid Scenario | Max Scenario | Low Scenario | Mid Scenario | Max Scenario | Low Scenario | Mid Scenario | Max Scenario | Low Scenario | Mid Scenario | Max Scenario | Low Scenario | Mid Scenario | Max Scenario
| 101001.14 | Residential | Smart Clothes Dryer | Single-Family | Residential BYOD | 0 | 47375 | 47375 | 0 | 0 | 0 | 0 | 82906.25 | 82906.25 | 0 | 0 | 0 | 0 | 106593.75 | 106593.75 | 0 | 0 | 0
| 101001.15 | Residential | Smart Clothes Dryer | Multi-Family | Residential BYOD | 0 | 3815 | 3815 | 0 | 0 | 0 | 0 | 6676.25 | 6676.25 | 0 | 0 | 0 | 0 | 8583.75 | 8583.75 | 0 | 0 | 0
| 101001.16 | Residential | Smart Clothes Dryer | Low Income | Residential BYOD | 0 | 15860 | 15860 | 0 | 0 | 0 | 0 | 27755 | 27755 | 0 | 0 | 0 | 0 | 35685 | 35685 | 0 | 0 | 0
| 101002.14 | Residential | Clothes Dryer | Single-Family | Residential DLC | 0 | 0 | 0 | 0 | 0 | 0 | 0 | 0 | 0 | 0 | 0 | 0 | 0 | 0 | 0 | 0 | 0 | 0
| 101002.15 | Residential | Clothes Dryer | Multi-Family | Residential DLC | 0 | 0 | 0 | 0 | 0 | 0 | 0 | 0 | 0 | 0 | 0 | 0 | 0 | 0 | 0 | 0 | 0 | 0
| 101002.16 | Residential | Clothes Dryer | Low Income | Residential DLC | 0 | 0 | 0 | 0 | 0 | 0 | 0 | 0 | 0 | 0 | 0 | 0 | 0 | 0 | 0 | 0 | 0 | 0
| 101006.14 | Residential | Smart Dehumidifier | Single-Family | Residential BYOD | 0 | 7685 | 7685 | 0 | 0 | 0 | 0 | 13448.75 | 13448.75 | 0 | 0 | 0 | 0 | 17291.25 | 17291.25 | 0 | 0 | 0
| 101006.15 | Residential | Smart Dehumidifier | Multi-Family | Residential BYOD | 0 | 570 | 570 | 0 | 0 | 0 | 0 | 997.5 | 997.5 | 0 | 0 | 0 | 0 | 1282.5 | 1282.5 | 0 | 0 | 0
| 101006.16 | Residential | Smart Dehumidifier | Low Income | Residential BYOD | 0 | 0 | 0 | 0 | 0 | 0 | 0 | 0 | 0 | 0 | 0 | 0 | 0 | 0 | 0 | 0 | 0 | 0
| 101003.14 | Residential | Smart Pool Pump | Single-Family | Residential BYOD | 0 | 4280 | 4690 | 0 | 2568 | 5628 | 0 | 7490 | 8207.5 | 0 | 4494 | 9849 | 0 | 9630 | 10552.5 | 0 | 5778 | 12663
| 101004.14 | Residential | Pool Pump (simple timer switch) | Single-Family | Residential DLC | 0 | 321692.8 | 357975.2 | 0 | 23088 | 51384 | 0 | 562962.4 | 626456.6 | 0 | 40404 | 89922 | 0 | 723808.8 | 805444.2 | 0 | 51948 | 115614
| 101005.14 | Residential | Pool Pump (smart switch) | Single-Family | Residential DLC | 0 | 207530.336 | 230936.824 | 0 | 11544 | 25692 | 0 | 363178.088 | 404139.442 | 0 | 20202 | 44961 | 0 | 466943.256 | 519607.854 | 0 | 25974 | 57807
| 201019.09 | Commercial | Commercial Refrigeration | Food Sales | Medium & Large C&I Curtailment | 0 | 78694 | 81760 | 0 | 1540 | 2400 | 0 | 137714.5 | 143080 | 0 | 2695 | 4200 | 0 | 177061.5 | 183960 | 0 | 3465 | 5400
| 102008.14 | Residential | Central AC | Single-Family | Residential BYOD | 63820 | 65700 | 67230 | 51056 | 65700 | 80676 | 47865 | 49275 | 50422.5 | 38292 | 49275 | 60507 | 47865 | 49275 | 50422.5 | 38292 | 49275 | 60507
| 102008.15 | Residential | Central AC | Multi-Family | Residential BYOD | 4640 | 4780 | 4890 | 3712 | 4780 | 5868 | 3480 | 3585 | 3667.5 | 2784 | 3585 | 4401 | 3480 | 3585 | 3667.5 | 2784 | 3585 | 4401
| 102008.16 | Residential | Central AC | Low Income | Residential BYOD | 3610 | 3720 | 3800 | 2888 | 3720 | 4560 | 2707.5 | 2790 | 2850 | 2166 | 2790 | 3420 | 2707.5 | 2790 | 2850 | 2166 | 2790 | 3420
| 102009.14 | Residential | Central AC | Single-Family | Residential DLC | 0 | 486484.8954 | 486484.8954 | 0 | 43161 | 43161 | 0 | 851348.567 | 851348.567 | 0 | 75531.75 | 75531.75 | 0 | 1094591.0147 | 1094591.0147 | 0 | 97112.25 | 97112.25
| 102009.15 | Residential | Central AC | Multi-Family | Residential DLC | 0 | 59479.1778 | 59479.1778 | 0 | 5277 | 5277 | 0 | 104088.5611 | 104088.5611 | 0 | 9234.75 | 9234.75 | 0 | 133828.15 | 133828.15 | 0 | 11873.25 | 11873.25
| 102009.16 | Residential | Central AC | Low Income | Residential DLC | 0 | 62488.6416 | 62488.6416 | 0 | 5544 | 5544 | 0 | 109355.1228 | 109355.1228 | 0 | 9702 | 9702 | 0 | 140599.4436 | 140599.4436 | 0 | 12474 | 12474
| 102011.14 | Residential | Ductless HP/AC | Single-Family | Residential BYOD | 2860 | 2860 | 3020 | 2288 | 2288 | 3624 | 2145 | 2145 | 2265 | 1716 | 1716 | 2718 | 2145 | 2145 | 2265 | 1716 | 1716 | 2718
| 102011.15 | Residential | Ductless HP/AC | Multi-Family | Residential BYOD | 280 | 280 | 300 | 224 | 224 | 360 | 210 | 210 | 225 | 168 | 168 | 270 | 210 | 210 | 225 | 168 | 168 | 270
| 102011.16 | Residential | Ductless HP/AC | Low Income | Residential BYOD | 520 | 520 | 550 | 416 | 416 | 660 | 390 | 390 | 412.5 | 312 | 312 | 495 | 390 | 390 | 412.5 | 312 | 312 | 495
| 102012.14 | Residential | Ductless HP/AC | Single-Family | Residential DLC | 0 | 23264.1696 | 24177.153 | 0 | 1100.8 | 1430 | 0 | 40712.2968 | 42310.0177 | 0 | 1926.4 | 2502.5 | 0 | 52344.3816 | 54398.5943 | 0 | 2476.8 | 3217.5
| 102012.15 | Residential | Ductless HP/AC | Multi-Family | Residential DLC | 0 | 4632.5454 | 4801.6164 | 0 | 219.2 | 284 | 0 | 8106.9544 | 8402.8287 | 0 | 383.6 | 497 | 0 | 10423.2271 | 10803.6369 | 0 | 493.2 | 639
| 102012.16 | Residential | Ductless HP/AC | Low Income | Residential DLC | 0 | 11665.899 | 12139.2978 | 0 | 552 | 718 | 0 | 20415.3232 | 21243.7711 | 0 | 966 | 1256.5 | 0 | 26248.2728 | 27313.4201 | 0 | 1242 | 1615.5
| 102010.14 | Residential | Room AC | Single-Family | Residential BYOD | 0 | 0 | 0 | 0 | 0 | 0 | 0 | 0 | 0 | 0 | 0 | 0 | 0 | 0 | 0 | 0 | 0 | 0
| 102010.15 | Residential | Room AC | Multi-Family | Residential BYOD | 0 | 0 | 0 | 0 | 0 | 0 | 0 | 0 | 0 | 0 | 0 | 0 | 0 | 0 | 0 | 0 | 0 | 0
| 102010.16 | Residential | Room AC | Low Income | Residential BYOD | 0 | 0 | 0 | 0 | 0 | 0 | 0 | 0 | 0 | 0 | 0 | 0 | 0 | 0 | 0 | 0 | 0 | 0
| 202020.01 | Commercial | WiFi Thermostat | Office | Small Commercial BYOD/DLC | 0 | 1590 | 1680 | 0 | 169.6 | 268.8 | 0 | 2782.5 | 2940 | 0 | 296.8 | 470.4 | 0 | 3577.5 | 3780 | 0 | 381.6 | 604.8
| 202020.02 | Commercial | WiFi Thermostat | Retail | Small Commercial BYOD/DLC | 0 | 360 | 375 | 0 | 38.4 | 60 | 0 | 630 | 656.25 | 0 | 67.2 | 105 | 0 | 810 | 843.75 | 0 | 86.4 | 135
| 202020.03 | Commercial | WiFi Thermostat | Food Service | Small Commercial BYOD/DLC | 0 | 105 | 105 | 0 | 11.2 | 16.8 | 0 | 183.75 | 183.75 | 0 | 19.6 | 29.4 | 0 | 236.25 | 236.25 | 0 | 25.2 | 37.8
| 202020.04 | Commercial | WiFi Thermostat | Healthcare/ Hospitals | Small Commercial BYOD/DLC | 0 | 195 | 195 | 0 | 20.8 | 31.2 | 0 | 341.25 | 341.25 | 0 | 36.4 | 54.6 | 0 | 438.75 | 438.75 | 0 | 46.8 | 70.2
| 202020.05 | Commercial | WiFi Thermostat | Campus/ Education | Small Commercial BYOD/DLC | 0 | 105 | 105 | 0 | 11.2 | 16.8 | 0 | 183.75 | 183.75 | 0 | 19.6 | 29.4 | 0 | 236.25 | 236.25 | 0 | 25.2 | 37.8
| 202020.06 | Commercial | WiFi Thermostat | Warehouse | Small Commercial BYOD/DLC | 0 | 60 | 60 | 0 | 6.4 | 9.6 | 0 | 105 | 105 | 0 | 11.2 | 16.8 | 0 | 135 | 135 | 0 | 14.4 | 21.6
| 202020.07 | Commercial | WiFi Thermostat | Lodging | Small Commercial BYOD/DLC | 0 | 120 | 120 | 0 | 12.8 | 19.2 | 0 | 210 | 210 | 0 | 22.4 | 33.6 | 0 | 270 | 270 | 0 | 28.8 | 43.2
| 202020.08 | Commercial | WiFi Thermostat | Other Commercial | Small Commercial BYOD/DLC | 0 | 150 | 150 | 0 | 16 | 24 | 0 | 262.5 | 262.5 | 0 | 28 | 42 | 0 | 337.5 | 337.5 | 0 | 36 | 54
| 202020.09 | Commercial | WiFi Thermostat | Food Sales | Small Commercial BYOD/DLC | 0 | 105 | 105 | 0 | 11.2 | 16.8 | 0 | 183.75 | 183.75 | 0 | 19.6 | 29.4 | 0 | 236.25 | 236.25 | 0 | 25.2 | 37.8
| 202021.01 | Commercial | WiFi Thermostat | Office | Small Commercial BYOD/DLC | 0 | 16636.5864 | 17684.8266 | 0 | 787.2 | 1255.2 | 0 | 29114.0262 | 30948.4465 | 0 | 1377.6 | 2196.6 | 0 | 37432.3194 | 39790.8599 | 0 | 1771.2 | 2824.2
| 202021.02 | Commercial | WiFi Thermostat | Retail | Small Commercial BYOD/DLC | 0 | 3685.7478 | 3922.4472 | 0 | 174.4 | 278.4 | 0 | 6450.0586 | 6864.2826 | 0 | 305.2 | 487.2 | 0 | 8292.9326 | 8825.5062 | 0 | 392.4 | 626.4
| 202021.03 | Commercial | WiFi Thermostat | Food Service | Small Commercial BYOD/DLC | 0 | 1115.8686 | 1217.3112 | 0 | 52.8 | 86.4 | 0 | 1952.77 | 2130.2946 | 0 | 92.4 | 151.2 | 0 | 2510.7043 | 2738.9502 | 0 | 118.8 | 194.4
| 202021.04 | Commercial | WiFi Thermostat | Healthcare/ Hospitals | Small Commercial BYOD/DLC | 0 | 1656.8958 | 1758.3384 | 0 | 78.4 | 124.8 | 0 | 2899.5676 | 3077.0922 | 0 | 137.2 | 218.4 | 0 | 3728.0156 | 3956.2614 | 0 | 176.4 | 280.8
| 202021.05 | Commercial | WiFi Thermostat | Campus/ Education | Small Commercial BYOD/DLC | 0 | 1115.8686 | 1183.497 | 0 | 52.8 | 84 | 0 | 1952.77 | 2071.1197 | 0 | 92.4 | 147 | 0 | 2510.7043 | 2662.8682 | 0 | 118.8 | 189
| 202021.06 | Commercial | WiFi Thermostat | Warehouse | Small Commercial BYOD/DLC | 0 | 608.6556 | 642.4698 | 0 | 28.8 | 45.6 | 0 | 1065.1473 | 1124.3221 | 0 | 50.4 | 79.8 | 0 | 1369.4751 | 1445.5571 | 0 | 64.8 | 102.6
| 202021.07 | Commercial | WiFi Thermostat | Lodging | Small Commercial BYOD/DLC | 0 | 1284.9396 | 1352.568 | 0 | 60.8 | 96 | 0 | 2248.6443 | 2366.994 | 0 | 106.4 | 168 | 0 | 2891.1141 | 3043.278 | 0 | 136.8 | 216
| 202021.08 | Commercial | WiFi Thermostat | Other Commercial | Small Commercial BYOD/DLC | 0 | 1589.2674 | 1690.71 | 0 | 75.2 | 120 | 0 | 2781.2179 | 2958.7425 | 0 | 131.6 | 210 | 0 | 3575.8517 | 3804.0975 | 0 | 169.2 | 270
| 202021.09 | Commercial | WiFi Thermostat | Food Sales | Small Commercial BYOD/DLC | 0 | 1149.6828 | 1217.3112 | 0 | 54.4 | 86.4 | 0 | 2011.9449 | 2130.2946 | 0 | 95.2 | 151.2 | 0 | 2586.7863 | 2738.9502 | 0 | 122.4 | 194.4
| 102013.14 | Residential | Thermal Energy Storage | Single-Family | Residential Energy Storage | 0 | 0 | 0 | 0 | 0 | 0 | 0 | 0 | 0 | 0 | 0 | 0 | 0 | 0 | 0 | 0 | 0 | 0
| 202026.01 | Commercial | Thermal Energy Storage | Office | C&I Energy Storage | 0 | 0 | 0 | 0 | 0 | 0 | 0 | 0 | 0 | 0 | 0 | 0 | 0 | 0 | 0 | 0 | 0 | 0
| 202026.02 | Commercial | Thermal Energy Storage | Retail | C&I Energy Storage | 0 | 0 | 0 | 0 | 0 | 0 | 0 | 0 | 0 | 0 | 0 | 0 | 0 | 0 | 0 | 0 | 0 | 0
| 202026.03 | Commercial | Thermal Energy Storage | Food Service | C&I Energy Storage | 0 | 0 | 0 | 0 | 0 | 0 | 0 | 0 | 0 | 0 | 0 | 0 | 0 | 0 | 0 | 0 | 0 | 0
| 202026.04 | Commercial | Thermal Energy Storage | Healthcare/ Hospitals | C&I Energy Storage | 0 | 143640 | 161280 | 0 | 285 | 640 | 0 | 251370 | 282240 | 0 | 498.75 | 1120 | 0 | 323190 | 362880 | 0 | 641.25 | 1440
| 202026.05 | Commercial | Thermal Energy Storage | Campus/ Education | C&I Energy Storage | 0 | 191520 | 216720 | 0 | 190 | 430 | 0 | 335160 | 379260 | 0 | 332.5 | 752.5 | 0 | 430920 | 487620 | 0 | 427.5 | 967.5
| 202026.06 | Commercial | Thermal Energy Storage | Warehouse | C&I Energy Storage | 0 | 0 | 0 | 0 | 0 | 0 | 0 | 0 | 0 | 0 | 0 | 0 | 0 | 0 | 0 | 0 | 0 | 0
| 202026.07 | Commercial | Thermal Energy Storage | Lodging | C&I Energy Storage | 0 | 0 | 0 | 0 | 0 | 0 | 0 | 0 | 0 | 0 | 0 | 0 | 0 | 0 | 0 | 0 | 0 | 0
| 202026.08 | Commercial | Thermal Energy Storage | Other Commercial | C&I Energy Storage | 0 | 0 | 0 | 0 | 0 | 0 | 0 | 0 | 0 | 0 | 0 | 0 | 0 | 0 | 0 | 0 | 0 | 0
| 202026.09 | Commercial | Thermal Energy Storage | Food Sales | C&I Energy Storage | 0 | 0 | 0 | 0 | 0 | 0 | 0 | 0 | 0 | 0 | 0 | 0 | 0 | 0 | 0 | 0 | 0 | 0
| 103014.14 | Residential | Smart Resistance Storage Water Heater | Single-Family | Residential BYOD | 0 | 10385 | 10995 | 0 | 4154 | 6597 | 0 | 18173.75 | 19241.25 | 0 | 7269.5 | 11544.75 | 0 | 23366.25 | 24738.75 | 0 | 9346.5 | 14843.25
| 103014.15 | Residential | Smart Resistance Storage Water Heater | Multi-Family | Residential BYOD | 0 | 1875 | 0 | 0 | 750 | 0 | 0 | 3281.25 | 0 | 0 | 1312.5 | 0 | 0 | 4218.75 | 0 | 0 | 1687.5 | 0
| 103014.16 | Residential | Smart Resistance Storage Water Heater | Low Income | Residential BYOD | 0 | 6515 | 6900 | 0 | 2606 | 4140 | 0 | 11401.25 | 12075 | 0 | 4560.5 | 7245 | 0 | 14658.75 | 15525 | 0 | 5863.5 | 9315
| 103015.14 | Residential | Resistance Storage Water Heater (smart switch) | Single-Family | Residential DLC | 0 | 0 | 0 | 0 | 0 | 0 | 0 | 0 | 0 | 0 | 0 | 0 | 0 | 0 | 0 | 0 | 0 | 0
| 103015.15 | Residential | Resistance Storage Water Heater (smart switch) | Multi-Family | Residential DLC | 0 | 0 | 0 | 0 | 0 | 0 | 0 | 0 | 0 | 0 | 0 | 0 | 0 | 0 | 0 | 0 | 0 | 0
| 103015.16 | Residential | Resistance Storage Water Heater (smart switch) | Low Income | Residential DLC | 0 | 0 | 0 | 0 | 0 | 0 | 0 | 0 | 0 | 0 | 0 | 0 | 0 | 0 | 0 | 0 | 0 | 0
| 103016.14 | Residential | Smart Heat Pump Water Heater | Single-Family | Residential BYOD | 0 | 1600 | 1695 | 0 | 0 | 0 | 0 | 2800 | 2966.25 | 0 | 0 | 0 | 0 | 3600 | 3813.75 | 0 | 0 | 0
| 203027.01 | Commercial | Smart Resistance Storage Water Heater | Office | Small Commercial BYOD/DLC | 0 | 3240 | 3240 | 0 | 432 | 432 | 0 | 5670 | 5670 | 0 | 756 | 756 | 0 | 7290 | 7290 | 0 | 972 | 972
| 203027.02 | Commercial | Smart Resistance Storage Water Heater | Retail | Small Commercial BYOD/DLC | 0 | 915 | 915 | 0 | 122 | 122 | 0 | 1601.25 | 1601.25 | 0 | 213.5 | 213.5 | 0 | 2058.75 | 2058.75 | 0 | 274.5 | 274.5
| 203027.03 | Commercial | Smart Resistance Storage Water Heater | Food Service | Small Commercial BYOD/DLC | 0 | 150 | 150 | 0 | 20 | 20 | 0 | 262.5 | 262.5 | 0 | 35 | 35 | 0 | 337.5 | 337.5 | 0 | 45 | 45
| 203027.04 | Commercial | Smart Resistance Storage Water Heater | Healthcare/ Hospitals | Small Commercial BYOD/DLC | 0 | 285 | 285 | 0 | 38 | 38 | 0 | 498.75 | 498.75 | 0 | 66.5 | 66.5 | 0 | 641.25 | 641.25 | 0 | 85.5 | 85.5
| 203027.05 | Commercial | Smart Resistance Storage Water Heater | Campus/ Education | Small Commercial BYOD/DLC | 0 | 300 | 300 | 0 | 40 | 40 | 0 | 525 | 525 | 0 | 70 | 70 | 0 | 675 | 675 | 0 | 90 | 90
| 203027.06 | Commercial | Smart Resistance Storage Water Heater | Warehouse | Small Commercial BYOD/DLC | 0 | 285 | 285 | 0 | 38 | 38 | 0 | 498.75 | 498.75 | 0 | 66.5 | 66.5 | 0 | 641.25 | 641.25 | 0 | 85.5 | 85.5
| 203027.07 | Commercial | Smart Resistance Storage Water Heater | Lodging | Small Commercial BYOD/DLC | 0 | 300 | 300 | 0 | 40 | 40 | 0 | 525 | 525 | 0 | 70 | 70 | 0 | 675 | 675 | 0 | 90 | 90
| 203027.08 | Commercial | Smart Resistance Storage Water Heater | Other Commercial | Small Commercial BYOD/DLC | 0 | 465 | 465 | 0 | 62 | 62 | 0 | 813.75 | 813.75 | 0 | 108.5 | 108.5 | 0 | 1046.25 | 1046.25 | 0 | 139.5 | 139.5
| 203027.09 | Commercial | Smart Resistance Storage Water Heater | Food Sales | Small Commercial BYOD/DLC | 0 | 0 | 0 | 0 | 0 | 0 | 0 | 0 | 0 | 0 | 0 | 0 | 0 | 0 | 0 | 0 | 0 | 0
| 203028.01 | Commercial | Resistance Storage Water Heater (smart switch) | Office | Small Commercial BYOD/DLC | 0 | 0 | 0 | 0 | 0 | 0 | 0 | 0 | 0 | 0 | 0 | 0 | 0 | 0 | 0 | 0 | 0 | 0
| 203028.02 | Commercial | Resistance Storage Water Heater (smart switch) | Retail | Small Commercial BYOD/DLC | 0 | 32429.2 | 32429.2 | 0 | 1004 | 1004 | 0 | 56751.1 | 56751.1 | 0 | 1757 | 1757 | 0 | 72965.7 | 72965.7 | 0 | 2259 | 2259
| 203028.03 | Commercial | Resistance Storage Water Heater (smart switch) | Food Service | Small Commercial BYOD/DLC | 0 | 5749.4 | 5749.4 | 0 | 178 | 178 | 0 | 10061.45 | 10061.45 | 0 | 311.5 | 311.5 | 0 | 12936.15 | 12936.15 | 0 | 400.5 | 400.5
| 203028.04 | Commercial | Resistance Storage Water Heater (smart switch) | Healthcare/ Hospitals | Small Commercial BYOD/DLC | 0 | 10142.2 | 10142.2 | 0 | 314 | 314 | 0 | 17748.85 | 17748.85 | 0 | 549.5 | 549.5 | 0 | 22819.95 | 22819.95 | 0 | 706.5 | 706.5
| 203028.05 | Commercial | Resistance Storage Water Heater (smart switch) | Campus/ Education | Small Commercial BYOD/DLC | 0 | 11046.6 | 11046.6 | 0 | 342 | 342 | 0 | 19331.55 | 19331.55 | 0 | 598.5 | 598.5 | 0 | 24854.85 | 24854.85 | 0 | 769.5 | 769.5
| 203028.06 | Commercial | Resistance Storage Water Heater (smart switch) | Warehouse | Small Commercial BYOD/DLC | 0 | 0 | 0 | 0 | 0 | 0 | 0 | 0 | 0 | 0 | 0 | 0 | 0 | 0 | 0 | 0 | 0 | 0
| 203028.07 | Commercial | Resistance Storage Water Heater (smart switch) | Lodging | Small Commercial BYOD/DLC | 0 | 10982 | 10982 | 0 | 340 | 340 | 0 | 19218.5 | 19218.5 | 0 | 595 | 595 | 0 | 24709.5 | 24709.5 | 0 | 765 | 765
| 203028.08 | Commercial | Resistance Storage Water Heater (smart switch) | Other Commercial | Small Commercial BYOD/DLC | 0 | 0 | 0 | 0 | 0 | 0 | 0 | 0 | 0 | 0 | 0 | 0 | 0 | 0 | 0 | 0 | 0 | 0
| 203028.09 | Commercial | Resistance Storage Water Heater (smart switch) | Food Sales | Small Commercial BYOD/DLC | 0 | 0 | 0 | 0 | 0 | 0 | 0 | 0 | 0 | 0 | 0 | 0 | 0 | 0 | 0 | 0 | 0 | 0
| 202022.01 | Commercial | Medium Curtailment | Office | Medium & Large C&I Curtailment | 0 | 0 | 0 | 6520.747 | 10523.8311 | 30967.2542 | 0 | 0 | 0 | 4890.5603 | 7892.8733 | 23225.4406 | 0 | 0 | 0 | 4890.5603 | 7892.8733 | 23225.4406
| 202022.02 | Commercial | Medium Curtailment | Retail | Medium & Large C&I Curtailment | 0 | 0 | 0 | 3548.4589 | 5841.6806 | 17380.2068 | 0 | 0 | 0 | 2661.3442 | 4381.2605 | 13035.1551 | 0 | 0 | 0 | 2661.3442 | 4381.2605 | 13035.1551
| 202022.03 | Commercial | Medium Curtailment | Food Service | Medium & Large C&I Curtailment | 0 | 0 | 0 | 397.8453 | 833.5806 | 2273.4015 | 0 | 0 | 0 | 298.384 | 625.1854 | 1705.0512 | 0 | 0 | 0 | 298.384 | 625.1854 | 1705.0512
| 202022.04 | Commercial | Medium Curtailment | Healthcare/ Hospitals | Medium & Large C&I Curtailment | 0 | 0 | 0 | 4653.1425 | 7742.2034 | 22288.1613 | 0 | 0 | 0 | 3489.8568 | 5806.6526 | 16716.121 | 0 | 0 | 0 | 3489.8568 | 5806.6526 | 16716.121
| 202022.05 | Commercial | Medium Curtailment | Campus/ Education | Medium & Large C&I Curtailment | 0 | 0 | 0 | 9098.2682 | 15250.4304 | 42891.8356 | 0 | 0 | 0 | 6823.7011 | 11437.8228 | 32168.8767 | 0 | 0 | 0 | 6823.7011 | 11437.8228 | 32168.8767
| 202022.06 | Commercial | Medium Curtailment | Warehouse | Medium & Large C&I Curtailment | 0 | 0 | 0 | 601.6432 | 945.4393 | 3437.9612 | 0 | 0 | 0 | 451.2324 | 709.0795 | 2578.4709 | 0 | 0 | 0 | 451.2324 | 709.0795 | 2578.4709
| 202022.07 | Commercial | Medium Curtailment | Lodging | Medium & Large C&I Curtailment | 0 | 0 | 0 | 2115.0624 | 3462.1558 | 10197.6224 | 0 | 0 | 0 | 1586.2968 | 2596.6168 | 7648.2168 | 0 | 0 | 0 | 1586.2968 | 2596.6168 | 7648.2168
| 202022.08 | Commercial | Medium Curtailment | Other Commercial | Medium & Large C&I Curtailment | 0 | 0 | 0 | 200.3583 | 314.8488 | 858.6786 | 0 | 0 | 0 | 150.2688 | 236.1366 | 644.0089 | 0 | 0 | 0 | 150.2688 | 236.1366 | 644.0089
| 202022.09 | Commercial | Medium Curtailment | Food Sales | Medium & Large C&I Curtailment | 0 | 0 | 0 | 5102.9512 | 8553.5182 | 24785.7631 | 0 | 0 | 0 | 3827.2134 | 6415.1387 | 18589.3223 | 0 | 0 | 0 | 3827.2134 | 6415.1387 | 18589.3223
| 202023.01 | Commercial | Medium Curtailment (Auto-DR) | Office | Medium & Large C&I Curtailment | 0 | 4069.4857 | 0 | 0 | 993.7364 | 0 | 0 | 7121.5999 | 0 | 0 | 1739.0387 | 0 | 0 | 9156.3427 | 0 | 0 | 2235.9068 | 0
| 202023.02 | Commercial | Medium Curtailment (Auto-DR) | Retail | Medium & Large C&I Curtailment | 0 | 2601.1963 | 0 | 0 | 635.1917 | 0 | 0 | 4552.0934 | 0 | 0 | 1111.5854 | 0 | 0 | 5852.6916 | 0 | 0 | 1429.1812 | 0
| 202023.03 | Commercial | Medium Curtailment (Auto-DR) | Food Service | Medium & Large C&I Curtailment | 0 | 510.3705 | 0 | 0 | 124.6285 | 0 | 0 | 893.1484 | 0 | 0 | 218.0998 | 0 | 0 | 1148.3337 | 0 | 0 | 280.414 | 0
| 202023.04 | Commercial | Medium Curtailment (Auto-DR) | Healthcare/ Hospitals | Medium & Large C&I Curtailment | 0 | 3160.1764 | 0 | 0 | 771.6902 | 0 | 0 | 5530.3087 | 0 | 0 | 1350.4579 | 0 | 0 | 7110.3969 | 0 | 0 | 1736.303 | 0
| 202023.05 | Commercial | Medium Curtailment (Auto-DR) | Campus/ Education | Medium & Large C&I Curtailment | 0 | 3501.4778 | 0 | 0 | 855.0333 | 0 | 0 | 6127.5862 | 0 | 0 | 1496.3083 | 0 | 0 | 7878.3251 | 0 | 0 | 1923.825 | 0
| 202023.06 | Commercial | Medium Curtailment (Auto-DR) | Warehouse | Medium & Large C&I Curtailment | 0 | 771.81 | 0 | 0 | 188.4699 | 0 | 0 | 1350.6675 | 0 | 0 | 329.8224 | 0 | 0 | 1736.5725 | 0 | 0 | 424.0573 | 0
| 202023.07 | Commercial | Medium Curtailment (Auto-DR) | Lodging | Medium & Large C&I Curtailment | 0 | 1695.7999 | 0 | 0 | 414.101 | 0 | 0 | 2967.6498 | 0 | 0 | 724.6767 | 0 | 0 | 3815.5497 | 0 | 0 | 931.7272 | 0
| 202023.08 | Commercial | Medium Curtailment (Auto-DR) | Other Commercial | Medium & Large C&I Curtailment | 0 | 0 | 0 | 0 | 0 | 0 | 0 | 0 | 0 | 0 | 0 | 0 | 0 | 0 | 0 | 0 | 0 | 0
| 202023.09 | Commercial | Medium Curtailment (Auto-DR) | Food Sales | Medium & Large C&I Curtailment | 0 | 3927.752 | 0 | 0 | 959.1261 | 0 | 0 | 6873.566 | 0 | 0 | 1678.4707 | 0 | 0 | 8837.442 | 0 | 0 | 2158.0338 | 0
| 202024.01 | Commercial | Large Curtailment | Office | Medium & Large C&I Curtailment | 0 | 0 | 0 | 11900 | 18582.4802 | 168931.6379 | 0 | 0 | 0 | 8925 | 13936.8601 | 126698.7284 | 0 | 0 | 0 | 8925 | 13936.8601 | 126698.7284
| 202024.02 | Commercial | Large Curtailment | Retail | Medium & Large C&I Curtailment | 0 | 0 | 0 | 0 | 0 | 12271.4805 | 0 | 0 | 0 | 0 | 0 | 9203.6104 | 0 | 0 | 0 | 0 | 0 | 9203.6104
| 202024.03 | Commercial | Large Curtailment | Food Service | Medium & Large C&I Curtailment | 0 | 0 | 0 | 0 | 0 | 0 | 0 | 0 | 0 | 0 | 0 | 0 | 0 | 0 | 0 | 0 | 0 | 0
| 202024.04 | Commercial | Large Curtailment | Healthcare/ Hospitals | Medium & Large C&I Curtailment | 0 | 0 | 0 | 8754.896 | 17197.1172 | 125069.9434 | 0 | 0 | 0 | 6566.172 | 12897.8379 | 93802.4575 | 0 | 0 | 0 | 6566.172 | 12897.8379 | 93802.4575
| 202024.05 | Commercial | Large Curtailment | Campus/ Education | Medium & Large C&I Curtailment | 0 | 0 | 0 | 0 | 0 | 0 | 0 | 0 | 0 | 0 | 0 | 0 | 0 | 0 | 0 | 0 | 0 | 0
| 202024.06 | Commercial | Large Curtailment | Warehouse | Medium & Large C&I Curtailment | 0 | 0 | 0 | 0 | 0 | 0 | 0 | 0 | 0 | 0 | 0 | 0 | 0 | 0 | 0 | 0 | 0 | 0
| 202024.07 | Commercial | Large Curtailment | Lodging | Medium & Large C&I Curtailment | 0 | 0 | 0 | 4385.1905 | 6891.0137 | 62645.5789 | 0 | 0 | 0 | 3288.8929 | 5168.2603 | 46984.1842 | 0 | 0 | 0 | 3288.8929 | 5168.2603 | 46984.1842
| 202024.08 | Commercial | Large Curtailment | Other Commercial | Medium & Large C&I Curtailment | 0 | 0 | 0 | 0 | 3682.657 | 16739.3498 | 0 | 0 | 0 | 0 | 2761.9927 | 12554.5123 | 0 | 0 | 0 | 0 | 2761.9927 | 12554.5123
| 202024.09 | Commercial | Large Curtailment | Food Sales | Medium & Large C&I Curtailment | 0 | 0 | 0 | 1330 | 2072.4538 | 9420.2444 | 0 | 0 | 0 | 997.5 | 1554.3403 | 7065.1833 | 0 | 0 | 0 | 997.5 | 1554.3403 | 7065.1833
| 202025.01 | Commercial | Large Curtailment (Auto-DR) | Office | Medium & Large C&I Curtailment | 0 | 9101.8919 | 18203.7838 | 0 | 1616.4439 | 8082.2195 | 0 | 15928.3108 | 31856.6217 | 0 | 2828.7768 | 14143.8842 | 0 | 20479.2568 | 40958.5136 | 0 | 3636.9988 | 18184.994
| 202025.02 | Commercial | Large Curtailment (Auto-DR) | Retail | Medium & Large C&I Curtailment | 0 | 0 | 0 | 0 | 0 | 0 | 0 | 0 | 0 | 0 | 0 | 0 | 0 | 0 | 0 | 0 | 0 | 0
| 202025.03 | Commercial | Large Curtailment (Auto-DR) | Food Service | Medium & Large C&I Curtailment | 0 | 0 | 0 | 0 | 0 | 0 | 0 | 0 | 0 | 0 | 0 | 0 | 0 | 0 | 0 | 0 | 0 | 0
| 202025.04 | Commercial | Large Curtailment (Auto-DR) | Healthcare/ Hospitals | Medium & Large C&I Curtailment | 0 | 8423.3267 | 16846.6535 | 0 | 1495.9346 | 7479.6731 | 0 | 14740.8218 | 29481.6436 | 0 | 2617.8856 | 13089.4279 | 0 | 18952.4851 | 37904.9703 | 0 | 3365.8529 | 16829.2644
| 202025.05 | Commercial | Large Curtailment (Auto-DR) | Campus/ Education | Medium & Large C&I Curtailment | 0 | 0 | 9588.7863 | 0 | 0 | 4257.2839 | 0 | 0 | 16780.376 | 0 | 0 | 7450.2468 | 0 | 0 | 21574.7691 | 0 | 0 | 9578.8888
| 202025.06 | Commercial | Large Curtailment (Auto-DR) | Warehouse | Medium & Large C&I Curtailment | 0 | 0 | 0 | 0 | 0 | 0 | 0 | 0 | 0 | 0 | 0 | 0 | 0 | 0 | 0 | 0 | 0 | 0
| 202025.07 | Commercial | Large Curtailment (Auto-DR) | Lodging | Medium & Large C&I Curtailment | 0 | 4219.1126 | 8438.2253 | 0 | 749.2903 | 3746.4513 | 0 | 7383.4471 | 14766.8943 | 0 | 1311.258 | 6556.2898 | 0 | 9493.0034 | 18986.0069 | 0 | 1685.9031 | 8429.5154
| 202025.08 | Commercial | Large Curtailment (Auto-DR) | Other Commercial | Medium & Large C&I Curtailment | 0 | 0 | 0 | 0 | 0 | 0 | 0 | 0 | 0 | 0 | 0 | 0 | 0 | 0 | 0 | 0 | 0 | 0
| 202025.09 | Commercial | Large Curtailment (Auto-DR) | Food Sales | Medium & Large C&I Curtailment | 0 | 0 | 0 | 0 | 0 | 0 | 0 | 0 | 0 | 0 | 0 | 0 | 0 | 0 | 0 | 0 | 0 | 0
| 106017.14 | Residential | Battery Energy Storage (without solar) | Single-Family | Residential Energy Storage | 0 | 0 | 0 | 7903.98 | 7903.98 | 7903.98 | 0 | 0 | 0 | 5927.985 | 5927.985 | 5927.985 | 0 | 0 | 0 | 5927.985 | 5927.985 | 5927.985
| 106038.14 | Residential | Battery Energy Storage (with solar) | Single-Family | Residential Energy Storage | 0 | 0 | 0 | 121089.9375 | 121089.9375 | 121089.9375 | 0 | 0 | 0 | 90817.4531 | 90817.4531 | 90817.4531 | 0 | 0 | 0 | 90817.4531 | 90817.4531 | 90817.4531
| 206034.01 | Commercial | Battery Energy Storage (without solar) | Office | C&I Energy Storage | 0 | 0 | 0 | 0 | 0 | 0 | 0 | 0 | 0 | 0 | 0 | 0 | 0 | 0 | 0 | 0 | 0 | 0
| 206034.02 | Commercial | Battery Energy Storage (without solar) | Retail | C&I Energy Storage | 0 | 0 | 0 | 0 | 0 | 0 | 0 | 0 | 0 | 0 | 0 | 0 | 0 | 0 | 0 | 0 | 0 | 0
| 206034.03 | Commercial | Battery Energy Storage (without solar) | Food Service | C&I Energy Storage | 0 | 0 | 0 | 0 | 0 | 0 | 0 | 0 | 0 | 0 | 0 | 0 | 0 | 0 | 0 | 0 | 0 | 0
| 206034.04 | Commercial | Battery Energy Storage (without solar) | Healthcare/ Hospitals | C&I Energy Storage | 0 | 0 | 0 | 0 | 0 | 0 | 0 | 0 | 0 | 0 | 0 | 0 | 0 | 0 | 0 | 0 | 0 | 0
| 206034.05 | Commercial | Battery Energy Storage (without solar) | Campus/ Education | C&I Energy Storage | 0 | 0 | 0 | 0 | 0 | 0 | 0 | 0 | 0 | 0 | 0 | 0 | 0 | 0 | 0 | 0 | 0 | 0
| 206034.06 | Commercial | Battery Energy Storage (without solar) | Warehouse | C&I Energy Storage | 0 | 0 | 0 | 0 | 0 | 0 | 0 | 0 | 0 | 0 | 0 | 0 | 0 | 0 | 0 | 0 | 0 | 0
| 206034.07 | Commercial | Battery Energy Storage (without solar) | Lodging | C&I Energy Storage | 0 | 0 | 0 | 0 | 0 | 0 | 0 | 0 | 0 | 0 | 0 | 0 | 0 | 0 | 0 | 0 | 0 | 0
| 206034.08 | Commercial | Battery Energy Storage (without solar) | Other Commercial | C&I Energy Storage | 0 | 0 | 0 | 0 | 0 | 0 | 0 | 0 | 0 | 0 | 0 | 0 | 0 | 0 | 0 | 0 | 0 | 0
| 206034.09 | Commercial | Battery Energy Storage (without solar) | Food Sales | C&I Energy Storage | 0 | 0 | 0 | 0 | 0 | 0 | 0 | 0 | 0 | 0 | 0 | 0 | 0 | 0 | 0 | 0 | 0 | 0
| 206034.1 | Industrial | Battery Energy Storage (without solar) | Manufacturing/ Industrial | C&I Energy Storage | 0 | 0 | 0 | 0 | 0 | 0 | 0 | 0 | 0 | 0 | 0 | 0 | 0 | 0 | 0 | 0 | 0 | 0
| 206044.01 | Commercial | Battery Energy Storage (with solar) | Office | C&I Energy Storage | 0 | 0 | 0 | 1934.1088 | 1934.1088 | 2901.1632 | 0 | 0 | 0 | 1450.5816 | 1450.5816 | 2175.8724 | 0 | 0 | 0 | 1450.5816 | 1450.5816 | 2175.8724
| 206044.02 | Commercial | Battery Energy Storage (with solar) | Retail | C&I Energy Storage | 0 | 0 | 0 | 1092.474 | 1092.474 | 1638.711 | 0 | 0 | 0 | 819.3555 | 819.3555 | 1229.0333 | 0 | 0 | 0 | 819.3555 | 819.3555 | 1229.0333
| 206044.03 | Commercial | Battery Energy Storage (with solar) | Food Service | C&I Energy Storage | 0 | 0 | 0 | 0 | 0 | 0 | 0 | 0 | 0 | 0 | 0 | 0 | 0 | 0 | 0 | 0 | 0 | 0
| 206044.04 | Commercial | Battery Energy Storage (with solar) | Healthcare/ Hospitals | C&I Energy Storage | 0 | 0 | 0 | 0 | 0 | 0 | 0 | 0 | 0 | 0 | 0 | 0 | 0 | 0 | 0 | 0 | 0 | 0
| 206044.05 | Commercial | Battery Energy Storage (with solar) | Campus/ Education | C&I Energy Storage | 0 | 0 | 0 | 0 | 0 | 0 | 0 | 0 | 0 | 0 | 0 | 0 | 0 | 0 | 0 | 0 | 0 | 0
| 206044.06 | Commercial | Battery Energy Storage (with solar) | Warehouse | C&I Energy Storage | 0 | 0 | 0 | 0 | 0 | 0 | 0 | 0 | 0 | 0 | 0 | 0 | 0 | 0 | 0 | 0 | 0 | 0
| 206044.07 | Commercial | Battery Energy Storage (with solar) | Lodging | C&I Energy Storage | 0 | 0 | 0 | 0 | 0 | 0 | 0 | 0 | 0 | 0 | 0 | 0 | 0 | 0 | 0 | 0 | 0 | 0
| 206044.08 | Commercial | Battery Energy Storage (with solar) | Other Commercial | C&I Energy Storage | 0 | 0 | 0 | 239.0346 | 239.0346 | 358.5519 | 0 | 0 | 0 | 179.2759 | 179.2759 | 268.9139 | 0 | 0 | 0 | 179.2759 | 179.2759 | 268.9139
| 206044.09 | Commercial | Battery Energy Storage (with solar) | Food Sales | C&I Energy Storage | 0 | 0 | 0 | 0 | 0 | 0 | 0 | 0 | 0 | 0 | 0 | 0 | 0 | 0 | 0 | 0 | 0 | 0
| 206044.1 | Industrial | Battery Energy Storage (with solar) | Manufacturing/ Industrial | C&I Energy Storage | 0 | 0 | 0 | 1990.1303 | 1990.1303 | 2985.1954 | 0 | 0 | 0 | 1492.5977 | 1492.5977 | 2238.8966 | 0 | 0 | 0 | 1492.5977 | 1492.5977 | 2238.8966
| 106018.17 | Residential | Electric Vehicle | All | Residential DLC | 0 | 14090 | 14090 | 0 | 2818 | 2818 | 0 | 24657.5 | 24657.5 | 0 | 4931.5 | 4931.5 | 0 | 31702.5 | 31702.5 | 0 | 6340.5 | 6340.5
| 206037.01 | Commercial | Electric Vehicle | Office | Small Commercial BYOD/DLC | 0 | 0 | 0 | 0 | 0 | 0 | 0 | 0 | 0 | 0 | 0 | 0 | 0 | 0 | 0 | 0 | 0 | 0
| 306033.1 | Industrial | Large Industrial Curtailment | Manufacturing/ Industrial | Medium & Large C&I Curtailment | 0 | 0 | 0 | 2396.007 | 26356.0767 | 444972.7238 | 0 | 0 | 0 | 1797.0052 | 19767.0575 | 333729.5428 | 0 | 0 | 0 | 1797.0052 | 19767.0575 | 333729.5428
| 306039.1 | Industrial | Medium Industrial Curtailment | Manufacturing/ Industrial | Medium & Large C&I Curtailment | 0 | 0 | 0 | 44142.9049 | 71759.4021 | 210929.1518 | 0 | 0 | 0 | 33107.1787 | 53819.5516 | 158196.8638 | 0 | 0 | 0 | 33107.1787 | 53819.5516 | 158196.8638
| 206035.01 | Commercial | Large Emergency generators | Office | Medium & Large C&I Curtailment | 0 | 9000 | 10500 | 0 | 12276 | 26040 | 0 | 15750 | 18375 | 0 | 21483 | 45570 | 0 | 20250 | 23625 | 0 | 27621 | 58590
| 206035.02 | Commercial | Large Emergency generators | Retail | Medium & Large C&I Curtailment | 0 | 3000 | 3000 | 0 | 4092 | 7440 | 0 | 5250 | 5250 | 0 | 7161 | 13020 | 0 | 6750 | 6750 | 0 | 9207 | 16740
| 206035.03 | Commercial | Large Emergency generators | Food Service | Medium & Large C&I Curtailment | 0 | 1500 | 3000 | 0 | 2046 | 7440 | 0 | 2625 | 5250 | 0 | 3580.5 | 13020 | 0 | 3375 | 6750 | 0 | 4603.5 | 16740
| 206035.04 | Commercial | Large Emergency generators | Healthcare/ Hospitals | Medium & Large C&I Curtailment | 0 | 9000 | 9000 | 0 | 15345 | 27900 | 0 | 15750 | 15750 | 0 | 26853.75 | 48825 | 0 | 20250 | 20250 | 0 | 34526.25 | 62775
| 206035.05 | Commercial | Large Emergency generators | Campus/ Education | Medium & Large C&I Curtailment | 0 | 9000 | 9000 | 0 | 15345 | 27900 | 0 | 15750 | 15750 | 0 | 26853.75 | 48825 | 0 | 20250 | 20250 | 0 | 34526.25 | 62775
| 206035.09 | Commercial | Large Emergency generators | Food Sales | Medium & Large C&I Curtailment | 0 | 1500 | 1500 | 0 | 2046 | 3720 | 0 | 2625 | 2625 | 0 | 3580.5 | 6510 | 0 | 3375 | 3375 | 0 | 4603.5 | 8370
| 206035.1 | Industrial | Large Emergency generators | Manufacturing/ Industrial | Medium & Large C&I Curtailment | 0 | 9000 | 9000 | 0 | 15345 | 27900 | 0 | 15750 | 15750 | 0 | 26853.75 | 48825 | 0 | 20250 | 20250 | 0 | 34526.25 | 62775
| 206036.01 | Commercial | Large Combined Heat and Power | Office | Medium & Large C&I Curtailment | 0 | 0 | 0 | 0 | 9301.993 | 16912.7145 | 0 | 0 | 0 | 0 | 16278.4877 | 29597.2503 | 0 | 0 | 0 | 0 | 20929.4841 | 38053.6075
| 206036.02 | Commercial | Large Combined Heat and Power | Retail | Medium & Large C&I Curtailment | 0 | 0 | 0 | 0 | 3176.9186 | 5776.2156 | 0 | 0 | 0 | 0 | 5559.6076 | 10108.3774 | 0 | 0 | 0 | 0 | 7148.0669 | 12996.4852
| 206036.03 | Commercial | Large Combined Heat and Power | Food Service | Medium & Large C&I Curtailment | 0 | 0 | 0 | 0 | 2753.9141 | 5007.1166 | 0 | 0 | 0 | 0 | 4819.3497 | 8762.454 | 0 | 0 | 0 | 0 | 6196.3068 | 11266.0123
| 206036.04 | Commercial | Large Combined Heat and Power | Healthcare/ Hospitals | Medium & Large C&I Curtailment | 0 | 0 | 0 | 0 | 5463.6355 | 9933.8826 | 0 | 0 | 0 | 0 | 9561.362 | 17384.2946 | 0 | 0 | 0 | 0 | 12293.1798 | 22351.2359
| 206036.05 | Commercial | Large Combined Heat and Power | Campus/ Education | Medium & Large C&I Curtailment | 0 | 0 | 0 | 0 | 4525.0493 | 8227.3623 | 0 | 0 | 0 | 0 | 7918.8362 | 14397.884 | 0 | 0 | 0 | 0 | 10181.3608 | 18511.5652
| 206036.09 | Commercial | Large Combined Heat and Power | Food Sales | Medium & Large C&I Curtailment | 0 | 0 | 0 | 0 | 0 | 0 | 0 | 0 | 0 | 0 | 0 | 0 | 0 | 0 | 0 | 0 | 0 | 0
| 206036.1 | Industrial | Large Combined Heat and Power | Manufacturing/ Industrial | Medium & Large C&I Curtailment | 0 | 0 | 0 | 0 | 5279.0663 | 9598.3024 | 0 | 0 | 0 | 0 | 9238.3661 | 16797.0292 | 0 | 0 | 0 | 0 | 11877.8992 | 21596.1804
| 206045.01 | Commercial | Large Battery Energy Storage | Office | C&I Energy Storage | 0 | 0 | 0 | 11924.5862 | 11924.5862 | 29811.4655 | 0 | 0 | 0 | 8943.4397 | 8943.4397 | 22358.5991 | 0 | 0 | 0 | 8943.4397 | 8943.4397 | 22358.5991
| 206045.02 | Commercial | Large Battery Energy Storage | Retail | C&I Energy Storage | 0 | 0 | 0 | 0 | 0 | 0 | 0 | 0 | 0 | 0 | 0 | 0 | 0 | 0 | 0 | 0 | 0 | 0
| 206045.03 | Commercial | Large Battery Energy Storage | Food Service | C&I Energy Storage | 0 | 0 | 0 | 0 | 0 | 0 | 0 | 0 | 0 | 0 | 0 | 0 | 0 | 0 | 0 | 0 | 0 | 0
| 206045.04 | Commercial | Large Battery Energy Storage | Healthcare/ Hospitals | C&I Energy Storage | 0 | 0 | 0 | 13673.8145 | 13673.8145 | 34184.5364 | 0 | 0 | 0 | 10255.3609 | 10255.3609 | 25638.4023 | 0 | 0 | 0 | 10255.3609 | 10255.3609 | 25638.4023
| 206045.05 | Commercial | Large Battery Energy Storage | Campus/ Education | C&I Energy Storage | 0 | 0 | 0 | 0 | 0 | 0 | 0 | 0 | 0 | 0 | 0 | 0 | 0 | 0 | 0 | 0 | 0 | 0
| 206045.06 | Commercial | Large Battery Energy Storage | Warehouse | C&I Energy Storage | 0 | 0 | 0 | 0 | 0 | 0 | 0 | 0 | 0 | 0 | 0 | 0 | 0 | 0 | 0 | 0 | 0 | 0
| 206045.07 | Commercial | Large Battery Energy Storage | Lodging | C&I Energy Storage | 0 | 0 | 0 | 0 | 0 | 0 | 0 | 0 | 0 | 0 | 0 | 0 | 0 | 0 | 0 | 0 | 0 | 0
| 206045.08 | Commercial | Large Battery Energy Storage | Other Commercial | C&I Energy Storage | 0 | 0 | 0 | 0 | 0 | 0 | 0 | 0 | 0 | 0 | 0 | 0 | 0 | 0 | 0 | 0 | 0 | 0
| 206045.09 | Commercial | Large Battery Energy Storage | Food Sales | C&I Energy Storage | 0 | 0 | 0 | 0 | 0 | 0 | 0 | 0 | 0 | 0 | 0 | 0 | 0 | 0 | 0 | 0 | 0 | 0
| 206045.1 | Industrial | Large Battery Energy Storage | Manufacturing/ Industrial | C&I Energy Storage | 0 | 0 | 0 | 61200 | 61200 | 191250 | 0 | 0 | 0 | 45900 | 45900 | 143437.5 | 0 | 0 | 0 | 45900 | 45900 | 143437.5
| 206046.01 | Commercial | Medium Battery Energy Storage | Office | C&I Energy Storage | 0 | 0 | 0 | 2221.4673 | 2221.4673 | 3332.201 | 0 | 0 | 0 | 1666.1005 | 1666.1005 | 2499.1507 | 0 | 0 | 0 | 1666.1005 | 1666.1005 | 2499.1507
| 206046.02 | Commercial | Medium Battery Energy Storage | Retail | C&I Energy Storage | 0 | 0 | 0 | 1763.8844 | 1763.8844 | 2645.8265 | 0 | 0 | 0 | 1322.9133 | 1322.9133 | 1984.3699 | 0 | 0 | 0 | 1322.9133 | 1322.9133 | 1984.3699
| 206046.03 | Commercial | Medium Battery Energy Storage | Food Service | C&I Energy Storage | 0 | 0 | 0 | 0 | 0 | 0 | 0 | 0 | 0 | 0 | 0 | 0 | 0 | 0 | 0 | 0 | 0 | 0
| 206046.04 | Commercial | Medium Battery Energy Storage | Healthcare/ Hospitals | C&I Energy Storage | 0 | 0 | 0 | 1710 | 1710 | 2565 | 0 | 0 | 0 | 1282.5 | 1282.5 | 1923.75 | 0 | 0 | 0 | 1282.5 | 1282.5 | 1923.75
| 206046.05 | Commercial | Medium Battery Energy Storage | Campus/ Education | C&I Energy Storage | 0 | 0 | 0 | 2430 | 2430 | 3645 | 0 | 0 | 0 | 1822.5 | 1822.5 | 2733.75 | 0 | 0 | 0 | 1822.5 | 1822.5 | 2733.75
| 206046.06 | Commercial | Medium Battery Energy Storage | Warehouse | C&I Energy Storage | 0 | 0 | 0 | 0 | 0 | 0 | 0 | 0 | 0 | 0 | 0 | 0 | 0 | 0 | 0 | 0 | 0 | 0
| 206046.07 | Commercial | Medium Battery Energy Storage | Lodging | C&I Energy Storage | 0 | 0 | 0 | 512.534 | 512.534 | 768.801 | 0 | 0 | 0 | 384.4005 | 384.4005 | 576.6008 | 0 | 0 | 0 | 384.4005 | 384.4005 | 576.6008
| 206046.08 | Commercial | Medium Battery Energy Storage | Other Commercial | C&I Energy Storage | 0 | 0 | 0 | 0 | 0 | 0 | 0 | 0 | 0 | 0 | 0 | 0 | 0 | 0 | 0 | 0 | 0 | 0
| 206046.09 | Commercial | Medium Battery Energy Storage | Food Sales | C&I Energy Storage | 0 | 0 | 0 | 2700 | 2700 | 4050 | 0 | 0 | 0 | 2025 | 2025 | 3037.5 | 0 | 0 | 0 | 2025 | 2025 | 3037.5
| 206046.1 | Industrial | Medium Battery Energy Storage | Manufacturing/ Industrial | C&I Energy Storage | 0 | 0 | 0 | 14580 | 14580 | 21870 | 0 | 0 | 0 | 10935 | 10935 | 16402.5 | 0 | 0 | 0 | 10935 | 10935 | 16402.5

## Measure_NH Test
Measure Level NH Test |  |  |  | Note: The tests also include annual variable program costs per participant
NH DR Potential Study Outputs_Cover
Go to Table of Contents
| Index | Sector | Measure Name | Segment | Program Name | NH Test 2021 | NH Test 2021 | NH Test 2021 | NH Test 2022 | NH Test 2022 | NH Test 2022 | NH Test 2023 | NH Test 2023 | NH Test 2023
[6 empty] | Low Scenario | Mid Scenario | Max Scenario | Low Scenario | Mid Scenario | Max Scenario | Low Scenario | Mid Scenario | Max Scenario
| 101001.14 | Residential | Smart Clothes Dryer | Single-Family | Residential BYOD | 0 |  |  | 0 |  |  | 0
| 101001.15 | Residential | Smart Clothes Dryer | Multi-Family | Residential BYOD | 0 |  |  | 0 |  |  | 0
| 101001.16 | Residential | Smart Clothes Dryer | Low Income | Residential BYOD | 0 |  |  | 0 |  |  | 0
| 101002.14 | Residential | Clothes Dryer | Single-Family | Residential DLC | 0 |  |  | 0 |  |  | 0
| 101002.15 | Residential | Clothes Dryer | Multi-Family | Residential DLC | 0 |  |  | 0 |  |  | 0
| 101002.16 | Residential | Clothes Dryer | Low Income | Residential DLC | 0 |  |  | 0 |  |  | 0
| 101006.14 | Residential | Smart Dehumidifier | Single-Family | Residential BYOD | 0 |  |  | 0 |  |  | 0
| 101006.15 | Residential | Smart Dehumidifier | Multi-Family | Residential BYOD | 0 |  |  | 0 |  |  | 0
| 101006.16 | Residential | Smart Dehumidifier | Low Income | Residential BYOD | 0 |  |  | 0 |  |  | 0
| 101003.14 | Residential | Smart Pool Pump | Single-Family | Residential BYOD | 0 | 1.7477 | 1.366 | 0 | 1.7442 | 1.3633 | 0 | 1.7393 | 1.3595
| 101004.14 | Residential | Pool Pump (simple timer switch) | Single-Family | Residential DLC | 0 | 1.1118 | 0.94384 | 0 | 1.1097 | 0.94197 | 0 | 1.1066 | 0.93935
| 101005.14 | Residential | Pool Pump (smart switch) | Single-Family | Residential DLC | 0 | 1.01 | 0.86944 | 0 | 1.008 | 0.86772 | 0 | 1.0052 | 0.86531
| 201019.09 | Commercial | Commercial Refrigeration | Food Sales | Medium & Large C&I Curtailment | 0 | 2.0125 | 1.9002 | 0 | 2.0086 | 1.8964 | 0 | 2.003 | 1.8911
| 102008.14 | Residential | Central AC | Single-Family | Residential BYOD | 1.7271 | 1.5915 | 1.4756 | 1.7237 | 1.5883 | 1.4727 | 1.7188 | 1.5838 | 1.4685
| 102008.15 | Residential | Central AC | Multi-Family | Residential BYOD | 1.7271 | 1.5915 | 1.4756 | 1.7237 | 1.5883 | 1.4727 | 1.7188 | 1.5838 | 1.4685
| 102008.16 | Residential | Central AC | Low Income | Residential BYOD | 1.7271 | 1.5915 | 1.4756 | 1.7237 | 1.5883 | 1.4727 | 1.7188 | 1.5838 | 1.4685
| 102009.14 | Residential | Central AC | Single-Family | Residential DLC | 0 | 1.2864 | 1.2864 | 0 | 1.2839 | 1.2839 | 0 | 1.2803 | 1.2803
| 102009.15 | Residential | Central AC | Multi-Family | Residential DLC | 0 | 1.2864 | 1.2864 | 0 | 1.2839 | 1.2839 | 0 | 1.2803 | 1.2803
| 102009.16 | Residential | Central AC | Low Income | Residential DLC | 0 | 1.2864 | 1.2864 | 0 | 1.2839 | 1.2839 | 0 | 1.2803 | 1.2803
| 102011.14 | Residential | Ductless HP/AC | Single-Family | Residential BYOD | 0.81566 | 0.88515 | 0.75629 | 0.81404 | 0.8834 | 0.75479 | 0.81174 | 0.88089 | 0.75265
| 102011.15 | Residential | Ductless HP/AC | Multi-Family | Residential BYOD | 0.81566 | 0.88515 | 0.75629 | 0.81404 | 0.8834 | 0.75479 | 0.81174 | 0.88089 | 0.75265
| 102011.16 | Residential | Ductless HP/AC | Low Income | Residential BYOD | 0.81566 | 0.88515 | 0.75629 | 0.81404 | 0.8834 | 0.75479 | 0.81174 | 0.88089 | 0.75265
| 102012.14 | Residential | Ductless HP/AC | Single-Family | Residential DLC | 0 | 0.7237 | 0.70405 | 0 | 0.72227 | 0.70266 | 0 | 0.72026 | 0.70071
| 102012.15 | Residential | Ductless HP/AC | Multi-Family | Residential DLC | 0 | 0.7237 | 0.70405 | 0 | 0.72227 | 0.70266 | 0 | 0.72026 | 0.70071
| 102012.16 | Residential | Ductless HP/AC | Low Income | Residential DLC | 0 | 0.7237 | 0.70405 | 0 | 0.72227 | 0.70266 | 0 | 0.72026 | 0.70071
| 102010.14 | Residential | Room AC | Single-Family | Residential BYOD | 0 |  |  | 0 |  |  | 0
| 102010.15 | Residential | Room AC | Multi-Family | Residential BYOD | 0 |  |  | 0 |  |  | 0
| 102010.16 | Residential | Room AC | Low Income | Residential BYOD | 0 |  |  | 0 |  |  | 0
| 202020.01 | Commercial | WiFi Thermostat | Office | Small Commercial BYOD/DLC | 0 | 1.3068 | 1.2239 | 0 | 1.3042 | 1.2215 | 0 | 1.3005 | 1.218
| 202020.02 | Commercial | WiFi Thermostat | Retail | Small Commercial BYOD/DLC | 0 | 1.3068 | 1.2239 | 0 | 1.3042 | 1.2215 | 0 | 1.3005 | 1.218
| 202020.03 | Commercial | WiFi Thermostat | Food Service | Small Commercial BYOD/DLC | 0 | 1.3068 | 1.2239 | 0 | 1.3042 | 1.2215 | 0 | 1.3005 | 1.218
| 202020.04 | Commercial | WiFi Thermostat | Healthcare/ Hospitals | Small Commercial BYOD/DLC | 0 | 1.3068 | 1.2239 | 0 | 1.3042 | 1.2215 | 0 | 1.3005 | 1.218
| 202020.05 | Commercial | WiFi Thermostat | Campus/ Education | Small Commercial BYOD/DLC | 0 | 1.3068 | 1.2239 | 0 | 1.3042 | 1.2215 | 0 | 1.3005 | 1.218
| 202020.06 | Commercial | WiFi Thermostat | Warehouse | Small Commercial BYOD/DLC | 0 | 1.3068 | 1.2239 | 0 | 1.3042 | 1.2215 | 0 | 1.3005 | 1.218
| 202020.07 | Commercial | WiFi Thermostat | Lodging | Small Commercial BYOD/DLC | 0 | 1.3068 | 1.2239 | 0 | 1.3042 | 1.2215 | 0 | 1.3005 | 1.218
| 202020.08 | Commercial | WiFi Thermostat | Other Commercial | Small Commercial BYOD/DLC | 0 | 1.3068 | 1.2239 | 0 | 1.3042 | 1.2215 | 0 | 1.3005 | 1.218
| 202020.09 | Commercial | WiFi Thermostat | Food Sales | Small Commercial BYOD/DLC | 0 | 1.3068 | 1.2239 | 0 | 1.3042 | 1.2215 | 0 | 1.3005 | 1.218
| 202021.01 | Commercial | WiFi Thermostat | Office | Small Commercial BYOD/DLC | 0 | 1.0753 | 1.0185 | 0 | 1.0732 | 1.0165 | 0 | 1.0702 | 1.0137
| 202021.02 | Commercial | WiFi Thermostat | Retail | Small Commercial BYOD/DLC | 0 | 1.0753 | 1.0185 | 0 | 1.0732 | 1.0165 | 0 | 1.0702 | 1.0137
| 202021.03 | Commercial | WiFi Thermostat | Food Service | Small Commercial BYOD/DLC | 0 | 1.0753 | 1.0185 | 0 | 1.0732 | 1.0165 | 0 | 1.0702 | 1.0137
| 202021.04 | Commercial | WiFi Thermostat | Healthcare/ Hospitals | Small Commercial BYOD/DLC | 0 | 1.0753 | 1.0185 | 0 | 1.0732 | 1.0165 | 0 | 1.0702 | 1.0137
| 202021.05 | Commercial | WiFi Thermostat | Campus/ Education | Small Commercial BYOD/DLC | 0 | 1.0753 | 1.0185 | 0 | 1.0732 | 1.0165 | 0 | 1.0702 | 1.0137
| 202021.06 | Commercial | WiFi Thermostat | Warehouse | Small Commercial BYOD/DLC | 0 | 1.0753 | 1.0185 | 0 | 1.0732 | 1.0165 | 0 | 1.0702 | 1.0137
| 202021.07 | Commercial | WiFi Thermostat | Lodging | Small Commercial BYOD/DLC | 0 | 1.0753 | 1.0185 | 0 | 1.0732 | 1.0165 | 0 | 1.0702 | 1.0137
| 202021.08 | Commercial | WiFi Thermostat | Other Commercial | Small Commercial BYOD/DLC | 0 | 1.0753 | 1.0185 | 0 | 1.0732 | 1.0165 | 0 | 1.0702 | 1.0137
| 202021.09 | Commercial | WiFi Thermostat | Food Sales | Small Commercial BYOD/DLC | 0 | 1.0753 | 1.0185 | 0 | 1.0732 | 1.0165 | 0 | 1.0702 | 1.0137
| 102013.14 | Residential | Thermal Energy Storage | Single-Family | Residential Energy Storage | 0 |  |  | 0 |  |  | 0
| 202026.01 | Commercial | Thermal Energy Storage | Office | C&I Energy Storage | 0 |  |  | 0 |  |  | 0
| 202026.02 | Commercial | Thermal Energy Storage | Retail | C&I Energy Storage | 0 |  |  | 0 |  |  | 0
| 202026.03 | Commercial | Thermal Energy Storage | Food Service | C&I Energy Storage | 0 |  |  | 0 |  |  | 0
| 202026.04 | Commercial | Thermal Energy Storage | Healthcare/ Hospitals | C&I Energy Storage | 0 | 1.133 | 1.1177 | 0 | 1.1308 | 1.1155 | 0 | 1.1277 | 1.1124
| 202026.05 | Commercial | Thermal Energy Storage | Campus/ Education | C&I Energy Storage | 0 | 1.0541 | 1.0468 | 0 | 1.052 | 1.0447 | 0 | 1.0491 | 1.0418
| 202026.06 | Commercial | Thermal Energy Storage | Warehouse | C&I Energy Storage | 0 |  |  | 0 |  |  | 0
| 202026.07 | Commercial | Thermal Energy Storage | Lodging | C&I Energy Storage | 0 |  |  | 0 |  |  | 0
| 202026.08 | Commercial | Thermal Energy Storage | Other Commercial | C&I Energy Storage | 0 |  |  | 0 |  |  | 0
| 202026.09 | Commercial | Thermal Energy Storage | Food Sales | C&I Energy Storage | 0 |  |  | 0 |  |  | 0
| 103014.14 | Residential | Smart Resistance Storage Water Heater | Single-Family | Residential BYOD | 0 | 0.65671 | 0.59555 | 0 | 0.65541 | 0.59437 | 0 | 0.65355 | 0.59269
| 103014.15 | Residential | Smart Resistance Storage Water Heater | Multi-Family | Residential BYOD | 0 | 0.3466 |  | 0 | 0.34591 |  | 0 | 0.34493
| 103014.16 | Residential | Smart Resistance Storage Water Heater | Low Income | Residential BYOD | 0 | 0.94858 | 0.86024 | 0 | 0.9467 | 0.85854 | 0 | 0.94402 | 0.8561
| 103015.14 | Residential | Resistance Storage Water Heater (smart switch) | Single-Family | Residential DLC | 0 |  |  | 0 |  |  | 0
| 103015.15 | Residential | Resistance Storage Water Heater (smart switch) | Multi-Family | Residential DLC | 0 |  |  | 0 |  |  | 0
| 103015.16 | Residential | Resistance Storage Water Heater (smart switch) | Low Income | Residential DLC | 0 |  |  | 0 |  |  | 0
| 103016.14 | Residential | Smart Heat Pump Water Heater | Single-Family | Residential BYOD | 0 |  |  | 0 |  |  | 0
| 203027.01 | Commercial | Smart Resistance Storage Water Heater | Office | Small Commercial BYOD/DLC | 0 | 0.50704 | 0.50704 | 0 | 0.50603 | 0.50603 | 0 | 0.5046 | 0.5046
| 203027.02 | Commercial | Smart Resistance Storage Water Heater | Retail | Small Commercial BYOD/DLC | 0 | 0.88735 | 0.88735 | 0 | 0.88559 | 0.88559 | 0 | 0.88308 | 0.88308
| 203027.03 | Commercial | Smart Resistance Storage Water Heater | Food Service | Small Commercial BYOD/DLC | 0 | 6.3235 | 6.3235 | 0 | 6.311 | 6.311 | 0 | 6.2931 | 6.2931
| 203027.04 | Commercial | Smart Resistance Storage Water Heater | Healthcare/ Hospitals | Small Commercial BYOD/DLC | 0 | 2.2959 | 2.2959 | 0 | 2.2914 | 2.2914 | 0 | 2.2849 | 2.2849
| 203027.05 | Commercial | Smart Resistance Storage Water Heater | Campus/ Education | Small Commercial BYOD/DLC | 0 | 2.1341 | 2.1341 | 0 | 2.1299 | 2.1299 | 0 | 2.1238 | 2.1238
| 203027.06 | Commercial | Smart Resistance Storage Water Heater | Warehouse | Small Commercial BYOD/DLC | 0 | 0.49019 | 0.49019 | 0 | 0.48922 | 0.48922 | 0 | 0.48783 | 0.48783
| 203027.07 | Commercial | Smart Resistance Storage Water Heater | Lodging | Small Commercial BYOD/DLC | 0 | 7.1669 | 7.1669 | 0 | 7.1527 | 7.1527 | 0 | 7.1325 | 7.1325
| 203027.08 | Commercial | Smart Resistance Storage Water Heater | Other Commercial | Small Commercial BYOD/DLC | 0 | 0.51817 | 0.51817 | 0 | 0.51714 | 0.51714 | 0 | 0.51568 | 0.51568
| 203027.09 | Commercial | Smart Resistance Storage Water Heater | Food Sales | Small Commercial BYOD/DLC | 0 |  |  | 0 |  |  | 0
| 203028.01 | Commercial | Resistance Storage Water Heater (smart switch) | Office | Small Commercial BYOD/DLC | 0 |  |  | 0 |  |  | 0
| 203028.02 | Commercial | Resistance Storage Water Heater (smart switch) | Retail | Small Commercial BYOD/DLC | 0 | 0.5682 | 0.5682 | 0 | 0.56708 | 0.56708 | 0 | 0.5655 | 0.5655
| 203028.03 | Commercial | Resistance Storage Water Heater (smart switch) | Food Service | Small Commercial BYOD/DLC | 0 | 4.0492 | 4.0492 | 0 | 4.0412 | 4.0412 | 0 | 4.0299 | 4.0299
| 203028.04 | Commercial | Resistance Storage Water Heater (smart switch) | Healthcare/ Hospitals | Small Commercial BYOD/DLC | 0 | 1.4702 | 1.4702 | 0 | 1.4673 | 1.4673 | 0 | 1.4632 | 1.4632
| 203028.05 | Commercial | Resistance Storage Water Heater (smart switch) | Campus/ Education | Small Commercial BYOD/DLC | 0 | 1.3665 | 1.3665 | 0 | 1.3638 | 1.3638 | 0 | 1.36 | 1.36
| 203028.06 | Commercial | Resistance Storage Water Heater (smart switch) | Warehouse | Small Commercial BYOD/DLC | 0 |  |  | 0 |  |  | 0
| 203028.07 | Commercial | Resistance Storage Water Heater (smart switch) | Lodging | Small Commercial BYOD/DLC | 0 | 4.5892 | 4.5892 | 0 | 4.5802 | 4.5802 | 0 | 4.5674 | 4.5674
| 203028.08 | Commercial | Resistance Storage Water Heater (smart switch) | Other Commercial | Small Commercial BYOD/DLC | 0 |  |  | 0 |  |  | 0
| 203028.09 | Commercial | Resistance Storage Water Heater (smart switch) | Food Sales | Small Commercial BYOD/DLC | 0 |  |  | 0 |  |  | 0
| 202022.01 | Commercial | Medium Curtailment | Office | Medium & Large C&I Curtailment | 5.4805 | 3.1527 | 1.3119 | 5.4696 | 3.1464 | 1.3093 | 5.4541 | 3.1375 | 1.3058
| 202022.02 | Commercial | Medium Curtailment | Retail | Medium & Large C&I Curtailment | 5.2902 | 3.1471 | 1.311 | 5.2797 | 3.1408 | 1.3085 | 5.2647 | 3.1319 | 1.3049
| 202022.03 | Commercial | Medium Curtailment | Food Service | Medium & Large C&I Curtailment | 5.1965 | 3.1102 | 1.3052 | 5.1862 | 3.104 | 1.3026 | 5.1715 | 3.0952 | 1.2991
| 202022.04 | Commercial | Medium Curtailment | Healthcare/ Hospitals | Medium & Large C&I Curtailment | 5.5749 | 3.2 | 1.3193 | 5.5638 | 3.1937 | 1.3167 | 5.5481 | 3.1846 | 1.3131
| 202022.05 | Commercial | Medium Curtailment | Campus/ Education | Medium & Large C&I Curtailment | 5.5262 | 3.2085 | 1.3206 | 5.5152 | 3.2021 | 1.318 | 5.4996 | 3.1931 | 1.3144
| 202022.06 | Commercial | Medium Curtailment | Warehouse | Medium & Large C&I Curtailment | 5.3052 | 3.1686 | 1.3144 | 5.2947 | 3.1623 | 1.3118 | 5.2797 | 3.1534 | 1.3082
| 202022.07 | Commercial | Medium Curtailment | Lodging | Medium & Large C&I Curtailment | 8.0096 | 3.027 | 1.2917 | 7.9938 | 3.021 | 1.2892 | 7.9711 | 3.0124 | 1.2857
| 202022.08 | Commercial | Medium Curtailment | Other Commercial | Medium & Large C&I Curtailment | 5.612 | 3.1685 | 1.3144 | 5.6009 | 3.1622 | 1.3118 | 5.585 | 3.1533 | 1.3082
| 202022.09 | Commercial | Medium Curtailment | Food Sales | Medium & Large C&I Curtailment | 5.6606 | 3.2171 | 1.3219 | 5.6494 | 3.2107 | 1.3193 | 5.6334 | 3.2016 | 1.3157
| 202023.01 | Commercial | Medium Curtailment (Auto-DR) | Office | Medium & Large C&I Curtailment | 0 | 2.2613 |  | 0 | 2.2568 |  | 0 | 2.2505
| 202023.02 | Commercial | Medium Curtailment (Auto-DR) | Retail | Medium & Large C&I Curtailment | 0 | 2.2591 |  | 0 | 2.2546 |  | 0 | 2.2484
| 202023.03 | Commercial | Medium Curtailment (Auto-DR) | Food Service | Medium & Large C&I Curtailment | 0 | 2.2447 |  | 0 | 2.2402 |  | 0 | 2.234
| 202023.04 | Commercial | Medium Curtailment (Auto-DR) | Healthcare/ Hospitals | Medium & Large C&I Curtailment | 0 | 2.2796 |  | 0 | 2.275 |  | 0 | 2.2687
| 202023.05 | Commercial | Medium Curtailment (Auto-DR) | Campus/ Education | Medium & Large C&I Curtailment | 0 | 2.2828 |  | 0 | 2.2783 |  | 0 | 2.2719
| 202023.06 | Commercial | Medium Curtailment (Auto-DR) | Warehouse | Medium & Large C&I Curtailment | 0 | 2.2675 |  | 0 | 2.263 |  | 0 | 2.2567
| 202023.07 | Commercial | Medium Curtailment (Auto-DR) | Lodging | Medium & Large C&I Curtailment | 0 | 2.2115 |  | 0 | 2.2071 |  | 0 | 2.201
| 202023.08 | Commercial | Medium Curtailment (Auto-DR) | Other Commercial | Medium & Large C&I Curtailment | 0 |  |  | 0 |  |  | 0
| 202023.09 | Commercial | Medium Curtailment (Auto-DR) | Food Sales | Medium & Large C&I Curtailment | 0 | 2.2861 |  | 0 | 2.2816 |  | 0 | 2.2752
| 202024.01 | Commercial | Large Curtailment | Office | Medium & Large C&I Curtailment | 5.695 | 3.2787 | 0.79909 | 5.6837 | 3.2722 | 0.79752 | 5.6676 | 3.2629 | 0.79533
| 202024.02 | Commercial | Large Curtailment | Retail | Medium & Large C&I Curtailment |  |  | 0.79888 |  |  | 0.7973 |  |  | 0.79512
| 202024.03 | Commercial | Large Curtailment | Food Service | Medium & Large C&I Curtailment
| 202024.04 | Commercial | Large Curtailment | Healthcare/ Hospitals | Medium & Large C&I Curtailment | 5.6869 | 3.2778 | 0.79905 | 5.6756 | 3.2713 | 0.79747 | 5.6596 | 3.2621 | 0.79529
| 202024.05 | Commercial | Large Curtailment | Campus/ Education | Medium & Large C&I Curtailment
| 202024.06 | Commercial | Large Curtailment | Warehouse | Medium & Large C&I Curtailment
| 202024.07 | Commercial | Large Curtailment | Lodging | Medium & Large C&I Curtailment | 5.6562 | 3.2665 | 0.79844 | 5.645 | 3.2601 | 0.79686 | 5.629 | 3.2508 | 0.79468
| 202024.08 | Commercial | Large Curtailment | Other Commercial | Medium & Large C&I Curtailment |  | 3.2786 | 0.79909 |  | 3.2721 | 0.79751 |  | 3.2628 | 0.79533
| 202024.09 | Commercial | Large Curtailment | Food Sales | Medium & Large C&I Curtailment | 5.6604 | 3.2703 | 0.79864 | 5.6492 | 3.2639 | 0.79707 | 5.6332 | 3.2546 | 0.79489
| 202025.01 | Commercial | Large Curtailment (Auto-DR) | Office | Medium & Large C&I Curtailment | 0 | 2.7926 | 1.5202 | 0 | 2.7871 | 1.5172 | 0 | 2.7793 | 1.513
| 202025.02 | Commercial | Large Curtailment (Auto-DR) | Retail | Medium & Large C&I Curtailment | 0 |  |  | 0 |  |  | 0
| 202025.03 | Commercial | Large Curtailment (Auto-DR) | Food Service | Medium & Large C&I Curtailment | 0 |  |  | 0 |  |  | 0
| 202025.04 | Commercial | Large Curtailment (Auto-DR) | Healthcare/ Hospitals | Medium & Large C&I Curtailment | 0 | 2.7921 | 1.5201 | 0 | 2.7866 | 1.5171 | 0 | 2.7789 | 1.5129
| 202025.05 | Commercial | Large Curtailment (Auto-DR) | Campus/ Education | Medium & Large C&I Curtailment | 0 |  | 1.5203 | 0 |  | 1.5173 | 0 |  | 1.5131
| 202025.06 | Commercial | Large Curtailment (Auto-DR) | Warehouse | Medium & Large C&I Curtailment | 0 |  |  | 0 |  |  | 0
| 202025.07 | Commercial | Large Curtailment (Auto-DR) | Lodging | Medium & Large C&I Curtailment | 0 | 2.7859 | 1.5182 | 0 | 2.7804 | 1.5152 | 0 | 2.7727 | 1.511
| 202025.08 | Commercial | Large Curtailment (Auto-DR) | Other Commercial | Medium & Large C&I Curtailment | 0 |  |  | 0 |  |  | 0
| 202025.09 | Commercial | Large Curtailment (Auto-DR) | Food Sales | Medium & Large C&I Curtailment | 0 |  |  | 0 |  |  | 0
| 106017.14 | Residential | Battery Energy Storage (without solar) | Single-Family | Residential Energy Storage | 0.82281 | 0.83888 | 0.83888 | 0.82118 | 0.83722 | 0.83722 | 0.81885 | 0.83484 | 0.83484
| 106038.14 | Residential | Battery Energy Storage (with solar) | Single-Family | Residential Energy Storage | 0.84526 | 0.85152 | 0.85152 | 0.84359 | 0.84983 | 0.84983 | 0.8412 | 0.84742 | 0.84742
| 206034.01 | Commercial | Battery Energy Storage (without solar) | Office | C&I Energy Storage
| 206034.02 | Commercial | Battery Energy Storage (without solar) | Retail | C&I Energy Storage
| 206034.03 | Commercial | Battery Energy Storage (without solar) | Food Service | C&I Energy Storage
| 206034.04 | Commercial | Battery Energy Storage (without solar) | Healthcare/ Hospitals | C&I Energy Storage
| 206034.05 | Commercial | Battery Energy Storage (without solar) | Campus/ Education | C&I Energy Storage
| 206034.06 | Commercial | Battery Energy Storage (without solar) | Warehouse | C&I Energy Storage
| 206034.07 | Commercial | Battery Energy Storage (without solar) | Lodging | C&I Energy Storage
| 206034.08 | Commercial | Battery Energy Storage (without solar) | Other Commercial | C&I Energy Storage
| 206034.09 | Commercial | Battery Energy Storage (without solar) | Food Sales | C&I Energy Storage
| 206034.1 | Industrial | Battery Energy Storage (without solar) | Manufacturing/ Industrial | C&I Energy Storage
| 206044.01 | Commercial | Battery Energy Storage (with solar) | Office | C&I Energy Storage | 1.9253 | 1.9446 | 1.3096 | 1.9215 | 1.9408 | 1.307 | 1.9161 | 1.9353 | 1.3033
| 206044.02 | Commercial | Battery Energy Storage (with solar) | Retail | C&I Energy Storage | 1.9479 | 1.9619 | 1.3174 | 1.9441 | 1.958 | 1.3147 | 1.9385 | 1.9524 | 1.311
| 206044.03 | Commercial | Battery Energy Storage (with solar) | Food Service | C&I Energy Storage
| 206044.04 | Commercial | Battery Energy Storage (with solar) | Healthcare/ Hospitals | C&I Energy Storage
| 206044.05 | Commercial | Battery Energy Storage (with solar) | Campus/ Education | C&I Energy Storage
| 206044.06 | Commercial | Battery Energy Storage (with solar) | Warehouse | C&I Energy Storage
| 206044.07 | Commercial | Battery Energy Storage (with solar) | Lodging | C&I Energy Storage
| 206044.08 | Commercial | Battery Energy Storage (with solar) | Other Commercial | C&I Energy Storage | 1.8792 | 1.9091 | 1.2934 | 1.8755 | 1.9053 | 1.2908 | 1.8701 | 1.8999 | 1.2871
| 206044.09 | Commercial | Battery Energy Storage (with solar) | Food Sales | C&I Energy Storage
| 206044.1 | Industrial | Battery Energy Storage (with solar) | Manufacturing/ Industrial | C&I Energy Storage | 1.989 | 1.9929 | 1.3313 | 1.985 | 1.989 | 1.3287 | 1.9794 | 1.9834 | 1.3249
| 106018.17 | Residential | Electric Vehicle | All | Residential DLC | 0 | 0.94721 | 0.94721 | 0 | 0.94534 | 0.94534 | 0 | 0.9427 | 0.9427
| 206037.01 | Commercial | Electric Vehicle | Office | Small Commercial BYOD/DLC | 0 |  |  | 0 |  |  | 0
| 306033.1 | Industrial | Large Industrial Curtailment | Manufacturing/ Industrial | Medium & Large C&I Curtailment | 5.6999 | 3.2788 | 0.7991 | 5.6886 | 3.2723 | 0.79752 | 5.6725 | 3.2631 | 0.79534
| 306039.1 | Industrial | Medium Industrial Curtailment | Manufacturing/ Industrial | Medium & Large C&I Curtailment | 5.5961 | 3.2405 | 1.3255 | 5.585 | 3.2341 | 1.3228 | 5.5692 | 3.2249 | 1.3192
| 206035.01 | Commercial | Large Emergency generators | Office | Medium & Large C&I Curtailment | 0 | 2.9887 | 1.8944 | 0 | 2.9828 | 1.8906 | 0 | 2.9743 | 1.8855
| 206035.02 | Commercial | Large Emergency generators | Retail | Medium & Large C&I Curtailment | 0 | 2.9887 | 1.8944 | 0 | 2.9828 | 1.8906 | 0 | 2.9743 | 1.8855
| 206035.03 | Commercial | Large Emergency generators | Food Service | Medium & Large C&I Curtailment | 0 | 2.9887 | 1.8944 | 0 | 2.9828 | 1.8906 | 0 | 2.9743 | 1.8855
| 206035.04 | Commercial | Large Emergency generators | Healthcare/ Hospitals | Medium & Large C&I Curtailment | 0 | 3.0476 | 1.9156 | 0 | 3.0416 | 1.9118 | 0 | 3.033 | 1.9066
| 206035.05 | Commercial | Large Emergency generators | Campus/ Education | Medium & Large C&I Curtailment | 0 | 3.0476 | 1.9156 | 0 | 3.0416 | 1.9118 | 0 | 3.033 | 1.9066
| 206035.09 | Commercial | Large Emergency generators | Food Sales | Medium & Large C&I Curtailment | 0 | 2.9887 | 1.8944 | 0 | 2.9828 | 1.8906 | 0 | 2.9743 | 1.8855
| 206035.1 | Industrial | Large Emergency generators | Manufacturing/ Industrial | Medium & Large C&I Curtailment | 0 | 3.0476 | 1.9156 | 0 | 3.0416 | 1.9118 | 0 | 3.033 | 1.9066
| 206036.01 | Commercial | Large Combined Heat and Power | Office | Medium & Large C&I Curtailment | 0 | 3.285 | 1.9977 | 0 | 3.2785 | 1.9938 | 0 | 3.2692 | 1.9883
| 206036.02 | Commercial | Large Combined Heat and Power | Retail | Medium & Large C&I Curtailment | 0 | 3.2831 | 1.9971 | 0 | 3.2766 | 1.9931 | 0 | 3.2673 | 1.9877
| 206036.03 | Commercial | Large Combined Heat and Power | Food Service | Medium & Large C&I Curtailment | 0 | 3.2821 | 1.9968 | 0 | 3.2756 | 1.9928 | 0 | 3.2663 | 1.9874
| 206036.04 | Commercial | Large Combined Heat and Power | Healthcare/ Hospitals | Medium & Large C&I Curtailment | 0 | 3.2857 | 1.9979 | 0 | 3.2792 | 1.994 | 0 | 3.2699 | 1.9885
| 206036.05 | Commercial | Large Combined Heat and Power | Campus/ Education | Medium & Large C&I Curtailment | 0 | 3.2849 | 1.9977 | 0 | 3.2784 | 1.9938 | 0 | 3.2691 | 1.9883
| 206036.09 | Commercial | Large Combined Heat and Power | Food Sales | Medium & Large C&I Curtailment | 0 |  |  | 0 |  |  | 0
| 206036.1 | Industrial | Large Combined Heat and Power | Manufacturing/ Industrial | Medium & Large C&I Curtailment | 0 | 3.2855 | 1.9979 | 0 | 3.279 | 1.994 | 0 | 3.2697 | 1.9885
| 206045.01 | Commercial | Large Battery Energy Storage | Office | C&I Energy Storage | 2.003 | 2.003 | 0.80166 | 1.999 | 1.999 | 0.80008 | 1.9933 | 1.9933 | 0.79781
| 206045.02 | Commercial | Large Battery Energy Storage | Retail | C&I Energy Storage
| 206045.03 | Commercial | Large Battery Energy Storage | Food Service | C&I Energy Storage
| 206045.04 | Commercial | Large Battery Energy Storage | Healthcare/ Hospitals | C&I Energy Storage | 2.0032 | 2.0032 | 0.80171 | 1.9992 | 1.9992 | 0.80012 | 1.9936 | 1.9936 | 0.79785
| 206045.05 | Commercial | Large Battery Energy Storage | Campus/ Education | C&I Energy Storage
| 206045.06 | Commercial | Large Battery Energy Storage | Warehouse | C&I Energy Storage
| 206045.07 | Commercial | Large Battery Energy Storage | Lodging | C&I Energy Storage
| 206045.08 | Commercial | Large Battery Energy Storage | Other Commercial | C&I Energy Storage
| 206045.09 | Commercial | Large Battery Energy Storage | Food Sales | C&I Energy Storage
| 206045.1 | Industrial | Large Battery Energy Storage | Manufacturing/ Industrial | C&I Energy Storage | 2.0031 | 2.0034 | 0.80174 | 1.9992 | 1.9994 | 0.80015 | 1.9935 | 1.9938 | 0.79788
| 206046.01 | Commercial | Medium Battery Energy Storage | Office | C&I Energy Storage | 1.9437 | 1.9522 | 1.313 | 1.9399 | 1.9484 | 1.3104 | 1.9344 | 1.9428 | 1.3067
| 206046.02 | Commercial | Medium Battery Energy Storage | Retail | C&I Energy Storage | 1.9348 | 1.9519 | 1.3128 | 1.9309 | 1.948 | 1.3102 | 1.9255 | 1.9425 | 1.3065
| 206046.03 | Commercial | Medium Battery Energy Storage | Food Service | C&I Energy Storage
| 206046.04 | Commercial | Medium Battery Energy Storage | Healthcare/ Hospitals | C&I Energy Storage | 1.9681 | 1.9772 | 1.3243 | 1.9642 | 1.9733 | 1.3216 | 1.9587 | 1.9677 | 1.3179
| 206046.05 | Commercial | Medium Battery Energy Storage | Campus/ Education | C&I Energy Storage | 1.9709 | 1.9757 | 1.3236 | 1.967 | 1.9718 | 1.321 | 1.9614 | 1.9662 | 1.3172
| 206046.06 | Commercial | Medium Battery Energy Storage | Warehouse | C&I Energy Storage
| 206046.07 | Commercial | Medium Battery Energy Storage | Lodging | C&I Energy Storage | 1.8871 | 1.9153 | 1.2962 | 1.8834 | 1.9115 | 1.2936 | 1.8781 | 1.9061 | 1.2899
| 206046.08 | Commercial | Medium Battery Energy Storage | Other Commercial | C&I Energy Storage
| 206046.09 | Commercial | Medium Battery Energy Storage | Food Sales | C&I Energy Storage | 1.9699 | 1.9786 | 1.3249 | 1.966 | 1.9747 | 1.3222 | 1.9605 | 1.9691 | 1.3185
| 206046.1 | Industrial | Medium Battery Energy Storage | Manufacturing/ Industrial | C&I Energy Storage | 1.9854 | 1.9902 | 1.3301 | 1.9814 | 1.9863 | 1.3274 | 1.9758 | 1.9807 | 1.3237

## Detailed_MonthlyPeak
Monthly Peak Assessment (MW)
NH DR Potential Study Outputs_Cover
Go to Table of Contents
Total Monthly Achievable Potential (MW)
| Month | Scenario 1 |  |  | Scenario 2 |  |  | Scenario 3
|  | 2021 | 2022 | 2023 | 2021 | 2022 | 2023 | 2021 | 2022 | 2023
| Jan | 12.322 | 12.5132 | 13.7506 | 26.7457 | 27.3324 | 29.0978 | 31.848 | 33.0241 | 34.4406
| Feb | 12.1872 | 12.3698 | 13.4986 | 26.0312 | 26.5851 | 28.1668 | 31.0679 | 32.1735 | 33.427
| Mar | 12.2692 | 12.4479 | 13.5084 | 25.6852 | 26.2146 | 27.6612 | 30.7691 | 31.8676 | 32.9776
| Apr | 12.3096 | 12.4763 | 13.4393 | 26.406 | 26.9341 | 28.3176 | 31.6751 | 32.7167 | 33.7904
| May | 15.5513 | 15.8333 | 16.9883 | 40.5535 | 41.6105 | 43.7075 | 46.7261 | 48.3472 | 50.1864
| Jun | 17.721 | 18.0737 | 19.5652 | 45.3733 | 46.5742 | 49.0133 | 52.2273 | 54.1507 | 56.2634
| Jul | 19.3535 | 19.7693 | 21.6071 | 48.8147 | 50.1316 | 52.9453 | 56.1946 | 58.4028 | 60.8111
| Aug | 18.0006 | 18.3541 | 19.9054 | 45.0846 | 46.2507 | 48.6797 | 52.1219 | 54.052 | 56.1265
| Sep | 15.8709 | 16.1629 | 17.3784 | 40.3871 | 41.4247 | 43.424 | 46.6798 | 48.2983 | 50.0331
| Oct | 12.5741 | 12.7488 | 13.8069 | 26.5124 | 27.033 | 28.4562 | 31.9235 | 32.9963 | 34.0882
| Nov | 11.9875 | 12.1589 | 13.3 | 26.0048 | 26.5505 | 28.1549 | 31.0982 | 32.2005 | 33.4719
| Dec | 12.1981 | 12.3844 | 13.5776 | 26.689 | 27.274 | 29.0058 | 31.7695 | 32.9261 | 34.319

## Study Inputs_SC
Section 3
Study Inputs
NH DR Potential Study Outputs_Cover
Go to Table of Contents
Notes:

## Measure_Inputs
Inputs - Measures
NH DR Potential Study Outputs_Cover
Go to Table of Contents
| Index | Sector | Measure Name | Segment | Program Name | Conditions Before | After | Unit | kW reduction per unit (ICAP hour - 4:00pm-4:59pm) | Total Market 2021 | Annual Growth | Opt-out Rates | Connectivity Failures | Incremental Costs 2021 | Comments
| 101001.14 | Residential | Smart Clothes Dryer | Single-Family | Residential BYOD | Smart clothes dryer not controlled | Smart clothes dryer controlled | per unit | 0.12 | 25009.3949 | 1.1169 | 0.1 | 0.1 | 25
| 101001.15 | Residential | Smart Clothes Dryer | Multi-Family | Residential BYOD | Smart clothes dryer not controlled | Smart clothes dryer controlled | per unit | 0.14 | 2015.5428 | 1.1169 | 0.1 | 0.1 | 25
| 101001.16 | Residential | Smart Clothes Dryer | Low Income | Residential BYOD | Smart clothes dryer not controlled | Smart clothes dryer controlled | per unit | 0.17 | 8373.4555 | 1.1169 | 0.1 | 0.1 | 25
| 101002.14 | Residential | Clothes Dryer | Single-Family | Residential DLC | Smart clothes dryer not controlled | Smart clothes dryer controlled | per unit | 0.12 | 246831.8536 | 0.9936 | 0.1 | 0.1 | 278
| 101002.15 | Residential | Clothes Dryer | Multi-Family | Residential DLC | Smart clothes dryer not controlled | Smart clothes dryer controlled | per unit | 0.14 | 19892.5314 | 0.99371 | 0.1 | 0.1 | 278
| 101002.16 | Residential | Clothes Dryer | Low Income | Residential DLC | Smart clothes dryer not controlled | Smart clothes dryer controlled | per unit | 0.17 | 82642.3655 | 0.99371 | 0.1 | 0.1 | 278
| 101006.14 | Residential | Smart Dehumidifier | Single-Family | Residential BYOD | Smart dehumidifier not controlled | Smart dehumidifier controlled | per unit | 0.18 | 4058.1515 | 1.1169 | 0.2 | 0.1 | 25
| 101006.15 | Residential | Smart Dehumidifier | Multi-Family | Residential BYOD | Smart dehumidifier not controlled | Smart dehumidifier controlled | per unit | 0.15 | 300.9572 | 1.1169 | 0.2 | 0.1 | 25
| 101006.16 | Residential | Smart Dehumidifier | Low Income | Residential BYOD | Smart dehumidifier not controlled | Smart dehumidifier controlled | per unit | 0.11 | 1116.6631 | 1.1169 | 0.2 | 0.1 | 25
| 101003.14 | Residential | Smart Pool Pump | Single-Family | Residential BYOD | Smart pool pump not controlled | Smart pool pump controlled | per unit | 0.52 | 2085.101 | 1.1261 | 0 | 0.1 | 25
| 101004.14 | Residential | Pool Pump (simple timer switch) | Single-Family | Residential DLC | Pool pump not controlled | Pool pump controlled by a simple switch | per unit | 0.52 | 28185.8329 | 1.1261 | 0 | 0.1 | 220
| 101005.14 | Residential | Pool Pump (smart switch) | Single-Family | Residential DLC | Pool pump not controlled | Pool pump controlled by a smart switch | per unit | 0.52 | 14092.9164 | 1.1261 | 0 | 0.1 | 278
| 201019.09 | Commercial | Commercial Refrigeration | Food Sales | Medium & Large C&I Curtailment | Commercial Refrigeration controlled via BAS | Commercial Refrigeration DR enabled | per business | 10 | 1257.2 | 1.005 | 0.05 | 0.1 | 5110
| 102008.14 | Residential | Central AC | Single-Family | Residential BYOD | CACs with WiFi thermostat not controlled | CACs with WiFi thermostat controlled | per household | 0.72222 | 18963.6558 | 1.04 | 0.2 | 0.1 | 25
| 102008.15 | Residential | Central AC | Multi-Family | Residential BYOD | CACs with WiFi thermostat not controlled | CACs with WiFi thermostat controlled | per household | 0.72222 | 1197.1997 | 1.0909 | 0.2 | 0.1 | 25
| 102008.16 | Residential | Central AC | Low Income | Residential BYOD | CACs with WiFi thermostat not controlled | CACs with WiFi thermostat controlled | per household | 0.72222 | 907.3602 | 1.1 | 0.2 | 0.1 | 25
| 102009.14 | Residential | Central AC | Single-Family | Residential DLC | CACs without WiFi thermostat not controlled | CACs with WiFi thermostat controlled | per household | 0.72222 | 76355.2454 | 0.99507 | 0.2 | 0.1 | 174.3
| 102009.15 | Residential | Central AC | Multi-Family | Residential DLC | CACs without WiFi thermostat not controlled | CACs with WiFi thermostat controlled | per household | 0.72222 | 9383.9157 | 0.9934 | 0.2 | 0.1 | 174.3
| 102009.16 | Residential | Central AC | Low Income | Residential DLC | CACs without WiFi thermostat not controlled | CACs with WiFi thermostat controlled | per household | 0.72222 | 9787.7168 | 0.99573 | 0.2 | 0.1 | 174.3
| 102011.14 | Residential | Ductless HP/AC | Single-Family | Residential BYOD | Ductless ACs with WiFi thermostat not controlled | Ductless ACs with WiFi thermostat controlled | per household | 0.37015 | 840.5876 | 1.045 | 0.2 | 0.1 | 25
| 102011.15 | Residential | Ductless HP/AC | Multi-Family | Residential BYOD | Ductless ACs with WiFi thermostat not controlled | Ductless ACs with WiFi thermostat controlled | per household | 0.37015 | 72.4321 | 1.0959 | 0.2 | 0.1 | 25
| 102011.16 | Residential | Ductless HP/AC | Low Income | Residential BYOD | Ductless ACs with WiFi thermostat not controlled | Ductless ACs with WiFi thermostat controlled | per household | 0.37015 | 130.3476 | 1.105 | 0.2 | 0.1 | 25
| 102012.14 | Residential | Ductless HP/AC | Single-Family | Residential DLC | Ductless ACs without WiFi thermostat not controlled | Ductless ACs with WiFi thermostat controlled | per household | 0.37015 | 3384.541 | 1.0577 | 0.2 | 0.1 | 174.3
| 102012.15 | Residential | Ductless HP/AC | Multi-Family | Residential DLC | Ductless ACs without WiFi thermostat not controlled | Ductless ACs with WiFi thermostat controlled | per household | 0.37015 | 567.7389 | 1.1193 | 0.2 | 0.1 | 174.3
| 102012.16 | Residential | Ductless HP/AC | Low Income | Residential DLC | Ductless ACs without WiFi thermostat not controlled | Ductless ACs with WiFi thermostat controlled | per household | 0.37015 | 1406.0628 | 1.1268 | 0.2 | 0.1 | 174.3
| 102010.14 | Residential | Room AC | Single-Family | Residential BYOD | Smart RAC not controlled | Smart RAC controlled | per unit | 0.1 | 6852.9896 | 1.1169 | 0.115 | 0.1 | 25
| 102010.15 | Residential | Room AC | Multi-Family | Residential BYOD | Smart RAC not controlled | Smart RAC controlled | per unit | 0.1 | 1625.5222 | 1.1169 | 0.115 | 0.1 | 25
| 102010.16 | Residential | Room AC | Low Income | Residential BYOD | Smart RAC not controlled | Smart RAC controlled | per unit | 0.1 | 3204.399 | 1.1169 | 0.115 | 0.1 | 25
| 202020.01 | Commercial | WiFi Thermostat | Office | Small Commercial BYOD/DLC | CACs with WiFi thermostat not controlled | CACs with WiFi thermostat controlled | per thermostat | 0.55 | 891.4023 | 1.035 | 0.2 | 0.1 | 75
| 202020.02 | Commercial | WiFi Thermostat | Retail | Small Commercial BYOD/DLC | CACs with WiFi thermostat not controlled | CACs with WiFi thermostat controlled | per thermostat | 0.55 | 197.206 | 1.035 | 0.2 | 0.1 | 75
| 202020.03 | Commercial | WiFi Thermostat | Food Service | Small Commercial BYOD/DLC | CACs with WiFi thermostat not controlled | CACs with WiFi thermostat controlled | per thermostat | 0.55 | 60.6566 | 1.035 | 0.2 | 0.1 | 75
| 202020.04 | Commercial | WiFi Thermostat | Healthcare/ Hospitals | Small Commercial BYOD/DLC | CACs with WiFi thermostat not controlled | CACs with WiFi thermostat controlled | per thermostat | 0.55 | 88.312 | 1.035 | 0.2 | 0.1 | 75
| 202020.05 | Commercial | WiFi Thermostat | Campus/ Education | Small Commercial BYOD/DLC | CACs with WiFi thermostat not controlled | CACs with WiFi thermostat controlled | per thermostat | 0.55 | 59.3632 | 1.035 | 0.2 | 0.1 | 75
| 202020.06 | Commercial | WiFi Thermostat | Warehouse | Small Commercial BYOD/DLC | CACs with WiFi thermostat not controlled | CACs with WiFi thermostat controlled | per thermostat | 0.55 | 32.2684 | 1.035 | 0.2 | 0.1 | 75
| 202020.07 | Commercial | WiFi Thermostat | Lodging | Small Commercial BYOD/DLC | CACs with WiFi thermostat not controlled | CACs with WiFi thermostat controlled | per thermostat | 0.55 | 68.6206 | 1.035 | 0.2 | 0.1 | 75
| 202020.08 | Commercial | WiFi Thermostat | Other Commercial | Small Commercial BYOD/DLC | CACs with WiFi thermostat not controlled | CACs with WiFi thermostat controlled | per thermostat | 0.55 | 85.2445 | 1.035 | 0.2 | 0.1 | 75
| 202020.09 | Commercial | WiFi Thermostat | Food Sales | Small Commercial BYOD/DLC | CACs with WiFi thermostat not controlled | CACs with WiFi thermostat controlled | per thermostat | 0.55 | 61.125 | 1.035 | 0.2 | 0.1 | 75
| 202021.01 | Commercial | WiFi Thermostat | Office | Small Commercial BYOD/DLC | CACs without WiFi thermostat not controlled | CACs with WiFi thermostat controlled | per thermostat | 0.55 | 9013.0677 | 1.002 | 0.2 | 0.1 | 174.3
| 202021.02 | Commercial | WiFi Thermostat | Retail | Small Commercial BYOD/DLC | CACs without WiFi thermostat not controlled | CACs with WiFi thermostat controlled | per thermostat | 0.55 | 1993.9717 | 1.002 | 0.2 | 0.1 | 174.3
| 202021.03 | Commercial | WiFi Thermostat | Food Service | Small Commercial BYOD/DLC | CACs without WiFi thermostat not controlled | CACs with WiFi thermostat controlled | per thermostat | 0.55 | 613.3052 | 1.002 | 0.2 | 0.1 | 174.3
| 202021.04 | Commercial | WiFi Thermostat | Healthcare/ Hospitals | Small Commercial BYOD/DLC | CACs without WiFi thermostat not controlled | CACs with WiFi thermostat controlled | per thermostat | 0.55 | 892.9323 | 1.002 | 0.2 | 0.1 | 174.3
| 202021.05 | Commercial | WiFi Thermostat | Campus/ Education | Small Commercial BYOD/DLC | CACs without WiFi thermostat not controlled | CACs with WiFi thermostat controlled | per thermostat | 0.55 | 600.2277 | 1.002 | 0.2 | 0.1 | 174.3
| 202021.06 | Commercial | WiFi Thermostat | Warehouse | Small Commercial BYOD/DLC | CACs without WiFi thermostat not controlled | CACs with WiFi thermostat controlled | per thermostat | 0.55 | 326.2693 | 1.002 | 0.2 | 0.1 | 174.3
| 202021.07 | Commercial | WiFi Thermostat | Lodging | Small Commercial BYOD/DLC | CACs without WiFi thermostat not controlled | CACs with WiFi thermostat controlled | per thermostat | 0.55 | 693.8305 | 1.002 | 0.2 | 0.1 | 174.3
| 202021.08 | Commercial | WiFi Thermostat | Other Commercial | Small Commercial BYOD/DLC | CACs without WiFi thermostat not controlled | CACs with WiFi thermostat controlled | per thermostat | 0.55 | 861.9171 | 1.002 | 0.2 | 0.1 | 174.3
| 202021.09 | Commercial | WiFi Thermostat | Food Sales | Small Commercial BYOD/DLC | CACs without WiFi thermostat not controlled | CACs with WiFi thermostat controlled | per thermostat | 0.55 | 618.0415 | 1.002 | 0.2 | 0.1 | 174.3
| 102013.14 | Residential | Thermal Energy Storage | Single-Family | Residential Energy Storage | No TES unit | Installation of a TES for DR purposes (ice energy) | per business | 1.9276 | 92107.8035 | 1.005 | 0 | 0.02 | 8831.369
| 202026.01 | Commercial | Thermal Energy Storage | Office | C&I Energy Storage | No TES unit | Installation of a TES for DR purposes (ice energy) | per business | 5.4194 | 13306.9564 | 1.005 | 0 | 0.02 | 6300
| 202026.02 | Commercial | Thermal Energy Storage | Retail | C&I Energy Storage | No TES unit | Installation of a TES for DR purposes (ice energy) | per business | 7.5546 | 2943.9138 | 1.005 | 0 | 0.02 | 6300
| 202026.03 | Commercial | Thermal Energy Storage | Food Service | C&I Energy Storage | No TES unit | Installation of a TES for DR purposes (ice energy) | per business | 7.9933 | 905.4881 | 1.005 | 0 | 0.02 | 6300
| 202026.04 | Commercial | Thermal Energy Storage | Healthcare/ Hospitals | C&I Energy Storage | No TES unit | Installation of a TES for DR purposes (ice energy) | per business | 10.5068 | 1318.3316 | 1.005 | 0 | 0.02 | 6300
| 202026.05 | Commercial | Thermal Energy Storage | Campus/ Education | C&I Energy Storage | No TES unit | Installation of a TES for DR purposes (ice energy) | per business | 19.2539 | 886.1804 | 1.005 | 0 | 0.02 | 12600
| 202026.06 | Commercial | Thermal Energy Storage | Warehouse | C&I Energy Storage | No TES unit | Installation of a TES for DR purposes (ice energy) | per business | 2.1298 | 481.7064 | 1.005 | 0 | 0.02 | 6300
| 202026.07 | Commercial | Thermal Energy Storage | Lodging | C&I Energy Storage | No TES unit | Installation of a TES for DR purposes (ice energy) | per business | 7.6896 | 1024.3763 | 1.005 | 0 | 0.02 | 6300
| 202026.08 | Commercial | Thermal Energy Storage | Other Commercial | C&I Energy Storage | No TES unit | Installation of a TES for DR purposes (ice energy) | per business | 2.3857 | 1272.5405 | 1.005 | 0 | 0.02 | 6300
| 202026.09 | Commercial | Thermal Energy Storage | Food Sales | C&I Energy Storage | No TES unit | Installation of a TES for DR purposes (ice energy) | per business | 7.8668 | 912.4808 | 1.005 | 0 | 0.02 | 6300
| 103014.14 | Residential | Smart Resistance Storage Water Heater | Single-Family | Residential BYOD | Smart appliances not controlled | Smart appliances controlled | per business | 0.18 | 5604.1362 | 1.1089 | 0.024 | 0.09 | 25
| 103014.15 | Residential | Smart Resistance Storage Water Heater | Multi-Family | Residential BYOD | Smart appliances not controlled | Smart appliances controlled | per business | 0.095 | 1161.5593 | 1.0594 | 0.024 | 0.09 | 25
| 103014.16 | Residential | Smart Resistance Storage Water Heater | Low Income | Residential BYOD | Smart appliances not controlled | Smart appliances controlled | per business | 0.26 | 4025.5704 | 1.0601 | 0.024 | 0.09 | 25
| 103015.14 | Residential | Resistance Storage Water Heater (smart switch) | Single-Family | Residential DLC | Appliances not controlled | Appliances controlled with a smart switch | per business | 0.18 | 47013.8297 | 0.96989 | 0.024 | 0.09 | 340
| 103015.15 | Residential | Resistance Storage Water Heater (smart switch) | Multi-Family | Residential DLC | Appliances not controlled | Appliances controlled with a smart switch | per business | 0.095 | 9744.4724 | 0.99131 | 0.024 | 0.09 | 340
| 103015.16 | Residential | Resistance Storage Water Heater (smart switch) | Low Income | Residential DLC | Appliances not controlled | Appliances controlled with a smart switch | per business | 0.26 | 33771.0351 | 0.99218 | 0.024 | 0.09 | 340
| 103016.14 | Residential | Smart Heat Pump Water Heater | Single-Family | Residential BYOD | Smart appliances not controlled | Smart appliances controlled | per business | 0.23 | 512.936 | 1.3196 | 0.024 | 0.09 | 25
| 203027.01 | Commercial | Smart Resistance Storage Water Heater | Office | Small Commercial BYOD/DLC | Smart appliances not controlled | Smart appliances controlled | per business | 0.17431 | 1645.6275 | 1.055 | 0.024 | 0.09 | 75
| 203027.02 | Commercial | Smart Resistance Storage Water Heater | Retail | Small Commercial BYOD/DLC | Smart appliances not controlled | Smart appliances controlled | per business | 0.30506 | 470.9081 | 1.055 | 0.024 | 0.09 | 75
| 203027.03 | Commercial | Smart Resistance Storage Water Heater | Food Service | Small Commercial BYOD/DLC | Smart appliances not controlled | Smart appliances controlled | per business | 2.1739 | 83.2722 | 1.055 | 0.024 | 0.09 | 75
| 203027.04 | Commercial | Smart Resistance Storage Water Heater | Healthcare/ Hospitals | Small Commercial BYOD/DLC | Smart appliances not controlled | Smart appliances controlled | per business | 0.78931 | 147.0297 | 1.055 | 0.024 | 0.09 | 75
| 203027.05 | Commercial | Smart Resistance Storage Water Heater | Campus/ Education | Small Commercial BYOD/DLC | Smart appliances not controlled | Smart appliances controlled | per business | 0.73367 | 160.0175 | 1.055 | 0.024 | 0.09 | 75
| 203027.06 | Commercial | Smart Resistance Storage Water Heater | Warehouse | Small Commercial BYOD/DLC | Smart appliances not controlled | Smart appliances controlled | per business | 0.16852 | 147.1499 | 1.055 | 0.024 | 0.09 | 75
| 203027.07 | Commercial | Smart Resistance Storage Water Heater | Lodging | Small Commercial BYOD/DLC | Smart appliances not controlled | Smart appliances controlled | per business | 2.4639 | 159.3158 | 1.055 | 0.024 | 0.09 | 75
| 203027.08 | Commercial | Smart Resistance Storage Water Heater | Other Commercial | Small Commercial BYOD/DLC | Smart appliances not controlled | Smart appliances controlled | per business | 0.17814 | 236.3213 | 1.055 | 0.024 | 0.09 | 75
| 203027.09 | Commercial | Smart Resistance Storage Water Heater | Food Sales | Small Commercial BYOD/DLC | Smart appliances not controlled | Smart appliances controlled | per business | 0.1188 | 87.2562 | 1.055 | 0.024 | 0.09 | 75
| 203028.01 | Commercial | Resistance Storage Water Heater (smart switch) | Office | Small Commercial BYOD/DLC | Appliances not controlled | Appliances controlled with a smart switch | per business | 0.17431 | 31266.9228 | 1 | 0.024 | 0.09 | 340
| 203028.02 | Commercial | Resistance Storage Water Heater (smart switch) | Retail | Small Commercial BYOD/DLC | Appliances not controlled | Appliances controlled with a smart switch | per business | 0.30506 | 8947.2544 | 1 | 0.024 | 0.09 | 340
| 203028.03 | Commercial | Resistance Storage Water Heater (smart switch) | Food Service | Small Commercial BYOD/DLC | Appliances not controlled | Appliances controlled with a smart switch | per business | 2.1739 | 1582.1727 | 1 | 0.024 | 0.09 | 340
| 203028.04 | Commercial | Resistance Storage Water Heater (smart switch) | Healthcare/ Hospitals | Small Commercial BYOD/DLC | Appliances not controlled | Appliances controlled with a smart switch | per business | 0.78931 | 2793.565 | 1 | 0.024 | 0.09 | 340
| 203028.05 | Commercial | Resistance Storage Water Heater (smart switch) | Campus/ Education | Small Commercial BYOD/DLC | Appliances not controlled | Appliances controlled with a smart switch | per business | 0.73367 | 3040.3329 | 1 | 0.024 | 0.09 | 340
| 203028.06 | Commercial | Resistance Storage Water Heater (smart switch) | Warehouse | Small Commercial BYOD/DLC | Appliances not controlled | Appliances controlled with a smart switch | per business | 0.16852 | 2795.8486 | 1 | 0.024 | 0.09 | 340
| 203028.07 | Commercial | Resistance Storage Water Heater (smart switch) | Lodging | Small Commercial BYOD/DLC | Appliances not controlled | Appliances controlled with a smart switch | per business | 2.4639 | 3026.9998 | 1 | 0.024 | 0.09 | 340
| 203028.08 | Commercial | Resistance Storage Water Heater (smart switch) | Other Commercial | Small Commercial BYOD/DLC | Appliances not controlled | Appliances controlled with a smart switch | per business | 0.17814 | 4490.1043 | 1 | 0.024 | 0.09 | 340
| 203028.09 | Commercial | Resistance Storage Water Heater (smart switch) | Food Sales | Small Commercial BYOD/DLC | Appliances not controlled | Appliances controlled with a smart switch | per business | 0.1188 | 1657.8673 | 1 | 0.024 | 0.09 | 340
| 202022.01 | Commercial | Medium Curtailment | Office | Medium & Large C&I Curtailment | Baseline Load | Load Curtailment via Manual, BAS or Auto-DR | per business | 12.5883 | 269 | 1.005 | 0 | 0 | 0
| 202022.02 | Commercial | Medium Curtailment | Retail | Medium & Large C&I Curtailment | Baseline Load | Load Curtailment via Manual, BAS or Auto-DR | per household | 12.0696 | 168 | 1.005 | 0 | 0 | 0
| 202022.03 | Commercial | Medium Curtailment | Food Service | Medium & Large C&I Curtailment | Baseline Load | Load Curtailment via Manual, BAS or Auto-DR | per business | 9.4725 | 33 | 1.005 | 0 | 0 | 0
| 202022.04 | Commercial | Medium Curtailment | Healthcare/ Hospitals | Medium & Large C&I Curtailment | Baseline Load | Load Curtailment via Manual, BAS or Auto-DR | per business | 19.551 | 120 | 1.005 | 0 | 0 | 0
| 202022.05 | Commercial | Medium Curtailment | Campus/ Education | Medium & Large C&I Curtailment | Baseline Load | Load Curtailment via Manual, BAS or Auto-DR | per business | 21.6625 | 138 | 1.005 | 0 | 0 | 0
| 202022.06 | Commercial | Medium Curtailment | Warehouse | Medium & Large C&I Curtailment | Baseline Load | Load Curtailment via Manual, BAS or Auto-DR | per business | 14.3248 | 24 | 1.005 | 0 | 0 | 0
| 202022.07 | Commercial | Medium Curtailment | Lodging | Medium & Large C&I Curtailment | Baseline Load | Load Curtailment via Manual, BAS or Auto-DR | per business | 6.2948 | 236 | 1.005 | 0 | 0 | 0
| 202022.08 | Commercial | Medium Curtailment | Other Commercial | Medium & Large C&I Curtailment | Baseline Load | Load Curtailment via Manual, BAS or Auto-DR | per business | 14.3113 | 6 | 1.005 | 0 | 0 | 0
| 202022.09 | Commercial | Medium Curtailment | Food Sales | Medium & Large C&I Curtailment | Baseline Load | Load Curtailment via Manual, BAS or Auto-DR | per business | 24.2998 | 107 | 1.005 | 0 | 0 | 0
| 202023.01 | Commercial | Medium Curtailment (Auto-DR) | Office | Medium & Large C&I Curtailment | No Auto-DR system installed | Auto-DR system installed for DR purposes | per business | 15.0566 | 67.25 | 1.005 | 0 | 0 | 3391.2381
| 202023.02 | Commercial | Medium Curtailment (Auto-DR) | Retail | Medium & Large C&I Curtailment | No Auto-DR system installed | Auto-DR system installed for DR purposes | per business | 14.4362 | 42 | 1.005 | 0 | 0 | 3251.4953
| 202023.03 | Commercial | Medium Curtailment (Auto-DR) | Food Service | Medium & Large C&I Curtailment | No Auto-DR system installed | Auto-DR system installed for DR purposes | per unit | 11.3299 | 8.25 | 1.005 | 0 | 0 | 2551.8526
| 202023.04 | Commercial | Medium Curtailment (Auto-DR) | Healthcare/ Hospitals | Medium & Large C&I Curtailment | No Auto-DR system installed | Auto-DR system installed for DR purposes | per unit | 23.3846 | 30 | 1.005 | 0 | 0 | 5266.9607
| 202023.05 | Commercial | Medium Curtailment (Auto-DR) | Campus/ Education | Medium & Large C&I Curtailment | No Auto-DR system installed | Auto-DR system installed for DR purposes | per unit | 25.9101 | 34.5 | 1.005 | 0 | 0 | 5835.7963
| 202023.06 | Commercial | Medium Curtailment (Auto-DR) | Warehouse | Medium & Large C&I Curtailment | No Auto-DR system installed | Auto-DR system installed for DR purposes | per unit | 17.1336 | 6 | 1.005 | 0 | 0 | 3859.05
| 202023.07 | Commercial | Medium Curtailment (Auto-DR) | Lodging | Medium & Large C&I Curtailment | No Auto-DR system installed | Auto-DR system installed for DR purposes | per unit | 7.5291 | 59 | 1.005 | 0 | 0 | 1695.7999
| 202023.08 | Commercial | Medium Curtailment (Auto-DR) | Other Commercial | Medium & Large C&I Curtailment | No Auto-DR system installed | Auto-DR system installed for DR purposes | per unit | 17.1174 | 1.5 | 1.005 | 0 | 0 | 3855.4055
| 202023.09 | Commercial | Medium Curtailment (Auto-DR) | Food Sales | Medium & Large C&I Curtailment | No Auto-DR system installed | Auto-DR system installed for DR purposes | per household | 29.0644 | 26.75 | 1.005 | 0 | 0 | 6546.2533
| 202024.01 | Commercial | Large Curtailment | Office | Medium & Large C&I Curtailment | Building system with or without BAS or Auto-DR | Load Curtailment via Manual, BAS or Auto-DR | per household | 168.9316 | 21 | 1.005 | 0 | 0 | 0
| 202024.02 | Commercial | Large Curtailment | Retail | Medium & Large C&I Curtailment | Building system with or without BAS or Auto-DR | Load Curtailment via Manual, BAS or Auto-DR | per unit | 122.7148 | 4 | 1.005 | 0 | 0 | 0
| 202024.03 | Commercial | Large Curtailment | Food Service | Medium & Large C&I Curtailment | Building system with or without BAS or Auto-DR | Load Curtailment via Manual, BAS or Auto-DR | per business | 91.1599 | 0 | 1.005 | 0 | 0 | 0
| 202024.04 | Commercial | Large Curtailment | Healthcare/ Hospitals | Medium & Large C&I Curtailment | Building system with or without BAS or Auto-DR | Load Curtailment via Manual, BAS or Auto-DR | per business | 156.3374 | 20 | 1.005 | 0 | 0 | 0
| 202024.05 | Commercial | Large Curtailment | Campus/ Education | Medium & Large C&I Curtailment | Building system with or without BAS or Auto-DR | Load Curtailment via Manual, BAS or Auto-DR | per business | 177.9684 | 10 | 1.005 | 0 | 0 | 0
| 202024.06 | Commercial | Large Curtailment | Warehouse | Medium & Large C&I Curtailment | Building system with or without BAS or Auto-DR | Load Curtailment via Manual, BAS or Auto-DR | per business | 116.2358 | 1 | 1.005 | 0 | 0 | 0
| 202024.07 | Commercial | Large Curtailment | Lodging | Medium & Large C&I Curtailment | Building system with or without BAS or Auto-DR | Load Curtailment via Manual, BAS or Auto-DR | per business | 78.307 | 25 | 1.005 | 0 | 0 | 0
| 202024.08 | Commercial | Large Curtailment | Other Commercial | Medium & Large C&I Curtailment | Building system with or without BAS or Auto-DR | Load Curtailment via Manual, BAS or Auto-DR | per business | 167.3935 | 2 | 1.005 | 0 | 0 | 0
| 202024.09 | Commercial | Large Curtailment | Food Sales | Medium & Large C&I Curtailment | Building system with or without BAS or Auto-DR | Load Curtailment via Manual, BAS or Auto-DR | per business | 94.2024 | 3 | 1.005 | 0 | 0 | 0
| 202025.01 | Commercial | Large Curtailment (Auto-DR) | Office | Medium & Large C&I Curtailment | No Auto-DR system installed | Auto-DR system installed for DR purposes | per business | 202.0555 | 5.25 | 1.005 | 0 | 0 | 45509.4596
| 202025.02 | Commercial | Large Curtailment (Auto-DR) | Retail | Medium & Large C&I Curtailment | No Auto-DR system installed | Auto-DR system installed for DR purposes | per business | 146.7765 | 1 | 1.005 | 0 | 0 | 33058.8428
| 202025.03 | Commercial | Large Curtailment (Auto-DR) | Food Service | Medium & Large C&I Curtailment | No Auto-DR system installed | Auto-DR system installed for DR purposes | per business | 109.0344 | 0 | 1.005 | 0 | 0 | 24558.0776
| 202025.04 | Commercial | Large Curtailment (Auto-DR) | Healthcare/ Hospitals | Medium & Large C&I Curtailment | No Auto-DR system installed | Auto-DR system installed for DR purposes | per business | 186.9918 | 5 | 1.005 | 0 | 0 | 42116.6337
| 202025.05 | Commercial | Large Curtailment (Auto-DR) | Campus/ Education | Medium & Large C&I Curtailment | No Auto-DR system installed | Auto-DR system installed for DR purposes | per business | 212.8642 | 2.5 | 1.005 | 0 | 0 | 47943.9313
| 202025.06 | Commercial | Large Curtailment (Auto-DR) | Warehouse | Medium & Large C&I Curtailment | No Auto-DR system installed | Auto-DR system installed for DR purposes | per business | 139.0271 | 0.25 | 1.005 | 0 | 0 | 31313.415
| 202025.07 | Commercial | Large Curtailment (Auto-DR) | Lodging | Medium & Large C&I Curtailment | No Auto-DR system installed | Auto-DR system installed for DR purposes | per business | 93.6613 | 6.25 | 1.005 | 0 | 0 | 21095.5632
| 202025.08 | Commercial | Large Curtailment (Auto-DR) | Other Commercial | Medium & Large C&I Curtailment | No Auto-DR system installed | Auto-DR system installed for DR purposes | per business | 200.2158 | 0.5 | 1.005 | 0 | 0 | 45095.0912
| 202025.09 | Commercial | Large Curtailment (Auto-DR) | Food Sales | Medium & Large C&I Curtailment | No Auto-DR system installed | Auto-DR system installed for DR purposes | per business | 112.6735 | 0.75 | 1.005 | 0 | 0 | 25377.7349
| 106017.14 | Residential | Battery Energy Storage (without solar) | Single-Family | Residential Energy Storage | Exisiting Battery not controlled | Exisiting Battery controlled | per business | 2.52 | 112.5201 | 1.0156 | 0.05 | 0.1 | 0
| 106038.14 | Residential | Battery Energy Storage (with solar) | Single-Family | Residential Energy Storage | Exisiting Battery not controlled | Exisiting Battery controlled | per business | 3.375 | 1125.2007 | 1.0467 | 0.05 | 0.1 | 0
| 206034.01 | Commercial | Battery Energy Storage (without solar) | Office | C&I Energy Storage | Exisiting Battery not controlled | Exisiting Battery controlled | per business | 3.5817 | 1.2932 | 1.3569 | 0.05 | 0.05 | 0
| 206034.02 | Commercial | Battery Energy Storage (without solar) | Retail | C&I Energy Storage | Exisiting Battery not controlled | Exisiting Battery controlled | per business | 5.0578 | 0.44722 | 1.3811 | 0.05 | 0.05 | 0
| 206034.03 | Commercial | Battery Energy Storage (without solar) | Food Service | C&I Energy Storage | Exisiting Battery not controlled | Exisiting Battery controlled | per business | 8.5712 | 0.083646 | 1.2777 | 0.05 | 0.05 | 0
| 206034.04 | Commercial | Battery Energy Storage (without solar) | Healthcare/ Hospitals | C&I Energy Storage | Exisiting Battery not controlled | Exisiting Battery controlled | per business | 14.9619 | 0.13719 | 1.3687 | 0.05 | 0.05 | 0
| 206034.05 | Commercial | Battery Energy Storage (without solar) | Campus/ Education | C&I Energy Storage | Exisiting Battery not controlled | Exisiting Battery controlled | per business | 14.6764 | 0.11306 | 1.2737 | 0.05 | 0.05 | 0
| 206034.06 | Commercial | Battery Energy Storage (without solar) | Warehouse | C&I Energy Storage | Exisiting Battery not controlled | Exisiting Battery controlled | per business | 3.0897 | 0.10923 | 1.352 | 0.05 | 0.05 | 0
| 206034.07 | Commercial | Battery Energy Storage (without solar) | Lodging | C&I Energy Storage | Exisiting Battery not controlled | Exisiting Battery controlled | per business | 6.3368 | 0.13881 | 1.2574 | 0.05 | 0.05 | 0
| 206034.08 | Commercial | Battery Energy Storage (without solar) | Other Commercial | C&I Energy Storage | Exisiting Battery not controlled | Exisiting Battery controlled | per business | 2.2133 | 0.20199 | 1.2892 | 0.05 | 0.05 | 0
| 206034.09 | Commercial | Battery Energy Storage (without solar) | Food Sales | C&I Energy Storage | Exisiting Battery not controlled | Exisiting Battery controlled | per business | 16.8438 | 0.089785 | 1.2802 | 0.05 | 0.05 | 0
| 206034.1 | Industrial | Battery Energy Storage (without solar) | Manufacturing/ Industrial | C&I Energy Storage | Exisiting Battery not controlled | Exisiting Battery controlled | per business | 18.4271 | 0.19244 | 1.2892 | 0.05 | 0.05 | 0
| 206044.01 | Commercial | Battery Energy Storage (with solar) | Office | C&I Energy Storage | Exisiting Battery not controlled | Exisiting Battery controlled | per business | 10.745 | 12.9322 | 1.3569 | 0.05 | 0.05 | 0
| 206044.02 | Commercial | Battery Energy Storage (with solar) | Retail | C&I Energy Storage | Exisiting Battery not controlled | Exisiting Battery controlled | per business | 15.1733 | 4.4722 | 1.3811 | 0.05 | 0.05 | 0
| 206044.03 | Commercial | Battery Energy Storage (with solar) | Food Service | C&I Energy Storage | Exisiting Battery not controlled | Exisiting Battery controlled | per business | 25.7135 | 0.83646 | 1.2777 | 0.05 | 0.05 | 0
| 206044.04 | Commercial | Battery Energy Storage (with solar) | Healthcare/ Hospitals | C&I Energy Storage | Exisiting Battery not controlled | Exisiting Battery controlled | per business | 44.8858 | 1.3719 | 1.3687 | 0.05 | 0.05 | 0
| 206044.05 | Commercial | Battery Energy Storage (with solar) | Campus/ Education | C&I Energy Storage | Exisiting Battery not controlled | Exisiting Battery controlled | per business | 44.0292 | 1.1306 | 1.2737 | 0.05 | 0.05 | 0
| 206044.06 | Commercial | Battery Energy Storage (with solar) | Warehouse | C&I Energy Storage | Exisiting Battery not controlled | Exisiting Battery controlled | per business | 9.2692 | 1.0923 | 1.352 | 0.05 | 0.05 | 0
| 206044.07 | Commercial | Battery Energy Storage (with solar) | Lodging | C&I Energy Storage | Exisiting Battery not controlled | Exisiting Battery controlled | per business | 19.0104 | 1.3881 | 1.2574 | 0.05 | 0.05 | 0
| 206044.08 | Commercial | Battery Energy Storage (with solar) | Other Commercial | C&I Energy Storage | Exisiting Battery not controlled | Exisiting Battery controlled | per business | 6.6398 | 2.0199 | 1.2892 | 0.05 | 0.05 | 0
| 206044.09 | Commercial | Battery Energy Storage (with solar) | Food Sales | C&I Energy Storage | Exisiting Battery not controlled | Exisiting Battery controlled | per business | 50.5315 | 0.89785 | 1.2802 | 0.05 | 0.05 | 0
| 206044.1 | Industrial | Battery Energy Storage (with solar) | Manufacturing/ Industrial | C&I Energy Storage | Exisiting Battery not controlled | Exisiting Battery controlled | per business | 55.2814 | 1.9244 | 1.2892 | 0.05 | 0.05 | 0
| 106018.17 | Residential | Electric Vehicle | All | Residential DLC | Standard Charging | Smart charging (such as FleetCarma C2) | per business | 0.3596 | 3892.2397 | 1.2657 | 0.15 | 0.1 | 50
| 206037.01 | Commercial | Electric Vehicle | Office | Small Commercial BYOD/DLC | Standard Charging | Smart charging (such as FleetCarma C2) | per business | 0.080552 | 973.0599 | 1.4488 | 0.15 | 0.1 | 50
| 306033.1 | Industrial | Large Industrial Curtailment | Manufacturing/ Industrial | Medium & Large C&I Curtailment | Building system with or without BAS or Auto-DR | Load Curtailment via Manual, BAS or Auto-DR | per business | 171.1434 | 103 | 1 | 0 | 0 | 0
| 306039.1 | Industrial | Medium Industrial Curtailment | Manufacturing/ Industrial | Medium & Large C&I Curtailment | Building system with or without BAS or Auto-DR | Load Curtailment via Manual, BAS or Auto-DR | per business | 36.2421 | 427 | 1 | 0 | 0 | 0
| 206035.01 | Commercial | Large Emergency generators | Office | Medium & Large C&I Curtailment | Existing Emergency Generator (Gas) that is not DR enabled | Emergency Generator DR enabled | per business | 200 | 21.8529 | 1.005 | 0.05 | 0.02 | 7500
| 206035.02 | Commercial | Large Emergency generators | Retail | Medium & Large C&I Curtailment | Existing Emergency Generator (Gas) that is not DR enabled | Emergency Generator DR enabled | per business | 200 | 6.9929 | 1.005 | 0.05 | 0.02 | 7500
| 206035.03 | Commercial | Large Emergency generators | Food Service | Medium & Large C&I Curtailment | Existing Emergency Generator (Gas) that is not DR enabled | Emergency Generator DR enabled | per business | 200 | 5.2447 | 1.005 | 0.05 | 0.02 | 7500
| 206035.04 | Commercial | Large Emergency generators | Healthcare/ Hospitals | Medium & Large C&I Curtailment | Existing Emergency Generator (Gas) that is not DR enabled | Emergency Generator DR enabled | per business | 500 | 11.3635 | 1.005 | 0.05 | 0.02 | 15000
| 206035.05 | Commercial | Large Emergency generators | Campus/ Education | Medium & Large C&I Curtailment | Existing Emergency Generator (Gas) that is not DR enabled | Emergency Generator DR enabled | per business | 500 | 10.4894 | 1.005 | 0.05 | 0.02 | 15000
| 206035.09 | Commercial | Large Emergency generators | Food Sales | Medium & Large C&I Curtailment | Existing Emergency Generator (Gas) that is not DR enabled | Emergency Generator DR enabled | per business | 200 | 2.6224 | 1.005 | 0.05 | 0.02 | 7500
| 206035.1 | Industrial | Large Emergency generators | Manufacturing/ Industrial | Medium & Large C&I Curtailment | Existing Emergency Generator (Gas) that is not DR enabled | Emergency Generator DR enabled | per business | 500 | 11.3635 | 1 | 0.05 | 0.02 | 15000
| 206036.01 | Commercial | Large Combined Heat and Power | Office | Medium & Large C&I Curtailment | CHP not participating in DR | CHP participating in DR | per business | 422.8179 | 5.9138 | 1.0955 | 0 | 0 | 0
| 206036.02 | Commercial | Large Combined Heat and Power | Retail | Medium & Large C&I Curtailment | CHP not participating in DR | CHP participating in DR | per business | 288.8108 | 2.7705 | 1.0955 | 0 | 0 | 0
| 206036.03 | Commercial | Large Combined Heat and Power | Food Service | Medium & Large C&I Curtailment | CHP not participating in DR | CHP participating in DR | per business | 250.3558 | 2.397 | 1.0955 | 0 | 0 | 0
| 206036.04 | Commercial | Large Combined Heat and Power | Healthcare/ Hospitals | Medium & Large C&I Curtailment | CHP not participating in DR | CHP participating in DR | per business | 496.6941 | 2.6178 | 1.0955 | 0 | 0 | 0
| 206036.05 | Commercial | Large Combined Heat and Power | Campus/ Education | Medium & Large C&I Curtailment | CHP not participating in DR | CHP participating in DR | per business | 411.3681 | 2.9176 | 1.0955 | 0 | 0 | 0
| 206036.09 | Commercial | Large Combined Heat and Power | Food Sales | Medium & Large C&I Curtailment | CHP not participating in DR | CHP participating in DR | per business | 272.4826 | 1.1012 | 1.0955 | 0 | 0 | 0
| 206036.1 | Industrial | Large Combined Heat and Power | Manufacturing/ Industrial | Medium & Large C&I Curtailment | CHP not participating in DR | CHP participating in DR | per business | 479.9151 | 2.7093 | 1.0955 | 0 | 0 | 0
| 206045.01 | Commercial | Large Battery Energy Storage | Office | C&I Energy Storage | Exisiting Battery not controlled | Exisiting Battery controlled | per business | 331.2385 | 1.05 | 1.3569 | 0.05 | 0.05 | 0
| 206045.02 | Commercial | Large Battery Energy Storage | Retail | C&I Energy Storage | Exisiting Battery not controlled | Exisiting Battery controlled | per business | 249.0819 | 0.2 | 1.3811 | 0.05 | 0.05 | 0
| 206045.03 | Commercial | Large Battery Energy Storage | Food Service | C&I Energy Storage | Exisiting Battery not controlled | Exisiting Battery controlled | per business | 204.3974 | 0 | 1.2777 | 0.05 | 0.05 | 0
| 206045.04 | Commercial | Large Battery Energy Storage | Healthcare/ Hospitals | C&I Energy Storage | Exisiting Battery not controlled | Exisiting Battery controlled | per business | 379.8282 | 1 | 1.3687 | 0.05 | 0.05 | 0
| 206045.05 | Commercial | Large Battery Energy Storage | Campus/ Education | C&I Energy Storage | Exisiting Battery not controlled | Exisiting Battery controlled | per business | 369.6971 | 0.5 | 1.2737 | 0.05 | 0.05 | 0
| 206045.06 | Commercial | Large Battery Energy Storage | Warehouse | C&I Energy Storage | Exisiting Battery not controlled | Exisiting Battery controlled | per business | 244.7284 | 0.05 | 1.352 | 0.05 | 0.05 | 0
| 206045.07 | Commercial | Large Battery Energy Storage | Lodging | C&I Energy Storage | Exisiting Battery not controlled | Exisiting Battery controlled | per business | 177.1074 | 1.25 | 1.2574 | 0.05 | 0.05 | 0
| 206045.08 | Commercial | Large Battery Energy Storage | Other Commercial | C&I Energy Storage | Exisiting Battery not controlled | Exisiting Battery controlled | per business | 344.8944 | 0.1 | 1.2892 | 0.05 | 0.05 | 0
| 206045.09 | Commercial | Large Battery Energy Storage | Food Sales | C&I Energy Storage | Exisiting Battery not controlled | Exisiting Battery controlled | per business | 193.834 | 0.15 | 1.2802 | 0.05 | 0.05 | 0
| 206045.1 | Industrial | Large Battery Energy Storage | Manufacturing/ Industrial | C&I Energy Storage | Exisiting Battery not controlled | Exisiting Battery controlled | per business | 425 | 5.15 | 1.2892 | 0.05 | 0.05 | 0
| 206046.01 | Commercial | Medium Battery Energy Storage | Office | C&I Energy Storage | Exisiting Battery not controlled | Exisiting Battery controlled | per business | 12.3415 | 13.45 | 1.3569 | 0.05 | 0.05 | 0
| 206046.02 | Commercial | Medium Battery Energy Storage | Retail | C&I Energy Storage | Exisiting Battery not controlled | Exisiting Battery controlled | per business | 12.2492 | 8.4 | 1.3811 | 0.05 | 0.05 | 0
| 206046.03 | Commercial | Medium Battery Energy Storage | Food Service | C&I Energy Storage | Exisiting Battery not controlled | Exisiting Battery controlled | per business | 10.6196 | 1.65 | 1.2777 | 0.05 | 0.05 | 0
| 206046.04 | Commercial | Medium Battery Energy Storage | Healthcare/ Hospitals | C&I Energy Storage | Exisiting Battery not controlled | Exisiting Battery controlled | per business | 23.75 | 6 | 1.3687 | 0.05 | 0.05 | 0
| 206046.05 | Commercial | Medium Battery Energy Storage | Campus/ Education | C&I Energy Storage | Exisiting Battery not controlled | Exisiting Battery controlled | per business | 22.5 | 6.9 | 1.2737 | 0.05 | 0.05 | 0
| 206046.06 | Commercial | Medium Battery Energy Storage | Warehouse | C&I Energy Storage | Exisiting Battery not controlled | Exisiting Battery controlled | per business | 15.0801 | 1.2 | 1.352 | 0.05 | 0.05 | 0
| 206046.07 | Commercial | Medium Battery Energy Storage | Lodging | C&I Energy Storage | Exisiting Battery not controlled | Exisiting Battery controlled | per business | 7.1185 | 11.8 | 1.2574 | 0.05 | 0.05 | 0
| 206046.08 | Commercial | Medium Battery Energy Storage | Other Commercial | C&I Energy Storage | Exisiting Battery not controlled | Exisiting Battery controlled | per business | 14.7434 | 0.3 | 1.2892 | 0.05 | 0.05 | 0
| 206046.09 | Commercial | Medium Battery Energy Storage | Food Sales | C&I Energy Storage | Exisiting Battery not controlled | Exisiting Battery controlled | per vehicle | 25 | 5.35 | 1.2802 | 0.05 | 0.05 | 0
| 206046.1 | Industrial | Medium Battery Energy Storage | Manufacturing/ Industrial | C&I Energy Storage | Exisiting Battery not controlled | Exisiting Battery controlled | per vehicle | 45 | 21.35 | 1.2892 | 0.05 | 0.05 | 0

## Inputs_General
Inputs - Economics & Programs
NH DR Potential Study Outputs_Cover
Go to Table of Contents
| ECONOMIC |  |  |  |  | PROGRAMS
| Year | Cumulative Avoided Cost (2021$) 2021 installation | Discount | Inflation | Nominal | Program Name | Development Complexity | Development Costs | Program Fixed Annual Costs | Other Costs ($/customers) for marketing, IT, admin | Program Adoption Ramp-up
| 2021 | 209.9948 | 3.495% | 1.937% | 5.432% | Residential DLC | Medium | 100000 | 68075 | 40 | Yes
| 2022 | 407.6238 |  |  |  | Residential BYOD | - | 0 | 68075 | 35 | No
| 2023 | 599.0052 |  |  |  | Small Commercial BYOD/DLC | Small/Medium | 100000 | 68075 | 40 | Yes
| 2024 | 784.066 |  |  |  | Residential Energy Storage | - | 0 | 68075 | 30 | No
| 2025 | 957.1449 |  |  |  | Medium & Large C&I Curtailment | - | 0 | 171090 | 30 | No
| 2026 | 1118.833 |  |  |  | C&I Energy Storage | - | 0 | 100000 | 30 | No
| 2027 | 1275.2188
| 2028 | 1426.3266
| 2029 | 1572.4112
| 2030 | 1713.7776 |  |  |  | Program Ramp-up | Adoption Ramp-Up | Cumulative | Enrollement Ramp-up
| 2031 | 1850.4812 |  |  |  | Year 1 | 20% | 20% | 40%
| 2032 | 1982.6773 |  |  |  | Year 2 | 35% | 55% | 30%
| 2033 | 2110.5163 |  |  |  | Year 3 | 45% | 100% | 30%
| 2034 | 2234.1433 |  |  |  | Year 4 |  | 100%
| 2035 | 2353.6986 |  |  |  | Year 5
PROGRAMS LIFETIME
[6 empty] | Program | Lifetime (years) | Participants Program Drop after 3 years (%)
[6 empty] | C&I Curtailment | 3 | 5%
[6 empty] | BYOD Program | 3 | 15%
[6 empty] | DLC Program (with equipment installation) | 3 | 10%