## Lookups
Lookups and Assumptions
GENERAL INPUTS
|  |  | Fuel | Electric
|  |  | PA | Unitil Energy Systems Inc
|  |  | Period | Planned
|  |  | Year 1 | 2021
|  |  | Year 2 | 2022
|  |  | Year 3 | 2023
AVOIDED COST ASSUMPTIONS
Three-Year Inputs
|  |  | Input | Unit | 2021-2023 | Source / Notes
|  |  | Real Year | Year | 2018 | Updated on May 5, 2018 to reflect 2018 AESC. Previous value was 2017.
|  |  | Half Year Factor | % | 50% | Industry standard assumption.
|  |  | Wholesale Risk Premium | % | 8% | 2018 AESC, October 2018 Release, Appendix B.
|  |  | Distribution Losses | % | 6.9%
|  |  | Pcnt of Capacity Bid into FCM (%Bid) | % | 0% | No DR has been bid into the FCM
|  |  | PTF losses | % | 1.6% | 2018 AESC, October 2018 Release, Appendix B.
|  |  | Pounds per short ton | Pounds | 2000 | Industry standard assumption.
|  |  | MMBtu in 1 kWh | MMBtu | 0.0034121 | Industry standard assumption.
|  |  | kWh in 1 MMBtu | kWh | 293.0711 | Industry standard assumption.
Annual Inputs
|  |  | Input | Unit | 2021 | 2022 | 2023 | Source / Notes
|  |  | Nominal Discount Rate | % | 3.25% | 3.25% | 3.25% | Updated August 15, 2019. Based on the June 2019 Prime Rate in accordance with the Final Energy Efficiency Group Report, dated July 6, 1999 in DR 96-150. Retrieved from http://www.moneycafe.com/personal-finance/prime-rate/
|  |  | Inflation | % | 1.81% | 1.81% | 1.81% | Updated August 15, 2019. Based on the inflation rate from Q1 2018 to Q1 2019, Retrieved from https://fred.stlouisfed.org/data/GDPDEF.txt
|  |  | Real Discount Rate | % | 1.414% | 1.414% | 1.414% | Calculated: Real Discount Rate = [(1 + Nominal Discount Rate)/(1 + Inflation Rate)] – 1
|  |  | PTF Avoided Costs | $ per kW | 94 | 94 | 94 | 2018 AESC, October 2018 release, page 215-216.
|  |  | PTF Year | Year $ | 2018 |  |  | 2018 AESC, October 2018 release, page 215-216.
|  |  | Avoided Local Transmission Costs | $ per kW |  |  |  | $0. At this time the NH Utilities do not have additional benefits related to avoided local transmission in the benefit cost model.
|  |  | Avoided Distribution Costs | $ per kW | 79.9834 | 79.9834 | 79.9834
|  |  | T&D Year | Year $ | 2017
|  |  | Res Water & Sewer | $ per gallon | 0.0079051 | 0.0079051 | 0.0079051
|  |  | CI Water | $ per gallon | 0.0079051 | 0.0079051 | 0.0079051
|  |  | T&D Year | Year $ | 2016
Line Loss Inputs
|  |  | Input | Unit | Eversource Factors | AESC 2018 | Source / Notes
|  |  | Summer Peak | % | 8% | 15.9% | ISO New England default for electrical losses is 8 percent. |  |  | 0.01272
|  |  | Summer Off-Peak | % | 8% | 17.5% |  |  |  | 0.014
|  |  | Winter Peak | % | 8% | 31.7% |  |  |  | 0.02536
|  |  | Winter Off-Peak | % | 8% | 34.9% |  |  |  | 0.02792
|  |  | Average Loss | % | 8% |  |  | Used for Electric Cross DRIPE
Benefit Toggles
|  |  | Input | Unit | Included? | Source / Notes
|  |  | Energy DRIPE | Toggle | Yes
|  |  | Electric Cross DRIPE | Toggle | Yes
|  |  | Capacity DRIPE | Toggle | Yes
|  |  | Reliability | Toggle | No
|  |  | Gas Supply DRIPE | Toggle | Yes
|  |  | Gas Electric Cross DRIPE | Toggle | Yes
|  |  | Oil DRIPE | Toggle | Yes
|  |  | Fossil emissions | Toggle | No
|  |  | Fossil emissions RGGI | Toggle | Yes
|  |  | Environmental Externalities | Toggle | Yes
|  |  | NEI Adder | Toggle | Yes
NON-ENERGY IMPACTS
|  |  | NEI Adder by sector | Unit | Value | Source / Notes
|  |  | A - Residential | % | 10% | Takes percent of total energy benefit (excludes water) and adds to total benefits.
|  |  | B - Low-Income | % | 20% | Takes percent of total energy benefit (excludes water) and adds to total benefits.
|  |  | C - Commercial & Industrial | % | 10% | Takes percent of total energy benefit (excludes water) and adds to total benefits.
FOSSIL EMISSIONS
Fossil Emissions Scaling Factor
|  |  | Percent of fossil emissions | % | 10%
Fossil Emissions Factors
|  |  |  | CO2 (pounds/MMBtu) | Nox (pounds/MMBtu) | CO2 Value ($/ton) | Nox Value ($/ton) | CO2 Value ($/MMBTU) | Nox Value ($/MMBTU) | Total Value ($/MMBTU)
|  |  | Natural Gas | 116.6 | 0.09135 | 100 | 11954.587 | 5.83 | 0.54603 | 6.376
|  |  | Oil | 161.3 | 0.12979 | 100 | 11954.587 | 8.065 | 0.77579 | 8.8408
|  |  | Propane | 136.9 | 0.14234 | 100 | 11954.587 | 6.845 | 0.85081 | 7.6958
|  |  | Kerosene | 159.4 | 0.12979 | 100 | 11954.587 | 7.97 | 0.77579 | 8.7458
Source / Notes
CO2 pounds:
Nox pounds:
CO2 value:
Nox value:
SALES
kWh Sales (2019)
|  |  | Eversource Energy |  | 7685115046.1074
|  |  | Unitil Energy Systems Inc |  | 1162491979
|  |  | Liberty |  | 899231963
New Hampshire Electric Cooperative Inc
|  |  | Statewide Total |  | 9746838988.1074
|  |  | 2014 Kwh Sales |  | 1162491979 | Used to calculate percent of sales savings (based on 2019 sales)
REFERENCED LISTS
Other Fuel Savings
Fuel Type in AESC
NG - Res All
NG - Res Hot Water
NG - Res Heating
NG - Res Non Heating
NG - C& I Gas Non Heating
NG - C&I Gas Heat
NG - C&I Gas All
Fuel Oil - Residential Distillate
Fuel Oil - Com Fuel
Fuel Oil - Industrial
Kerosene
Propane
Cord Wood
Pellet Wood
Res Water
C&I Water
End Use
Behavior
Custom Measures
Energy Star Homes
Envelope
Home Energy Services
Hot Water
HVAC
Lighting
Process
Refrigeration
Food Service
Compressed Air
Motors/Drives
BHVAC
Sectors
A - Residential
B - Low-Income
C - Commercial & Industrial
ELECTRIC Programs
LOW INCOME
Home Energy Assistance
RESIDENTIAL
Energy Star Homes
Home Performance with Energy Star
Energy Star Products
Education
Home Energy Reports
Res Customer Engagement Platform
ISO-NE Forward Capacity Market Expenses
Building Practices and Demo
A5 - Residential Active Demand Response
Res Other 2
Res Other 3
Res Other 4
C&I
Large Business Energy Solutions
Small Business Energy Solutions
Municipal Energy Solutions
Smart Start
C&I Customer Partnerships
Energy Rewards RFP Program
C&I Customer Engagement Platform
Education
ISO Forward Capacity Market Expenses
C5 - C&I Active Demand Response
CIM Other 2
CIM Other 3
CIM Other 4
GAS Programs
LOW INCOME
Home Energy Assistance
RESIDENTIAL
Energy Star Homes
Home Performance with Energy Star
Energy Star Products
Res Education
Res Gas Financing
Home Energy Reports
C&I
Large Business Energy Solutions
Small Business Energy Solutions
Educations
C&I On Bill Financing
Building Practices and Demo
Subprogram
LOW INCOME
HEA (Weatherization)
HEA (HVAC Systems)
RESIDENTIAL
ES Homes
HPwES (Weatherization)
HPwES (HVAC Systems)
non-HPwES (Multi-Family WXn)
HPwES 3rd Party Financing (Loan buy-down)
HPwES Visual Audit
HPwES 3rd Party Financing (Mod. Income Loan buy-down)
ES Lighting
ES Appliances (White Goods)
ES Appliances (HVAC Systems)
ES Products 3rd Party Financing (Loan buy-down)
ES Products 3rd Party Financing (Mod. Income Loan buy-down)
ES Products Visual Audit
US: Home Energy Reports
US: RES CEP
Res FCM Expenses
Building Practices and Demo
A5a - Residential Active Demand Response
US: Res Other 2
US: Res Other 3
US: Res Other 4
C&I
LCI (All)
LCI (Retrofit)
LCI (New Equipment and Construction)
LCI (New Equipment)
SCI (All)
SCI (Direct Install)
SCI (Retrofit)
SCI (New Equipment and Construction)
Muni (All)
Muni (Direct Install)
Muni (Retrofit)
Muni (New Equipment and Construction)
Muni (Weatherization)
Muni (HVAC Systems)
US: Smart Start
US: Partnerships
US: RFP
US: C&I CEP
Education
CI FCM Expenses
C5a - C&I Active Demand Response
US: CIM Other 2
US: CIM Other 3
US: CIM Other 4

## Costs
Year | Sector (Dropdown) | Program (Dropdown) | Subprogram (Dropdown) | Internal Admin | External Admin | Rebate / Services | Implementation Services | Marketing | EM&V | Performance Incentive | TOTAL PA COSTS
2021 | A - Residential | A5 - Residential Active Demand Response | A5a - Residential Active Demand Response | 2000 |  | 7500 | 23000 | 1000 | 1000 |  | 34500
2021 | B - Low-Income | Home Energy Assistance | [8 empty] | 0
2021 | C - Commercial & Industrial | C5 - C&I Active Demand Response | C5a - C&I Active Demand Response | 3500 | 1000 | 101000 | 12500 | 5000 | 15000 |  | 138000
2022 | A - Residential | A5 - Residential Active Demand Response | A5a - Residential Active Demand Response | 2200 |  | 10623.75 | 27000 | 1200 | 1200 |  | 42223.75
2022 | B - Low-Income | Home Energy Assistance | [8 empty] | 0
2022 | C - Commercial & Industrial | C5 - C&I Active Demand Response | C5a - C&I Active Demand Response | 3800 | 1200 | 108000 | 13125 | 5250 | 15000 |  | 146375
2023 | A - Residential | A5 - Residential Active Demand Response | A5a - Residential Active Demand Response | 2400 |  | 13750 | 31500 | 1300 | 1300 |  | 50250
2023 | B - Low-Income | Home Energy Assistance | [8 empty] | 0
2023 | C - Commercial & Industrial | C5 - C&I Active Demand Response | C5a - C&I Active Demand Response | 4000 | 1400 | 133750 | 13781 | 5500 | 15000 |  | 173431
.

## ADRYr1
|  |  | Administrator: | Unitil Energy Systems Inc
|  |  | Program Year: | 2021
[12 empty] | Impact Factors | [8 empty] | Energy Savings | [7 empty] | Capacity Savings |  |  |  |  | Non-Electric Benefits | [11 empty] | Checks
Sector (Dropdown) | Program (Dropdown) | Subprogram (Dropdown) | Measure | Measure ID | End Use (Dropdown) | Quantity | Measure Life | Total Resource Cost | Incentive | Processing Costs | Customer Cost | Free-Ridership Rate | Spillover [Participant] Rate | Spillover [Non-Participant] Rate | Net to Gross | In-Service Rate | kWh Realization Rate | kW Winter Realization Rate | kW Summer Realization Rate | Non Electric Realization Rate | Gross Annual kWh Saved | LS_ID (Dropdown) | Max Demand (Entered) | Max Demand Factor (Look-up) | Winter Peak Energy % | Winter Off-Peak Energy % | Summer Peak Energy % | Summer Off-Peak Energy % | Maximum Load Reduction (kW) | Summer Coincident (%) | Winter Coincident (%) | Trans. Coincident (%) | Dist. Coincident (%) | Fossil Fuel Type #1 (Dropdown) | Savings from Fuel Type #1 (MMBtu/Year) | Fossil Fuel Type #2 (Dropdown) | Savings from Fuel Type #2 (MMBtu/Year) | Fossil Fuel Type #3 (Dropdown) | Savings from Fuel Type #3 (MMBtu/Year) | Res Water Savings (Gallons per Year) | C&I Water Savings (Gallons per Year) | Energy Strategy | Bid into FCM | Total for Three Years | Limited Demand Response Scaling Factor | Savings | Costs
A - Residential | A5 - Residential Active Demand Response | A5a - Residential Active Demand Response | Direct Load Control Targeted Dispatch Upfront/Annual Incentive Summer | E21A5a001 | Behavior | 250 | 1 | 30 | 30 | 0 | 0 | 0% | 0% | 0% | 100% | 100% | 100% | 100% | 100% | 100% |  | Summer Peak |  |  | 0% | 0% | 100% | 0% | 0.5 | 100% | 0% | 100% | 100% | [6 empty] | 0 | 0 | Top 20 All Hours | No | No | 10%
A - Residential | A5 - Residential Active Demand Response | A5a - Residential Active Demand Response | Behavior DR |  | Behavior |  |  |  |  | 0 | 0 | 0% | 0% | 0% | 100% | 100% | 100% | 100% | 100% | 100% |  | Summer Peak |  |  | 0% | 0% | 100% | 0% |  | 100% | 0% | 100% | 100% | [6 empty] | 0 | 0 | Top 20 All Hours | No | No | 10%
A - Residential | A5 - Residential Active Demand Response | A5a - Residential Active Demand Response | Storage Daily Dispatch Upfront Incentive (savings) Summer |  | Behavior |  |  |  |  | 0 | 0 | 0% | 0% | 0% | 100% | 100% | 100% | 100% | 100% | 100% |  | Summer Peak |  |  | 0% | 0% | 100% | 0% |  | 100% | 0% | 100% | 100% | [6 empty] | 0 | 0 | Summer Daily Discharge | No | Yes | 100%
A - Residential | A5 - Residential Active Demand Response | A5a - Residential Active Demand Response | Storage Daily Dispatch Upfront Incentive (consumption) Summer |  | Behavior |  |  |  |  | 0 | 0 | 0% | 0% | 0% | 100% | 100% | 100% | 100% | 100% | 100% |  | Summer Charging |  |  | 0% | 0% | 0% | 100% |  | 0% | 0% | 0% | 0% | [6 empty] | 0 | 0 | Summer Daily Charge | No | Yes | 100%
A - Residential | A5 - Residential Active Demand Response | A5a - Residential Active Demand Response | Storage Daily Dispatch Upfront Incentive (savings) Winter |  | Behavior |  |  |  |  | 0 | 0 | 0% | 0% | 0% | 100% | 100% | 100% | 100% | 100% | 100% |  | Winter Peak |  |  | 100% | 0% | 0% | 0% |  | 0% | 100% | 0% | 0% | [6 empty] | 0 | 0 | Top 20 Winter Hours | No | Yes | 100%
A - Residential | A5 - Residential Active Demand Response | A5a - Residential Active Demand Response | Storage Daily Dispatch Upfront Incentive (consumption) Winter |  | Behavior |  |  |  |  | 0 | 0 | 0% | 0% | 0% | 100% | 100% | 100% | 100% | 100% | 100% |  | Winter Charging |  |  | 0% | 100% | 0% | 0% |  | 0% | 0% | 0% | 0% | [6 empty] | 0 | 0 | Winter Targeted Charge | No | Yes | 100%
A - Residential | A5 - Residential Active Demand Response | A5a - Residential Active Demand Response | Storage Daily Dispatch P4P (savings) Summer | E21A5a002 | Behavior |  |  |  |  | 0 | 0 | 0% | 0% | 0% | 100% | 100% | 100% | 100% | 100% | 100% | 750 | Summer Peak |  |  | 0% | 0% | 100% | 0% | 5 | 100% | 0% | 100% | 100% | [6 empty] | 0 | 0 | Summer Daily Discharge | No | No | 100%
A - Residential | A5 - Residential Active Demand Response | A5a - Residential Active Demand Response | Storage Daily Dispatch P4P (consumption) Summer | E21A5a003 | Behavior |  |  |  |  | 0 | 0 | 0% | 0% | 0% | 100% | 100% | 100% | 100% | 100% | 100% | -882.3529 | Summer Charging |  |  | 0% | 0% | 0% | 100% | -5 | 0% | 0% | 0% | 0% | [6 empty] | 0 | 0 | Summer Daily Charge | No | No | 100%
A - Residential | A5 - Residential Active Demand Response | A5a - Residential Active Demand Response | Storage Targeted Dispatch P4P (savings) Winter |  | Behavior |  |  |  |  | 0 | 0 | 0% | 0% | 0% | 100% | 100% | 100% | 100% | 100% | 100% |  | Winter Peak |  |  | 100% | 0% | 0% | 0% |  | 0% | 100% | 0% | 0% | [8 empty] | Top 20 Winter Hours | No | No | 10%
A - Residential | A5 - Residential Active Demand Response | A5a - Residential Active Demand Response | Storage Targeted Dispatch P4P (consumption) Winter |  | Behavior |  |  |  |  | 0 | 0 | 0% | 0% | 0% | 100% | 100% | 100% | 100% | 100% | 100% |  | Winter Charging |  |  | 0% | 100% | 0% | 0% |  | 0% | 0% | 0% | 0% | [6 empty] | 0 | 0 | Winter Targeted Charge | No | No | 10%
A - Residential | A5 - Residential Active Demand Response | A5a - Residential Active Demand Response | EV Load Management Summer |  | Behavior |  |  |  |  | 0 | 0 | 0% | 0% | 0% | 100% | 100% | 100% | 100% | 100% | 100% |  | Summer Peak |  |  | 0% | 0% | 100% | 0% |  | 100% | 0% | 100% | 100% | [6 empty] | 0 | 0 | Top 20 All Hours | No | No | 10%
A - Residential | A5 - Residential Active Demand Response | A5a - Residential Active Demand Response | EV Load Management Winter |  | Behavior |  |  |  |  | 0 | 0 | 0% | 0% | 0% | 100% | 100% | 100% | 100% | 100% | 100% |  | Winter Peak |  |  | 100% | 0% | 0% | 0% |  | 0% | 100% | 0% | 0% | [6 empty] | 0 | 0 | Top 20 Winter Hours | No | No | 10%
B - Low-Income | Home Energy Assistance | Res Demand Response | Direct Load Control Targeted Dispatch Upfront/Annual Incentive Summer |  | Behavior |  |  |  |  | 0 | 0 | 0% | 0% | 0% | 100% | 100% | 100% | 100% | 100% | 100% |  | Summer Peak |  |  | 0% | 0% | 100% | 0% | 1 | 100% | 0% | 100% | 100% | [6 empty] | 0 | 0 | Top 20 All Hours | No | No | 10%
B - Low-Income | Home Energy Assistance | Res Demand Response | Behavior DR |  | Behavior |  |  |  |  | 0 | 0 | 0% | 0% | 0% | 100% | 100% | 100% | 100% | 100% | 100% |  | Summer Peak |  |  | 0% | 0% | 100% | 0% | 1 | 100% | 0% | 100% | 100% | [6 empty] | 0 | 0 | Top 20 All Hours | No | No | 10%
B - Low-Income | Home Energy Assistance | Res Demand Response | Storage Daily Dispatch Upfront Incentive (savings) Summer |  | Behavior |  |  |  |  | 0 | 0 | 0% | 0% | 0% | 100% | 100% | 100% | 100% | 100% | 100% |  | Summer Peak |  |  | 0% | 0% | 100% | 0% | 1 | 100% | 0% | 100% | 100% | [6 empty] | 0 | 0 | Summer Daily Discharge | No | Yes | 100%
B - Low-Income | Home Energy Assistance | Res Demand Response | Storage Daily Dispatch Upfront Incentive (consumption) Summer |  | Behavior |  |  |  |  | 0 | 0 | 0% | 0% | 0% | 100% | 100% | 100% | 100% | 100% | 100% |  | Summer Charging |  |  | 0% | 0% | 0% | 100% | 1 | 0% | 0% | 0% | 0% | [6 empty] | 0 | 0 | Summer Daily Charge | No | Yes | 100%
B - Low-Income | Home Energy Assistance | Res Demand Response | Storage Daily Dispatch Upfront Incentive (savings) Winter |  | Behavior |  |  |  |  | 0 | 0 | 0% | 0% | 0% | 100% | 100% | 100% | 100% | 100% | 100% |  | Winter Peak |  |  | 100% | 0% | 0% | 0% | 1 | 0% | 100% | 0% | 0% | [8 empty] | Top 20 Winter Hours | No | Yes | 100%
B - Low-Income | Home Energy Assistance | Res Demand Response | Storage Daily Dispatch Upfront Incentive (consumption) Winter |  | Behavior |  |  |  |  | 0 | 0 | 0% | 0% | 0% | 100% | 100% | 100% | 100% | 100% | 100% |  | Winter Charging |  |  | 0% | 100% | 0% | 0% | 1 | 0% | 0% | 0% | 0% | [6 empty] | 0 | 0 | Winter Targeted Charge | No | Yes | 100%
B - Low-Income | Home Energy Assistance | Res Demand Response | Storage Daily Dispatch P4P (savings) Summer |  | Behavior |  |  |  |  | 0 | 0 | 0% | 0% | 0% | 100% | 100% | 100% | 100% | 100% | 100% |  | Summer Peak |  |  | 0% | 0% | 100% | 0% | 1 | 100% | 0% | 100% | 100% | [6 empty] | 0 | 0 | Summer Daily Discharge | No | No | 100%
B - Low-Income | Home Energy Assistance | Res Demand Response | Storage Daily Dispatch P4P (consumption) Summer |  | Behavior |  |  |  |  | 0 | 0 | 0% | 0% | 0% | 100% | 100% | 100% | 100% | 100% | 100% |  | Summer Charging |  |  | 0% | 0% | 0% | 100% | 1 | 0% | 0% | 0% | 0% | [6 empty] | 0 | 0 | Summer Daily Charge | No | No | 100%
B - Low-Income | Home Energy Assistance | Res Demand Response | Storage Targeted Dispatch P4P (savings) Winter |  | Behavior |  |  |  |  | 0 | 0 | 0% | 0% | 0% | 100% | 100% | 100% | 100% | 100% | 100% |  | Winter Peak |  |  | 100% | 0% | 0% | 0% | 1 | 0% | 100% | 0% | 0% | [6 empty] | 0 | 0 | Top 20 Winter Hours | No | No | 10%
B - Low-Income | Home Energy Assistance | Res Demand Response | Storage Targeted Dispatch P4P (consumption) Winter |  | Behavior |  |  |  |  | 0 | 0 | 0% | 0% | 0% | 100% | 100% | 100% | 100% | 100% | 100% |  | Winter Charging |  |  | 0% | 100% | 0% | 0% | 1 | 0% | 0% | 0% | 0% | [6 empty] | 0 | 0 | Winter Targeted Charge | No | No | 10%
B - Low-Income | Home Energy Assistance | Res Demand Response | EV Load Management Summer |  | Behavior |  |  |  |  | 0 | 0 | 0% | 0% | 0% | 100% | 100% | 100% | 100% | 100% | 100% |  | Summer Peak |  |  | 0% | 0% | 100% | 0% | 1 | 100% | 0% | 100% | 100% | [6 empty] | 0 | 0 | Top 20 All Hours | No | No | 10%
B - Low-Income | Home Energy Assistance | Res Demand Response | EV Load Management Winter |  | Behavior |  |  |  |  | 0 | 0 | 0% | 0% | 0% | 100% | 100% | 100% | 100% | 100% | 100% |  | Winter Peak |  |  | 100% | 0% | 0% | 0% | 1 | 0% | 100% | 0% | 0% | [8 empty] | Top 20 Winter Hours | No | No | 10%
C - Commercial & Industrial | C5 - C&I Active Demand Response | C5a - C&I Active Demand Response | Load Curtailment Targeted Dispatch P4P Summer | E21C5a001 | Behavior | 18 | 1 | 4500 | 4500 | 0 | 0 | 0% | 0% | 0% | 100% | 100% | 100% | 100% | 100% | 100% |  | Summer Peak |  |  | 0% | 0% | 100% | 0% | 100 | 100% | 0% | 100% | 100% | [6 empty] | 0 | 0 | Top 20 All Hours | No | No | 10%
C - Commercial & Industrial | C5 - C&I Active Demand Response | C5a - C&I Active Demand Response | Load Curtailment Targeted Dispatch P4P Winter |  | Behavior |  |  |  |  | 0 | 0 | 0% | 0% | 0% | 100% | 100% | 100% | 100% | 100% | 100% |  | Winter Peak |  |  | 100% | 0% | 0% | 0% |  | 0% | 100% | 0% | 0% | [6 empty] | 0 | 0 | Top 20 Winter Hours | No | No | 10%
C - Commercial & Industrial | C5 - C&I Active Demand Response | C5a - C&I Active Demand Response | Storage Daily Dispatch Upfront Incentive (savings) Summer |  | Behavior |  |  |  |  | 0 | 0 | 0% | 0% | 0% | 100% | 100% | 100% | 100% | 100% | 100% |  | Summer Peak |  |  | 0% | 0% | 100% | 0% |  | 100% | 0% | 100% | 100% | [6 empty] | 0 | 0 | Summer Daily Discharge | No | Yes | 100%
C - Commercial & Industrial | C5 - C&I Active Demand Response | C5a - C&I Active Demand Response | Storage Daily Dispatch Upfront Incentive (consumption) Summer |  | Behavior |  |  |  |  | 0 | 0 | 0% | 0% | 0% | 100% | 100% | 100% | 100% | 100% | 100% |  | Summer Charging |  |  | 0% | 0% | 0% | 100% |  | 0% | 0% | 0% | 0% | [6 empty] | 0 | 0 | Summer Daily Charge | No | Yes | 100%
C - Commercial & Industrial | C5 - C&I Active Demand Response | C5a - C&I Active Demand Response | Storage Daily Dispatch Upfront Incentive (savings) Winter |  | Behavior |  |  |  |  | 0 | 0 | 0% | 0% | 0% | 100% | 100% | 100% | 100% | 100% | 100% |  | Winter Peak |  |  | 100% | 0% | 0% | 0% |  | 0% | 100% | 0% | 0% | [6 empty] | 0 | 0 | Top 20 Winter Hours | No | Yes | 100%
C - Commercial & Industrial | C5 - C&I Active Demand Response | C5a - C&I Active Demand Response | Storage Daily Dispatch Upfront Incentive (consumption) Winter |  | Behavior |  |  |  |  | 0 | 0 | 0% | 0% | 0% | 100% | 100% | 100% | 100% | 100% | 100% |  | Winter Charging |  |  | 0% | 100% | 0% | 0% |  | 0% | 0% | 0% | 0% | [8 empty] | Winter Targeted Charge | No | Yes | 100%
C - Commercial & Industrial | C5 - C&I Active Demand Response | C5a - C&I Active Demand Response | Storage Daily Dispatch P4P (savings) Summer | E21C5a002 | Behavior | 1 | 1 | 20000 | 20000 | 0 | 0 | 0% | 0% | 0% | 100% | 100% | 100% | 100% | 100% | 100% | 15000 | Summer Peak |  |  | 0% | 0% | 100% | 0% | 100 | 100% | 0% | 100% | 100% | [6 empty] | 0 | 0 | Summer Daily Discharge | No | No | 100%
C - Commercial & Industrial | C5 - C&I Active Demand Response | C5a - C&I Active Demand Response | Storage Daily Dispatch P4P (consumption) Summer | E21C5a003 | Behavior | 1 | 1 |  |  | 0 | 0 | 0% | 0% | 0% | 100% | 100% | 100% | 100% | 100% | 100% | -17647.0588 | Summer Charging |  |  | 0% | 0% | 0% | 100% |  | 0% | 0% | 0% | 0% | [6 empty] | 0 | 0 | Summer Daily Charge | No | No | 100%
C - Commercial & Industrial | C5 - C&I Active Demand Response | C5a - C&I Active Demand Response | Storage Targeted Dispatch P4P (savings) Summer | E21C5a004 | Behavior |  |  |  |  | 0 | 0 | 0% | 0% | 0% | 100% | 100% | 100% | 100% | 100% | 100% |  | Summer Peak |  |  | 0% | 0% | 100% | 0% |  | 100% | 0% | 100% | 100% | [6 empty] | 0 | 0 | Top 20 All Hours | No | No | 10%
C - Commercial & Industrial | C5 - C&I Active Demand Response | C5a - C&I Active Demand Response | Storage Targeted Dispatch P4P (consumption) Summer | E21C5a005 | Behavior |  |  |  |  | 0 | 0 | 0% | 0% | 0% | 100% | 100% | 100% | 100% | 100% | 100% |  | Summer Charging |  |  | 0% | 0% | 0% | 100% |  | 0% | 0% | 0% | 0% | [6 empty] | 0 | 0 | Summer Targeted Charge | No | No | 10%
C - Commercial & Industrial | C5 - C&I Active Demand Response | C5a - C&I Active Demand Response | Storage Targeted Dispatch P4P (savings) Winter |  | Behavior |  |  |  |  | 0 | 0 | 0% | 0% | 0% | 100% | 100% | 100% | 100% | 100% | 100% |  | Winter Peak |  |  | 100% | 0% | 0% | 0% |  | 0% | 100% | 0% | 0% | [6 empty] | 0 | 0 | Top 20 Winter Hours | No | No | 10%
C - Commercial & Industrial | C5 - C&I Active Demand Response | C5a - C&I Active Demand Response | Storage Targeted Dispatch P4P (consumption) Winter |  | Behavior |  |  |  |  | 0 | 0 | 0% | 0% | 0% | 100% | 100% | 100% | 100% | 100% | 100% |  | Winter Charging |  |  | 0% | 100% | 0% | 0% |  | 0% | 0% | 0% | 0% | [8 empty] | Winter Targeted Charge | No | No | 10%
C - Commercial & Industrial | C5 - C&I Active Demand Response | C5a - C&I Active Demand Response | Custom |  | Behavior |  |  |  |  | 0 | 0 | 0% | 0% | 0% | 100% | 100% | 100% | 100% | 100% | 100% |  | Summer Peak |  |  | 0% | 0% | 100% | 0% |  | 100% | 0% | 100% | 100% | [8 empty] | Top 20 All Hours | No | No | 10%
0
0
0
0
0
0
0
0
0
Note on AS4: Erin Malone: No = doesn't sum over term Yes = does sum over term

## ADRYr2
|  |  | Administrator: | Unitil Energy Systems Inc
|  |  | Program Year: | 2022
[12 empty] | Impact Factors | [8 empty] | Energy Savings | [7 empty] | Capacity Savings |  |  |  |  | Non-Electric Benefits | [11 empty] | Checks
Sector (Dropdown) | Program (Dropdown) | Subprogram (Dropdown) | Measure | Measure ID | End Use (Dropdown) | Quantity | Measure Life | Total Resource Cost | Incentive | Processing Costs | Customer Cost | Free-Ridership Rate | Spillover [Participant] Rate | Spillover [Non-Participant] Rate | Net to Gross | In-Service Rate | kWh Realization Rate | kW Winter Realization Rate | kW Summer Realization Rate | Non Electric Realization Rate | Gross Annual kWh Saved | LS_ID (Dropdown) | Max Demand (Entered) | Max Demand Factor (Look-up) | Winter Peak Energy % | Winter Off-Peak Energy % | Summer Peak Energy % | Summer Off-Peak Energy % | Maximum Load Reduction (kW) | Summer Coincident (%) | Winter Coincident (%) | Trans. Coincident (%) | Dist. Coincident (%) | Fossil Fuel Type #1 (Dropdown) | Savings from Fuel Type #1 (MMBtu/Year) | Fossil Fuel Type #2 (Dropdown) | Savings from Fuel Type #2 (MMBtu/Year) | Fossil Fuel Type #3 (Dropdown) | Savings from Fuel Type #3 (MMBtu/Year) | Res Water Savings (Gallons per Year) | C&I Water Savings (Gallons per Year) | Energy Strategy | Bid into FCM | Total for Three Years | Limited Demand Response Scaling Factor | Savings | Costs
A - Residential | A5 - Residential Active Demand Response | A5a - Residential Active Demand Response | Direct Load Control Targeted Dispatch Upfront/Annual Incentive Summer | E21A5a001 | Behavior | 375 | 1 | 28.33 | 28.33 | 0 | 0 | 0% | 0% | 0% | 100% | 100% | 100% | 100% | 100% | 100% | 0 | Summer Peak |  |  | 0% | 0% | 100% | 0% | 0.5 | 100% | 0% | 100% | 100% | [6 empty] | 0 | 0 | Top 20 All Hours | No | No | 10%
A - Residential | A5 - Residential Active Demand Response | A5a - Residential Active Demand Response | Behavior DR |  | Behavior |  |  |  |  | 0 | 0 | 0% | 0% | 0% | 100% | 100% | 100% | 100% | 100% | 100% | 0 | Summer Peak |  |  | 0% | 0% | 100% | 0% | 0 | 100% | 0% | 100% | 100% | [6 empty] | 0 | 0 | Top 20 All Hours | No | No | 10%
A - Residential | A5 - Residential Active Demand Response | A5a - Residential Active Demand Response | Storage Daily Dispatch Upfront Incentive (savings) Summer |  | Behavior |  |  |  |  | 0 | 0 | 0% | 0% | 0% | 100% | 100% | 100% | 100% | 100% | 100% | 0 | Summer Peak |  |  | 0% | 0% | 100% | 0% | 0 | 100% | 0% | 100% | 100% | [6 empty] | 0 | 0 | Summer Daily Discharge | No | Yes | 100%
A - Residential | A5 - Residential Active Demand Response | A5a - Residential Active Demand Response | Storage Daily Dispatch Upfront Incentive (consumption) Summer |  | Behavior |  |  |  |  | 0 | 0 | 0% | 0% | 0% | 100% | 100% | 100% | 100% | 100% | 100% | 0 | Summer Charging |  |  | 0% | 0% | 0% | 100% | 0 | 0% | 0% | 0% | 0% | [6 empty] | 0 | 0 | Summer Daily Charge | No | Yes | 100%
A - Residential | A5 - Residential Active Demand Response | A5a - Residential Active Demand Response | Storage Daily Dispatch Upfront Incentive (savings) Winter |  | Behavior |  |  |  |  | 0 | 0 | 0% | 0% | 0% | 100% | 100% | 100% | 100% | 100% | 100% | 0 | Winter Peak |  |  | 100% | 0% | 0% | 0% | 0 | 0% | 100% | 0% | 0% | [6 empty] | 0 | 0 | Top 20 Winter Hours | No | Yes | 100%
A - Residential | A5 - Residential Active Demand Response | A5a - Residential Active Demand Response | Storage Daily Dispatch Upfront Incentive (consumption) Winter |  | Behavior |  |  |  |  | 0 | 0 | 0% | 0% | 0% | 100% | 100% | 100% | 100% | 100% | 100% | 0 | Winter Charging |  |  | 0% | 100% | 0% | 0% | 0 | 0% | 0% | 0% | 0% | [6 empty] | 0 | 0 | Winter Targeted Charge | No | Yes | 100%
A - Residential | A5 - Residential Active Demand Response | A5a - Residential Active Demand Response | Storage Daily Dispatch P4P (savings) Summer | E21A5a002 | Behavior |  |  |  |  | 0 | 0 | 0% | 0% | 0% | 100% | 100% | 100% | 100% | 100% | 100% | 750 | Summer Peak |  |  | 0% | 0% | 100% | 0% | 5 | 100% | 0% | 100% | 100% | [6 empty] | 0 | 0 | Summer Daily Discharge | No | No | 100%
A - Residential | A5 - Residential Active Demand Response | A5a - Residential Active Demand Response | Storage Daily Dispatch P4P (consumption) Summer | E21A5a003 | Behavior |  |  |  |  | 0 | 0 | 0% | 0% | 0% | 100% | 100% | 100% | 100% | 100% | 100% | -882.3529 | Summer Charging |  |  | 0% | 0% | 0% | 100% | -5 | 0% | 0% | 0% | 0% | [6 empty] | 0 | 0 | Summer Daily Charge | No | No | 100%
A - Residential | A5 - Residential Active Demand Response | A5a - Residential Active Demand Response | Storage Targeted Dispatch P4P (savings) Winter |  | Behavior |  |  |  |  | 0 | 0 | 0% | 0% | 0% | 100% | 100% | 100% | 100% | 100% | 100% | 0 | Winter Peak |  |  | 100% | 0% | 0% | 0% | 0 | 0% | 100% | 0% | 0% | [8 empty] | Top 20 Winter Hours | No | No | 10%
A - Residential | A5 - Residential Active Demand Response | A5a - Residential Active Demand Response | Storage Targeted Dispatch P4P (consumption) Winter |  | Behavior |  |  |  |  | 0 | 0 | 0% | 0% | 0% | 100% | 100% | 100% | 100% | 100% | 100% | 0 | Winter Charging |  |  | 0% | 100% | 0% | 0% | 0 | 0% | 0% | 0% | 0% | [6 empty] | 0 | 0 | Winter Targeted Charge | No | No | 10%
A - Residential | A5 - Residential Active Demand Response | A5a - Residential Active Demand Response | EV Load Management Summer |  | Behavior |  |  |  |  | 0 | 0 | 0% | 0% | 0% | 100% | 100% | 100% | 100% | 100% | 100% | 0 | Summer Peak |  |  | 0% | 0% | 100% | 0% | 0 | 100% | 0% | 100% | 100% | [6 empty] | 0 | 0 | Top 20 All Hours | No | No | 10%
A - Residential | A5 - Residential Active Demand Response | A5a - Residential Active Demand Response | EV Load Management Winter |  | Behavior |  |  |  |  | 0 | 0 | 0% | 0% | 0% | 100% | 100% | 100% | 100% | 100% | 100% | 0 | Winter Peak |  |  | 100% | 0% | 0% | 0% | 0 | 0% | 100% | 0% | 0% | [6 empty] | 0 | 0 | Top 20 Winter Hours | No | No | 10%
B - Low-Income | Home Energy Assistance | Res Demand Response | Direct Load Control Targeted Dispatch Upfront/Annual Incentive Summer |  | Behavior |  |  |  |  | 0 | 0 | 0% | 0% | 0% | 100% | 100% | 100% | 100% | 100% | 100% |  | Summer Peak |  |  | 0% | 0% | 100% | 0% |  | 100% | 0% | 100% | 100% | [6 empty] | 0 | 0 | Top 20 All Hours | No | No | 10%
B - Low-Income | Home Energy Assistance | Res Demand Response | Behavior DR |  | Behavior |  |  |  |  | 0 | 0 | 0% | 0% | 0% | 100% | 100% | 100% | 100% | 100% | 100% |  | Summer Peak |  |  | 0% | 0% | 100% | 0% |  | 100% | 0% | 100% | 100% | [6 empty] | 0 | 0 | Top 20 All Hours | No | No | 10%
B - Low-Income | Home Energy Assistance | Res Demand Response | Storage Daily Dispatch Upfront Incentive (savings) Summer |  | Behavior |  |  |  |  | 0 | 0 | 0% | 0% | 0% | 100% | 100% | 100% | 100% | 100% | 100% |  | Summer Peak |  |  | 0% | 0% | 100% | 0% |  | 100% | 0% | 100% | 100% | [6 empty] | 0 | 0 | Summer Daily Discharge | No | Yes | 100%
B - Low-Income | Home Energy Assistance | Res Demand Response | Storage Daily Dispatch Upfront Incentive (consumption) Summer |  | Behavior |  |  |  |  | 0 | 0 | 0% | 0% | 0% | 100% | 100% | 100% | 100% | 100% | 100% |  | Summer Charging |  |  | 0% | 0% | 0% | 100% |  | 0% | 0% | 0% | 0% | [6 empty] | 0 | 0 | Summer Daily Charge | No | Yes | 100%
B - Low-Income | Home Energy Assistance | Res Demand Response | Storage Daily Dispatch Upfront Incentive (savings) Winter |  | Behavior |  |  |  |  | 0 | 0 | 0% | 0% | 0% | 100% | 100% | 100% | 100% | 100% | 100% |  | Winter Peak |  |  | 100% | 0% | 0% | 0% |  | 0% | 100% | 0% | 0% | [8 empty] | Top 20 Winter Hours | No | Yes | 100%
B - Low-Income | Home Energy Assistance | Res Demand Response | Storage Daily Dispatch Upfront Incentive (consumption) Winter |  | Behavior |  |  |  |  | 0 | 0 | 0% | 0% | 0% | 100% | 100% | 100% | 100% | 100% | 100% |  | Winter Charging |  |  | 0% | 100% | 0% | 0% |  | 0% | 0% | 0% | 0% | [6 empty] | 0 | 0 | Winter Targeted Charge | No | Yes | 100%
B - Low-Income | Home Energy Assistance | Res Demand Response | Storage Daily Dispatch P4P (savings) Summer |  | Behavior |  |  |  |  | 0 | 0 | 0% | 0% | 0% | 100% | 100% | 100% | 100% | 100% | 100% |  | Summer Peak |  |  | 0% | 0% | 100% | 0% |  | 100% | 0% | 100% | 100% | [6 empty] | 0 | 0 | Summer Daily Discharge | No | No | 100%
B - Low-Income | Home Energy Assistance | Res Demand Response | Storage Daily Dispatch P4P (consumption) Summer |  | Behavior |  |  |  |  | 0 | 0 | 0% | 0% | 0% | 100% | 100% | 100% | 100% | 100% | 100% |  | Summer Charging |  |  | 0% | 0% | 0% | 100% |  | 0% | 0% | 0% | 0% | [6 empty] | 0 | 0 | Summer Daily Charge | No | No | 100%
B - Low-Income | Home Energy Assistance | Res Demand Response | Storage Targeted Dispatch P4P (savings) Winter |  | Behavior |  |  |  |  | 0 | 0 | 0% | 0% | 0% | 100% | 100% | 100% | 100% | 100% | 100% |  | Winter Peak |  |  | 100% | 0% | 0% | 0% |  | 0% | 100% | 0% | 0% | [6 empty] | 0 | 0 | Top 20 Winter Hours | No | No | 10%
B - Low-Income | Home Energy Assistance | Res Demand Response | Storage Targeted Dispatch P4P (consumption) Winter |  | Behavior |  |  |  |  | 0 | 0 | 0% | 0% | 0% | 100% | 100% | 100% | 100% | 100% | 100% |  | Winter Charging |  |  | 0% | 100% | 0% | 0% |  | 0% | 0% | 0% | 0% | [6 empty] | 0 | 0 | Winter Targeted Charge | No | No | 10%
B - Low-Income | Home Energy Assistance | Res Demand Response | EV Load Management Summer |  | Behavior |  |  |  |  | 0 | 0 | 0% | 0% | 0% | 100% | 100% | 100% | 100% | 100% | 100% |  | Summer Peak |  |  | 0% | 0% | 100% | 0% |  | 100% | 0% | 100% | 100% | [6 empty] | 0 | 0 | Top 20 All Hours | No | No | 10%
B - Low-Income | Home Energy Assistance | Res Demand Response | EV Load Management Winter |  | Behavior |  |  |  |  | 0 | 0 | 0% | 0% | 0% | 100% | 100% | 100% | 100% | 100% | 100% |  | Winter Peak |  |  | 100% | 0% | 0% | 0% |  | 0% | 100% | 0% | 0% | [8 empty] | Top 20 Winter Hours | No | No | 10%
C - Commercial & Industrial | C5 - C&I Active Demand Response | C5a - C&I Active Demand Response | Load Curtailment Targeted Dispatch P4P Summer | E21C5a001 | Behavior | 22 | 1 | 4000 | 4000 | 0 | 0 | 0% | 0% | 0% | 100% | 100% | 100% | 100% | 100% | 100% | 0 | Summer Peak |  |  | 0% | 0% | 100% | 0% | 100 | 100% | 0% | 100% | 100% | [6 empty] | 0 | 0 | Top 20 All Hours | No | No | 10%
C - Commercial & Industrial | C5 - C&I Active Demand Response | C5a - C&I Active Demand Response | Load Curtailment Targeted Dispatch P4P Winter |  | Behavior |  |  |  |  | 0 | 0 | 0% | 0% | 0% | 100% | 100% | 100% | 100% | 100% | 100% | 0 | Winter Peak |  |  | 100% | 0% | 0% | 0% | 0 | 0% | 100% | 0% | 0% | [6 empty] | 0 | 0 | Top 20 Winter Hours | No | No | 10%
C - Commercial & Industrial | C5 - C&I Active Demand Response | C5a - C&I Active Demand Response | Storage Daily Dispatch Upfront Incentive (savings) Summer |  | Behavior |  |  |  |  | 0 | 0 | 0% | 0% | 0% | 100% | 100% | 100% | 100% | 100% | 100% | 0 | Summer Peak |  |  | 0% | 0% | 100% | 0% | 0 | 100% | 0% | 100% | 100% | [6 empty] | 0 | 0 | Summer Daily Discharge | No | Yes | 100%
C - Commercial & Industrial | C5 - C&I Active Demand Response | C5a - C&I Active Demand Response | Storage Daily Dispatch Upfront Incentive (consumption) Summer |  | Behavior |  |  |  |  | 0 | 0 | 0% | 0% | 0% | 100% | 100% | 100% | 100% | 100% | 100% | 0 | Summer Charging |  |  | 0% | 0% | 0% | 100% | 0 | 0% | 0% | 0% | 0% | [6 empty] | 0 | 0 | Summer Daily Charge | No | Yes | 100%
C - Commercial & Industrial | C5 - C&I Active Demand Response | C5a - C&I Active Demand Response | Storage Daily Dispatch Upfront Incentive (savings) Winter |  | Behavior |  |  |  |  | 0 | 0 | 0% | 0% | 0% | 100% | 100% | 100% | 100% | 100% | 100% | 0 | Winter Peak |  |  | 100% | 0% | 0% | 0% | 0 | 0% | 100% | 0% | 0% | [6 empty] | 0 | 0 | Top 20 Winter Hours | No | Yes | 100%
C - Commercial & Industrial | C5 - C&I Active Demand Response | C5a - C&I Active Demand Response | Storage Daily Dispatch Upfront Incentive (consumption) Winter |  | Behavior |  |  |  |  | 0 | 0 | 0% | 0% | 0% | 100% | 100% | 100% | 100% | 100% | 100% | 0 | Winter Charging |  |  | 0% | 100% | 0% | 0% | 0 | 0% | 0% | 0% | 0% | [8 empty] | Winter Targeted Charge | No | Yes | 100%
C - Commercial & Industrial | C5 - C&I Active Demand Response | C5a - C&I Active Demand Response | Storage Daily Dispatch P4P (savings) Summer | E21C5a002 | Behavior | 1 | 1 | 20000 | 20000 | 0 | 0 | 0% | 0% | 0% | 100% | 100% | 100% | 100% | 100% | 100% | 15000 | Summer Peak |  |  | 0% | 0% | 100% | 0% | 100 | 100% | 0% | 100% | 100% | [6 empty] | 0 | 0 | Summer Daily Discharge | No | No | 100%
C - Commercial & Industrial | C5 - C&I Active Demand Response | C5a - C&I Active Demand Response | Storage Daily Dispatch P4P (consumption) Summer | E21C5a003 | Behavior | 1 | 1 |  |  | 0 | 0 | 0% | 0% | 0% | 100% | 100% | 100% | 100% | 100% | 100% | -17647.0588 | Summer Charging |  |  | 0% | 0% | 0% | 100% | 0 | 0% | 0% | 0% | 0% | [6 empty] | 0 | 0 | Summer Daily Charge | No | No | 100%
C - Commercial & Industrial | C5 - C&I Active Demand Response | C5a - C&I Active Demand Response | Storage Targeted Dispatch P4P (savings) Summer | E21C5a004 | Behavior |  |  |  |  | 0 | 0 | 0% | 0% | 0% | 100% | 100% | 100% | 100% | 100% | 100% | 0 | Summer Peak |  |  | 0% | 0% | 100% | 0% | 0 | 100% | 0% | 100% | 100% | [6 empty] | 0 | 0 | Top 20 All Hours | No | No | 10%
C - Commercial & Industrial | C5 - C&I Active Demand Response | C5a - C&I Active Demand Response | Storage Targeted Dispatch P4P (consumption) Summer | E21C5a005 | Behavior |  |  |  |  | 0 | 0 | 0% | 0% | 0% | 100% | 100% | 100% | 100% | 100% | 100% | 0 | Summer Charging |  |  | 0% | 0% | 0% | 100% | 0 | 0% | 0% | 0% | 0% | [6 empty] | 0 | 0 | Summer Targeted Charge | No | No | 10%
C - Commercial & Industrial | C5 - C&I Active Demand Response | C5a - C&I Active Demand Response | Storage Targeted Dispatch P4P (savings) Winter |  | Behavior |  |  |  |  | 0 | 0 | 0% | 0% | 0% | 100% | 100% | 100% | 100% | 100% | 100% | 0 | Winter Peak |  |  | 100% | 0% | 0% | 0% | 0 | 0% | 100% | 0% | 0% | [6 empty] | 0 | 0 | Top 20 Winter Hours | No | No | 10%
C - Commercial & Industrial | C5 - C&I Active Demand Response | C5a - C&I Active Demand Response | Storage Targeted Dispatch P4P (consumption) Winter |  | Behavior |  |  |  |  | 0 | 0 | 0% | 0% | 0% | 100% | 100% | 100% | 100% | 100% | 100% | 0 | Winter Charging |  |  | 0% | 100% | 0% | 0% | 0 | 0% | 0% | 0% | 0% | [8 empty] | Winter Targeted Charge | No | No | 10%
C - Commercial & Industrial | C5 - C&I Active Demand Response | C5a - C&I Active Demand Response | Custom |  | Behavior |  |  |  |  | 0 | 0 | 0% | 0% | 0% | 100% | 100% | 100% | 100% | 100% | 100% | 0 | Summer Peak |  |  | 0% | 0% | 100% | 0% | 0 | 100% | 0% | 100% | 100% | [8 empty] | Top 20 All Hours | No | No | 10%
0
0
0
0
0
0
0
0
0
Note on AS4: Erin Malone: No = doesn't sum over term Yes = does sum over term

## ADRYr3
|  |  | Administrator: | Unitil Energy Systems Inc
|  |  | Program Year: | 2023
[12 empty] | Impact Factors | [8 empty] | Energy Savings | [7 empty] | Capacity Savings |  |  |  |  | Non-Electric Benefits | [11 empty] | Checks
Sector (Dropdown) | Program (Dropdown) | Subprogram (Dropdown) | Measure | Measure ID | End Use (Dropdown) | Quantity | Measure Life | Total Resource Cost | Incentive | Processing Costs | Customer Cost | Free-Ridership Rate | Spillover [Participant] Rate | Spillover [Non-Participant] Rate | Net to Gross | In-Service Rate | kWh Realization Rate | kW Winter Realization Rate | kW Summer Realization Rate | Non Electric Realization Rate | Gross Annual kWh Saved | LS_ID (Dropdown) | Max Demand (Entered) | Max Demand Factor (Look-up) | Winter Peak Energy % | Winter Off-Peak Energy % | Summer Peak Energy % | Summer Off-Peak Energy % | Maximum Load Reduction (kW) | Summer Coincident (%) | Winter Coincident (%) | Trans. Coincident (%) | Dist. Coincident (%) | Fossil Fuel Type #1 (Dropdown) | Savings from Fuel Type #1 (MMBtu/Year) | Fossil Fuel Type #2 (Dropdown) | Savings from Fuel Type #2 (MMBtu/Year) | Fossil Fuel Type #3 (Dropdown) | Savings from Fuel Type #3 (MMBtu/Year) | Res Water Savings (Gallons per Year) | C&I Water Savings (Gallons per Year) | Energy Strategy | Bid into FCM | Total for Three Years | Limited Demand Response Scaling Factor | Savings | Costs
A - Residential | A5 - Residential Active Demand Response | A5a - Residential Active Demand Response | Direct Load Control Targeted Dispatch Upfront/Annual Incentive Summer | E21A5a001 | Behavior | 500 | 1 | 27.5 | 27.5 | 0 | 0 | 0% | 0% | 0% | 100% | 100% | 100% | 100% | 100% | 100% | 0 | Summer Peak |  |  | 0% | 0% | 100% | 0% | 0.5 | 100% | 0% | 100% | 100% | [6 empty] | 0 | 0 | Top 20 All Hours | No | No | 10%
A - Residential | A5 - Residential Active Demand Response | A5a - Residential Active Demand Response | Behavior DR |  | Behavior |  |  |  |  | 0 | 0 | 0% | 0% | 0% | 100% | 100% | 100% | 100% | 100% | 100% | 0 | Summer Peak |  |  | 0% | 0% | 100% | 0% | 0 | 100% | 0% | 100% | 100% | [6 empty] | 0 | 0 | Top 20 All Hours | No | No | 10%
A - Residential | A5 - Residential Active Demand Response | A5a - Residential Active Demand Response | Storage Daily Dispatch Upfront Incentive (savings) Summer |  | Behavior |  |  |  |  | 0 | 0 | 0% | 0% | 0% | 100% | 100% | 100% | 100% | 100% | 100% | 0 | Summer Peak |  |  | 0% | 0% | 100% | 0% | 0 | 100% | 0% | 100% | 100% | [6 empty] | 0 | 0 | Summer Daily Discharge | No | Yes | 100%
A - Residential | A5 - Residential Active Demand Response | A5a - Residential Active Demand Response | Storage Daily Dispatch Upfront Incentive (consumption) Summer |  | Behavior |  |  |  |  | 0 | 0 | 0% | 0% | 0% | 100% | 100% | 100% | 100% | 100% | 100% | 0 | Summer Charging |  |  | 0% | 0% | 0% | 100% | 0 | 0% | 0% | 0% | 0% | [6 empty] | 0 | 0 | Summer Daily Charge | No | Yes | 100%
A - Residential | A5 - Residential Active Demand Response | A5a - Residential Active Demand Response | Storage Daily Dispatch Upfront Incentive (savings) Winter |  | Behavior |  |  |  |  | 0 | 0 | 0% | 0% | 0% | 100% | 100% | 100% | 100% | 100% | 100% | 0 | Winter Peak |  |  | 100% | 0% | 0% | 0% | 0 | 0% | 100% | 0% | 0% | [6 empty] | 0 | 0 | Top 20 Winter Hours | No | Yes | 100%
A - Residential | A5 - Residential Active Demand Response | A5a - Residential Active Demand Response | Storage Daily Dispatch Upfront Incentive (consumption) Winter |  | Behavior |  |  |  |  | 0 | 0 | 0% | 0% | 0% | 100% | 100% | 100% | 100% | 100% | 100% | 0 | Winter Charging |  |  | 0% | 100% | 0% | 0% | 0 | 0% | 0% | 0% | 0% | [6 empty] | 0 | 0 | Winter Targeted Charge | No | Yes | 100%
A - Residential | A5 - Residential Active Demand Response | A5a - Residential Active Demand Response | Storage Daily Dispatch P4P (savings) Summer | E21A5a002 | Behavior |  |  |  |  | 0 | 0 | 0% | 0% | 0% | 100% | 100% | 100% | 100% | 100% | 100% | 750 | Summer Peak |  |  | 0% | 0% | 100% | 0% | 5 | 100% | 0% | 100% | 100% | [6 empty] | 0 | 0 | Summer Daily Discharge | No | No | 100%
A - Residential | A5 - Residential Active Demand Response | A5a - Residential Active Demand Response | Storage Daily Dispatch P4P (consumption) Summer | E21A5a003 | Behavior |  |  |  |  | 0 | 0 | 0% | 0% | 0% | 100% | 100% | 100% | 100% | 100% | 100% | -882.3529 | Summer Charging |  |  | 0% | 0% | 0% | 100% | -5 | 0% | 0% | 0% | 0% | [6 empty] | 0 | 0 | Summer Daily Charge | No | No | 100%
A - Residential | A5 - Residential Active Demand Response | A5a - Residential Active Demand Response | Storage Targeted Dispatch P4P (savings) Winter |  | Behavior |  |  |  |  | 0 | 0 | 0% | 0% | 0% | 100% | 100% | 100% | 100% | 100% | 100% | 0 | Winter Peak |  |  | 100% | 0% | 0% | 0% | 0 | 0% | 100% | 0% | 0% | [8 empty] | Top 20 Winter Hours | No | No | 10%
A - Residential | A5 - Residential Active Demand Response | A5a - Residential Active Demand Response | Storage Targeted Dispatch P4P (consumption) Winter |  | Behavior |  |  |  |  | 0 | 0 | 0% | 0% | 0% | 100% | 100% | 100% | 100% | 100% | 100% | 0 | Winter Charging |  |  | 0% | 100% | 0% | 0% | 0 | 0% | 0% | 0% | 0% | [6 empty] | 0 | 0 | Winter Targeted Charge | No | No | 10%
A - Residential | A5 - Residential Active Demand Response | A5a - Residential Active Demand Response | EV Load Management Summer |  | Behavior |  |  |  |  | 0 | 0 | 0% | 0% | 0% | 100% | 100% | 100% | 100% | 100% | 100% | 0 | Summer Peak |  |  | 0% | 0% | 100% | 0% | 0 | 100% | 0% | 100% | 100% | [6 empty] | 0 | 0 | Top 20 All Hours | No | No | 10%
A - Residential | A5 - Residential Active Demand Response | A5a - Residential Active Demand Response | EV Load Management Winter |  | Behavior |  |  |  |  | 0 | 0 | 0% | 0% | 0% | 100% | 100% | 100% | 100% | 100% | 100% | 0 | Winter Peak |  |  | 100% | 0% | 0% | 0% | 0 | 0% | 100% | 0% | 0% | [6 empty] | 0 | 0 | Top 20 Winter Hours | No | No | 10%
B - Low-Income | Home Energy Assistance | Res Demand Response | Direct Load Control Targeted Dispatch Upfront/Annual Incentive Summer |  | Behavior |  |  |  |  | 0 | 0 | 0% | 0% | 0% | 100% | 100% | 100% | 100% | 100% | 100% |  | Summer Peak |  |  | 0% | 0% | 100% | 0% |  | 100% | 0% | 100% | 100% | [6 empty] | 0 | 0 | Top 20 All Hours | No | No | 10%
B - Low-Income | Home Energy Assistance | Res Demand Response | Behavior DR |  | Behavior |  |  |  |  | 0 | 0 | 0% | 0% | 0% | 100% | 100% | 100% | 100% | 100% | 100% |  | Summer Peak |  |  | 0% | 0% | 100% | 0% |  | 100% | 0% | 100% | 100% | [6 empty] | 0 | 0 | Top 20 All Hours | No | No | 10%
B - Low-Income | Home Energy Assistance | Res Demand Response | Storage Daily Dispatch Upfront Incentive (savings) Summer |  | Behavior |  |  |  |  | 0 | 0 | 0% | 0% | 0% | 100% | 100% | 100% | 100% | 100% | 100% |  | Summer Peak |  |  | 0% | 0% | 100% | 0% |  | 100% | 0% | 100% | 100% | [6 empty] | 0 | 0 | Summer Daily Discharge | No | Yes | 100%
B - Low-Income | Home Energy Assistance | Res Demand Response | Storage Daily Dispatch Upfront Incentive (consumption) Summer |  | Behavior |  |  |  |  | 0 | 0 | 0% | 0% | 0% | 100% | 100% | 100% | 100% | 100% | 100% |  | Summer Charging |  |  | 0% | 0% | 0% | 100% |  | 0% | 0% | 0% | 0% | [6 empty] | 0 | 0 | Summer Daily Charge | No | Yes | 100%
B - Low-Income | Home Energy Assistance | Res Demand Response | Storage Daily Dispatch Upfront Incentive (savings) Winter |  | Behavior |  |  |  |  | 0 | 0 | 0% | 0% | 0% | 100% | 100% | 100% | 100% | 100% | 100% |  | Winter Peak |  |  | 100% | 0% | 0% | 0% |  | 0% | 100% | 0% | 0% | [8 empty] | Top 20 Winter Hours | No | Yes | 100%
B - Low-Income | Home Energy Assistance | Res Demand Response | Storage Daily Dispatch Upfront Incentive (consumption) Winter |  | Behavior |  |  |  |  | 0 | 0 | 0% | 0% | 0% | 100% | 100% | 100% | 100% | 100% | 100% |  | Winter Charging |  |  | 0% | 100% | 0% | 0% |  | 0% | 0% | 0% | 0% | [6 empty] | 0 | 0 | Winter Targeted Charge | No | Yes | 100%
B - Low-Income | Home Energy Assistance | Res Demand Response | Storage Daily Dispatch P4P (savings) Summer |  | Behavior |  |  |  |  | 0 | 0 | 0% | 0% | 0% | 100% | 100% | 100% | 100% | 100% | 100% |  | Summer Peak |  |  | 0% | 0% | 100% | 0% |  | 100% | 0% | 100% | 100% | [6 empty] | 0 | 0 | Summer Daily Discharge | No | No | 100%
B - Low-Income | Home Energy Assistance | Res Demand Response | Storage Daily Dispatch P4P (consumption) Summer |  | Behavior |  |  |  |  | 0 | 0 | 0% | 0% | 0% | 100% | 100% | 100% | 100% | 100% | 100% |  | Summer Charging |  |  | 0% | 0% | 0% | 100% |  | 0% | 0% | 0% | 0% | [6 empty] | 0 | 0 | Summer Daily Charge | No | No | 100%
B - Low-Income | Home Energy Assistance | Res Demand Response | Storage Targeted Dispatch P4P (savings) Winter |  | Behavior |  |  |  |  | 0 | 0 | 0% | 0% | 0% | 100% | 100% | 100% | 100% | 100% | 100% |  | Winter Peak |  |  | 100% | 0% | 0% | 0% |  | 0% | 100% | 0% | 0% | [6 empty] | 0 | 0 | Top 20 Winter Hours | No | No | 10%
B - Low-Income | Home Energy Assistance | Res Demand Response | Storage Targeted Dispatch P4P (consumption) Winter |  | Behavior |  |  |  |  | 0 | 0 | 0% | 0% | 0% | 100% | 100% | 100% | 100% | 100% | 100% |  | Winter Charging |  |  | 0% | 100% | 0% | 0% |  | 0% | 0% | 0% | 0% | [6 empty] | 0 | 0 | Winter Targeted Charge | No | No | 10%
B - Low-Income | Home Energy Assistance | Res Demand Response | EV Load Management Summer |  | Behavior |  |  |  |  | 0 | 0 | 0% | 0% | 0% | 100% | 100% | 100% | 100% | 100% | 100% |  | Summer Peak |  |  | 0% | 0% | 100% | 0% |  | 100% | 0% | 100% | 100% | [6 empty] | 0 | 0 | Top 20 All Hours | No | No | 10%
B - Low-Income | Home Energy Assistance | Res Demand Response | EV Load Management Winter |  | Behavior |  |  |  |  | 0 | 0 | 0% | 0% | 0% | 100% | 100% | 100% | 100% | 100% | 100% |  | Winter Peak |  |  | 100% | 0% | 0% | 0% |  | 0% | 100% | 0% | 0% | [8 empty] | Top 20 Winter Hours | No | No | 10%
C - Commercial & Industrial | C5 - C&I Active Demand Response | C5a - C&I Active Demand Response | Load Curtailment Targeted Dispatch P4P Summer | E21C5a001 | Behavior | 26 | 1 | 4375 | 4375 | 0 | 0 | 0% | 0% | 0% | 100% | 100% | 100% | 100% | 100% | 100% | 0 | Summer Peak |  |  | 0% | 0% | 100% | 0% | 100 | 100% | 0% | 100% | 100% | [6 empty] | 0 | 0 | Top 20 All Hours | No | No | 10%
C - Commercial & Industrial | C5 - C&I Active Demand Response | C5a - C&I Active Demand Response | Load Curtailment Targeted Dispatch P4P Winter |  | Behavior |  |  |  |  | 0 | 0 | 0% | 0% | 0% | 100% | 100% | 100% | 100% | 100% | 100% | 0 | Winter Peak |  |  | 100% | 0% | 0% | 0% | 0 | 0% | 100% | 0% | 0% | [6 empty] | 0 | 0 | Top 20 Winter Hours | No | No | 10%
C - Commercial & Industrial | C5 - C&I Active Demand Response | C5a - C&I Active Demand Response | Storage Daily Dispatch Upfront Incentive (savings) Summer |  | Behavior |  |  |  |  | 0 | 0 | 0% | 0% | 0% | 100% | 100% | 100% | 100% | 100% | 100% | 0 | Summer Peak |  |  | 0% | 0% | 100% | 0% | 0 | 100% | 0% | 100% | 100% | [6 empty] | 0 | 0 | Summer Daily Discharge | No | Yes | 100%
C - Commercial & Industrial | C5 - C&I Active Demand Response | C5a - C&I Active Demand Response | Storage Daily Dispatch Upfront Incentive (consumption) Summer |  | Behavior |  |  |  |  | 0 | 0 | 0% | 0% | 0% | 100% | 100% | 100% | 100% | 100% | 100% | 0 | Summer Charging |  |  | 0% | 0% | 0% | 100% | 0 | 0% | 0% | 0% | 0% | [6 empty] | 0 | 0 | Summer Daily Charge | No | Yes | 100%
C - Commercial & Industrial | C5 - C&I Active Demand Response | C5a - C&I Active Demand Response | Storage Daily Dispatch Upfront Incentive (savings) Winter |  | Behavior |  |  |  |  | 0 | 0 | 0% | 0% | 0% | 100% | 100% | 100% | 100% | 100% | 100% | 0 | Winter Peak |  |  | 100% | 0% | 0% | 0% | 0 | 0% | 100% | 0% | 0% | [6 empty] | 0 | 0 | Top 20 Winter Hours | No | Yes | 100%
C - Commercial & Industrial | C5 - C&I Active Demand Response | C5a - C&I Active Demand Response | Storage Daily Dispatch Upfront Incentive (consumption) Winter |  | Behavior |  |  |  |  | 0 | 0 | 0% | 0% | 0% | 100% | 100% | 100% | 100% | 100% | 100% | 0 | Winter Charging |  |  | 0% | 100% | 0% | 0% | 0 | 0% | 0% | 0% | 0% | [8 empty] | Winter Targeted Charge | No | Yes | 100%
C - Commercial & Industrial | C5 - C&I Active Demand Response | C5a - C&I Active Demand Response | Storage Daily Dispatch P4P (savings) Summer | E21C5a002 | Behavior | 1 | 1 | 20000 | 20000 | 0 | 0 | 0% | 0% | 0% | 100% | 100% | 100% | 100% | 100% | 100% | 15000 | Summer Peak |  |  | 0% | 0% | 100% | 0% | 100 | 100% | 0% | 100% | 100% | [6 empty] | 0 | 0 | Summer Daily Discharge | No | No | 100%
C - Commercial & Industrial | C5 - C&I Active Demand Response | C5a - C&I Active Demand Response | Storage Daily Dispatch P4P (consumption) Summer | E21C5a003 | Behavior | 1 | 1 |  |  | 0 | 0 | 0% | 0% | 0% | 100% | 100% | 100% | 100% | 100% | 100% | -17647.0588 | Summer Charging |  |  | 0% | 0% | 0% | 100% | 0 | 0% | 0% | 0% | 0% | [6 empty] | 0 | 0 | Summer Daily Charge | No | No | 100%
C - Commercial & Industrial | C5 - C&I Active Demand Response | C5a - C&I Active Demand Response | Storage Targeted Dispatch P4P (savings) Summer | E21C5a004 | Behavior |  |  |  |  | 0 | 0 | 0% | 0% | 0% | 100% | 100% | 100% | 100% | 100% | 100% | 0 | Summer Peak |  |  | 0% | 0% | 100% | 0% | 0 | 100% | 0% | 100% | 100% | [6 empty] | 0 | 0 | Top 20 All Hours | No | No | 10%
C - Commercial & Industrial | C5 - C&I Active Demand Response | C5a - C&I Active Demand Response | Storage Targeted Dispatch P4P (consumption) Summer | E21C5a005 | Behavior |  |  |  |  | 0 | 0 | 0% | 0% | 0% | 100% | 100% | 100% | 100% | 100% | 100% | 0 | Summer Charging |  |  | 0% | 0% | 0% | 100% | 0 | 0% | 0% | 0% | 0% | [6 empty] | 0 | 0 | Summer Targeted Charge | No | No | 10%
C - Commercial & Industrial | C5 - C&I Active Demand Response | C5a - C&I Active Demand Response | Storage Targeted Dispatch P4P (savings) Winter |  | Behavior |  |  |  |  | 0 | 0 | 0% | 0% | 0% | 100% | 100% | 100% | 100% | 100% | 100% | 0 | Winter Peak |  |  | 100% | 0% | 0% | 0% | 0 | 0% | 100% | 0% | 0% | [6 empty] | 0 | 0 | Top 20 Winter Hours | No | No | 10%
C - Commercial & Industrial | C5 - C&I Active Demand Response | C5a - C&I Active Demand Response | Storage Targeted Dispatch P4P (consumption) Winter |  | Behavior |  |  |  |  | 0 | 0 | 0% | 0% | 0% | 100% | 100% | 100% | 100% | 100% | 100% | 0 | Winter Charging |  |  | 0% | 100% | 0% | 0% | 0 | 0% | 0% | 0% | 0% | [8 empty] | Winter Targeted Charge | No | No | 10%
C - Commercial & Industrial | C5 - C&I Active Demand Response | C5a - C&I Active Demand Response | Custom |  | Behavior |  |  |  |  | 0 | 0 | 0% | 0% | 0% | 100% | 100% | 100% | 100% | 100% | 100% | 0 | Summer Peak |  |  | 0% | 0% | 100% | 0% | 0 | 100% | 0% | 100% | 100% | [8 empty] | Top 20 All Hours | No | No | 10%
0
0
0
0
0
0
0
0
0
Note on AS4: Erin Malone: No = doesn't sum over term Yes = does sum over term

## CalcsYr1
Year | 2021 | [65 empty] | CHANGED FORMULA |  | CHANGED FORMULA | CHANGED FORMULA | [49 empty] | NEW | NEW
[59 empty] | 3 |  |  |  |  | 11 | 4 |  |  | 15 |  |  | 22 | 23 | 24 |  |  | 25 | 26 | 27 | 28 | 29 | 30 | 31 |  | 32 | 33 | 34 | 35 | 36 | 37 | 38 | 39 |  |  | 40 | 41 | 42 | 43 | 44 | 45 | 46 | 47 | 48 | 49 |  |  | 50 | 51 |  | 52 | 53 | 54 | 55
Inputs | [7 empty] | Costs |  |  | Electric Savings: Energy | [9 empty] | Electric Savings: Capacity |  |  |  |  | Natural Gas Savings |  |  |  | Other Resource Savings: Oil |  |  |  | Other Resource Savings: Propane |  |  |  | Other Resource Savings: Kerosene |  |  |  | Other Resource Savings: Cord Wood |  |  |  | Other Resource Savings: Wood Pellet |  |  |  | SUB-TOTAL |  | Other Resource Savings: Water |  |  | Electric Benefits: Energy |  |  |  |  | Electric Benefits: Energy DRIPE | [5 empty] | Sub-Total | Electric Benefits: Capacity | [7 empty] | Total | Non-Electric Resource Benefits: Natural Gas | [7 empty] | Non-Electric Resource Benefits: Natural Gas DRIPE | [8 empty] | Sub Total | 40: Non-Electric Resource Benefits: Other | Total | Non-Energy Impacts |  |  |  | Environmental Externalities (Non-Embedded Costs) |  |  |  |  | TOTAL | TOTAL | TOTAL | TOTAL | Active Demand Management
Sector | Program | Subprogram | Measure | Measure ID | End Use | Quantity | Measure Life | TRC (Total) | Incentive (Total) | Customer Cost (Total) | Gross Annual MWh Savings | Adjusted Gross Annual MWh Savings | Gross Lifetime MWh Savings | Adjusted Gross Lifetime MWh Savings | Net Annual MWh Savings | Net Lifetime MWh Savings | Winter Peak Energy MWh Net Lifetime | Winter Off-Peak Energy MWh Net Lifetime | Summer Peak Energy MWh Net Lifetime | Summer Off-Peak Energy MWh Net Lifetime | Max Net kW | Annual Adjusted Gross Winter kW | Annual Net Winter kW | Annual Adjusted Gross Summer kw | Annual Net Summer kw | Adj. Gross Annual Gas Savings (MMBTU) | Adj. Gross Lifetime Gas Savings (MMBTU) | Net Annual Gas Savings (MMBTU) | Net Lifetime Gas Savings (MMBTU) | Adj Gross Annual Oil Savings (MMBTU) | Adj Gross Lifetime Oil Savings (MMBTU) | Net Annual Oil Savings (MMBTU) | Net Lifetime Oil Savings (MMBTU) | Adj Gross Annual Propane Savings (MMBTU) | Adj Gross Lifetime Propane Savings (MMBTU) | Net Annual Propane Savings (MMBTU) | Net Lifetime Propane Savings (MMBTU) | Adj Gross Annual Kerosene Savings (MMBTU) | Adj Gross Lifetime Kerosene Savings (MMBTU) | Net Annual Kerosene Savings (MMBTU) | Net Lifetime Kerosene Savings (MMBTU) | Adj Gross Annual Cord Wood Savings (MMBTU) | Adj Gross Lifetime Cord Wood Savings (MMBTU) | Net Annual Cord Wood Savings (MMBTU) | Net Lifetime Cord Wood Savings (MMBTU) | Adj Gross Annual Wood Pellet Savings (MMBTU) | Adj Gross Lifetime Wood Pellet Savings (MMBTU) | Net Annual Wood Pellet Savings (MMBTU) | Net Lifetime Wood Pellet Savings (MMBTU) | Total Net Annual MMBTU | Total Net Lifetime MMBTU | Net Annual Res Water Savings Gallons | Net Annual C&I Water Savings Gallons | Net Lifetime Water Savings Gallons | Winter Peak Energy Benefits ($) | Winter Off-Peak Energy Benefits ($) | Summer Peak Energy Benefits ($) | Summer Off-Peak Energy Benefits ($) | Total Avoided Energy Benefits ($) | Winter Peak Energy DRIPE Benefits ($) | Winter Off-Peak Energy DRIPE Benefits ($) | Summer Peak Energy DRIPE Benefits ($) | Summer Off-Peak Energy DRIPE Benefits ($) | Energy Electric Cross DRIPE Benefits ($) | Total Energy DRIPE Benefits ($) | Total Electric Energy Benefits ($) | Summer Generation Benefits ($) | Winter Generation ($) | Electric Capacity DRIPE ($) | Reliability ($) | PTF Benefits ($) | Transmission Benefits ($) | Distribution Benefits ($) | Total Electric Capacity Benefits ($) | Total Electric Benefits ($) | NG - Res Non Heating | NG - Res Hot Water | NG - Res Heating | NG - Res All | NG - C& I Gas Non Heating | NG - C&I Gas Heat | NG - C&I Gas All | Total Avoided Gas Benefits ($) | Gas Supply DRIPE | Res Non-Heating GECD | Res Hot Water GECD | Res Heating GECD | Res All GECD | C&I Non-Heating GECD | C&I Heating GECD | C&I All GECD | Total Gas DRIPE | Total Gas Resource Benefits | Fuel Oil - Residential Distillate | Fuel Oil - Com Fuel | Fuel Oil - Industrial | Oil DRIPE | Kerosene | Propane | Cord Wood | Pellet Wood | Res Water | C&I Water | Total Non-Electric Resource Benefits | NEI Adder | Fossil Emissions (oil, gas, propane, kerosene) | Fossil Emissions Based on RGGI | Total Non-Resource Benefits | Winter Peak Environmental Benefits ($) | Winter Off-Peak Environmental Benefits ($) | Summer Peak Environmental Benefits ($) | Summer Off-Peak Environmental Benefits ($) | Total Avoided Environmental Benefits ($) | Total Benefits (Legacy NH TRC) | Total Benefits (Granite State Test) | Total Benefits (Utility Cost Test) | Total Benefits (Secondary GST) | Strategy | Bid into FCM | Capacity: AESC tab Column Reference | Capacity DRIPE: AESC tab Column Reference | Reliability: AESC tab Column Reference | Key | Total for Three Years | Limited Demand Response Scaling Factor | Line Losses
A - Residential | A5 - Residential Active Demand Response | A5a - Residential Active Demand Response | Direct Load Control Targeted Dispatch Upfront/Annual Incentive Summer | E21A5a001 | Behavior | 250 | 1 | 7500 | 7500 | 0 | 0 | 0 | 0 | 0 | 0 | 0 | 0 | 0 | 0 | 0 | 125 | 0 | 0 | 125 | 125 | 0 | 0 | 0 | 0 | 0 | 0 | 0 | 0 | 0 | 0 | 0 | 0 | 0 | 0 | 0 | 0 | 0 | 0 | 0 | 0 | 0 | 0 | 0 | 0 | 0 | 0 | 0 | 0 | 0 |  |  |  |  | 0 |  |  |  |  | 0 | 0 | 0 | 1329.5415 | 0 | 2839.4856 | 0 | 12312.8721 | 0 | 10666.5022 | 27148.4014 | 27148.4014 | 0 | 0 | 0 | 0 | 0 | 0 | 0 | 0 | 0 | 0 | 0 | 0 | 0 | 0 | 0 | 0 | 0 | 0 | 0 | 0 | 0 | 0 | 0 | 0 | 0 | 0 | 0 | 0 | 0 | 2714.8401 |  | 0 | 2714.8401 | 0 | 0 | 0 | 0 | 0 | 29863.2415 | 27148.4014 | 27148.4014 | 29863.2415 | Top 20 All Hours | No | Using AvoidedDemand tab | Using AvoidedDemand tab | 20 | 2021-Top 20 All Hours-1 | No | 10% | 8%
A - Residential | A5 - Residential Active Demand Response | A5a - Residential Active Demand Response | Behavior DR | 0 | Behavior | [22 empty] | 0 |  |  |  | 0 |  |  |  | 0 |  |  |  | 0 | [9 empty] | 0 | 0 | [56 empty] | 0
A - Residential | A5 - Residential Active Demand Response | A5a - Residential Active Demand Response | Storage Daily Dispatch Upfront Incentive (savings) Summer | 0 | Behavior | [22 empty] | 0 |  |  |  | 0 |  |  |  | 0 |  |  |  | 0 | [9 empty] | 0 | 0 | [56 empty] | 0
A - Residential | A5 - Residential Active Demand Response | A5a - Residential Active Demand Response | Storage Daily Dispatch Upfront Incentive (consumption) Summer | 0 | Behavior | [22 empty] | 0 |  |  |  | 0 |  |  |  | 0 |  |  |  | 0 | [9 empty] | 0 | 0 | [56 empty] | 0
A - Residential | A5 - Residential Active Demand Response | A5a - Residential Active Demand Response | Storage Daily Dispatch Upfront Incentive (savings) Winter | 0 | Behavior | [22 empty] | 0 |  |  |  | 0 |  |  |  | 0 |  |  |  | 0 | [9 empty] | 0 | 0 | [56 empty] | 0
A - Residential | A5 - Residential Active Demand Response | A5a - Residential Active Demand Response | Storage Daily Dispatch Upfront Incentive (consumption) Winter | 0 | Behavior | [22 empty] | 0 |  |  |  | 0 |  |  |  | 0 |  |  |  | 0 | [9 empty] | 0 | 0 | [56 empty] | 0
A - Residential | A5 - Residential Active Demand Response | A5a - Residential Active Demand Response | Storage Daily Dispatch P4P (savings) Summer | E21A5a002 | Behavior | [22 empty] | 0 |  |  |  | 0 |  |  |  | 0 |  |  |  | 0 | [9 empty] | 0 | 0 | [56 empty] | 0
A - Residential | A5 - Residential Active Demand Response | A5a - Residential Active Demand Response | Storage Daily Dispatch P4P (consumption) Summer | E21A5a003 | Behavior | [22 empty] | 0 |  |  |  | 0 |  |  |  | 0 |  |  |  | 0 | [9 empty] | 0 | 0 | [56 empty] | 0
A - Residential | A5 - Residential Active Demand Response | A5a - Residential Active Demand Response | Storage Targeted Dispatch P4P (savings) Winter | 0 | Behavior | [22 empty] | 0 |  |  |  | 0 |  |  |  | 0 |  |  |  | 0 | [9 empty] | 0 | 0 | [56 empty] | 0
A - Residential | A5 - Residential Active Demand Response | A5a - Residential Active Demand Response | Storage Targeted Dispatch P4P (consumption) Winter | 0 | Behavior | [22 empty] | 0 |  |  |  | 0 |  |  |  | 0 |  |  |  | 0 | [9 empty] | 0 | 0 | [56 empty] | 0
A - Residential | A5 - Residential Active Demand Response | A5a - Residential Active Demand Response | EV Load Management Summer | 0 | Behavior | [22 empty] | 0 |  |  |  | 0 |  |  |  | 0 |  |  |  | 0 | [9 empty] | 0 | 0 | [56 empty] | 0
A - Residential | A5 - Residential Active Demand Response | A5a - Residential Active Demand Response | EV Load Management Winter | 0 | Behavior | [22 empty] | 0 |  |  |  | 0 |  |  |  | 0 |  |  |  | 0 | [9 empty] | 0 | 0 | [56 empty] | 0
B - Low-Income | Home Energy Assistance | Res Demand Response | Direct Load Control Targeted Dispatch Upfront/Annual Incentive Summer | 0 | Behavior | [22 empty] | 0 |  |  |  | 0 |  |  |  | 0 |  |  |  | 0 | [9 empty] | 0 | 0 | [56 empty] | 0
B - Low-Income | Home Energy Assistance | Res Demand Response | Behavior DR | 0 | Behavior | [22 empty] | 0 |  |  |  | 0 |  |  |  | 0 |  |  |  | 0 | [9 empty] | 0 | 0 | [56 empty] | 0
B - Low-Income | Home Energy Assistance | Res Demand Response | Storage Daily Dispatch Upfront Incentive (savings) Summer | 0 | Behavior | [22 empty] | 0 |  |  |  | 0 |  |  |  | 0 |  |  |  | 0 | [9 empty] | 0 | 0 | [56 empty] | 0
B - Low-Income | Home Energy Assistance | Res Demand Response | Storage Daily Dispatch Upfront Incentive (consumption) Summer | 0 | Behavior | [22 empty] | 0 |  |  |  | 0 |  |  |  | 0 |  |  |  | 0 | [9 empty] | 0 | 0 | [56 empty] | 0
B - Low-Income | Home Energy Assistance | Res Demand Response | Storage Daily Dispatch Upfront Incentive (savings) Winter | 0 | Behavior | [22 empty] | 0 |  |  |  | 0 |  |  |  | 0 |  |  |  | 0 | [9 empty] | 0 | 0 | [56 empty] | 0
B - Low-Income | Home Energy Assistance | Res Demand Response | Storage Daily Dispatch Upfront Incentive (consumption) Winter | 0 | Behavior | [22 empty] | 0 |  |  |  | 0 |  |  |  | 0 |  |  |  | 0 | [9 empty] | 0 | 0 | [56 empty] | 0
B - Low-Income | Home Energy Assistance | Res Demand Response | Storage Daily Dispatch P4P (savings) Summer | 0 | Behavior | [22 empty] | 0 |  |  |  | 0 |  |  |  | 0 |  |  |  | 0 | [9 empty] | 0 | 0 | [56 empty] | 0
B - Low-Income | Home Energy Assistance | Res Demand Response | Storage Daily Dispatch P4P (consumption) Summer | 0 | Behavior | [22 empty] | 0 |  |  |  | 0 |  |  |  | 0 |  |  |  | 0 | [9 empty] | 0 | 0 | [56 empty] | 0
B - Low-Income | Home Energy Assistance | Res Demand Response | Storage Targeted Dispatch P4P (savings) Winter | 0 | Behavior | [22 empty] | 0 |  |  |  | 0 |  |  |  | 0 |  |  |  | 0 | [9 empty] | 0 | 0 | [56 empty] | 0
B - Low-Income | Home Energy Assistance | Res Demand Response | Storage Targeted Dispatch P4P (consumption) Winter | 0 | Behavior | [22 empty] | 0 |  |  |  | 0 |  |  |  | 0 |  |  |  | 0 | [9 empty] | 0 | 0 | [56 empty] | 0
B - Low-Income | Home Energy Assistance | Res Demand Response | EV Load Management Summer | 0 | Behavior | [22 empty] | 0 |  |  |  | 0 |  |  |  | 0 |  |  |  | 0 | [9 empty] | 0 | 0 | [56 empty] | 0
B - Low-Income | Home Energy Assistance | Res Demand Response | EV Load Management Winter | 0 | Behavior | [22 empty] | 0 |  |  |  | 0 |  |  |  | 0 |  |  |  | 0 | [9 empty] | 0 | 0 | [56 empty] | 0
C - Commercial & Industrial | C5 - C&I Active Demand Response | C5a - C&I Active Demand Response | Load Curtailment Targeted Dispatch P4P Summer | E21C5a001 | Behavior | 18 | 1 | 81000 | 81000 | 0 | 0 | 0 | 0 | 0 | 0 | 0 | 0 | 0 | 0 | 0 | 1800 | 0 | 0 | 1800 | 1800 | 0 | 0 | 0 | 0 | 0 | 0 | 0 | 0 | 0 | 0 | 0 | 0 | 0 | 0 | 0 | 0 | 0 | 0 | 0 | 0 | 0 | 0 | 0 | 0 | 0 | 0 | 0 | 0 | 0 |  |  |  |  | 0 |  |  |  |  | 0 | 0 | 0 | 19145.3977 | 0 | 40888.5928 | 0 | 177305.3579 | 0 | 153597.6318 | 390936.9802 | 390936.9802 | 0 | 0 | 0 | 0 | 0 | 0 | 0 | 0 | 0 | 0 | 0 | 0 | 0 | 0 | 0 | 0 | 0 | 0 | 0 | 0 | 0 | 0 | 0 | 0 | 0 | 0 | 0 | 0 | 0 | 39093.698 |  | 0 | 39093.698 | 0 | 0 | 0 | 0 | 0 | 430030.6783 | 390936.9802 | 390936.9802 | 430030.6783 | Top 20 All Hours | No | Using AvoidedDemand tab | Using AvoidedDemand tab | 20 | 2021-Top 20 All Hours-1 | No | 10% | 8%
C - Commercial & Industrial | C5 - C&I Active Demand Response | C5a - C&I Active Demand Response | Load Curtailment Targeted Dispatch P4P Winter | 0 | Behavior | [22 empty] | 0 |  |  |  | 0 |  |  |  | 0 |  |  |  | 0 | [9 empty] | 0 | 0 | [56 empty] | 0
C - Commercial & Industrial | C5 - C&I Active Demand Response | C5a - C&I Active Demand Response | Storage Daily Dispatch Upfront Incentive (savings) Summer | 0 | Behavior | [22 empty] | 0 |  |  |  | 0 |  |  |  | 0 |  |  |  | 0 | [9 empty] | 0 | 0 | [56 empty] | 0
C - Commercial & Industrial | C5 - C&I Active Demand Response | C5a - C&I Active Demand Response | Storage Daily Dispatch Upfront Incentive (consumption) Summer | 0 | Behavior | [22 empty] | 0 |  |  |  | 0 |  |  |  | 0 |  |  |  | 0 | [9 empty] | 0 | 0 | [56 empty] | 0
C - Commercial & Industrial | C5 - C&I Active Demand Response | C5a - C&I Active Demand Response | Storage Daily Dispatch Upfront Incentive (savings) Winter | 0 | Behavior | [22 empty] | 0 |  |  |  | 0 |  |  |  | 0 |  |  |  | 0 | [9 empty] | 0 | 0 | [56 empty] | 0
C - Commercial & Industrial | C5 - C&I Active Demand Response | C5a - C&I Active Demand Response | Storage Daily Dispatch Upfront Incentive (consumption) Winter | 0 | Behavior | [22 empty] | 0 |  |  |  | 0 |  |  |  | 0 |  |  |  | 0 | [9 empty] | 0 | 0 | [56 empty] | 0
C - Commercial & Industrial | C5 - C&I Active Demand Response | C5a - C&I Active Demand Response | Storage Daily Dispatch P4P (savings) Summer | E21C5a002 | Behavior | 1 | 1 | 20000 | 20000 | 0 | 15 | 15 | 15 | 15 | 15 | 15 | 0 | 0 | 15 | 0 | 100 | 0 | 0 | 100 | 100 | 0 | 0 | 0 | 0 | 0 | 0 | 0 | 0 | 0 | 0 | 0 | 0 | 0 | 0 | 0 | 0 | 0 | 0 | 0 | 0 | 0 | 0 | 0 | 0 | 0 | 0 | 0 | 0 | 0 |  |  |  |  | 1042.0774 |  |  |  |  | 27.4858 | 27.4858 | 1069.5632 | 10636.3321 | 0 | 22715.8849 | 0 | 9850.2977 | 0 | 8533.2018 | 51735.7164 | 52805.2796 | 0 | 0 | 0 | 0 | 0 | 0 | 0 | 0 | 0 | 0 | 0 | 0 | 0 | 0 | 0 | 0 | 0 | 0 | 0 | 0 | 0 | 0 | 0 | 0 | 0 | 0 | 0 | 0 | 0 | 5280.528 |  | 0 | 5280.528 | 0 | 0 | 714.5362 | 0 | 714.5362 | 58085.8075 | 52805.2796 | 52805.2796 | 58800.3437 | Summer Daily Discharge | No | Using AvoidedDemand tab | Using AvoidedDemand tab | 20 | 2021-Summer Daily Discharge-1 | No | 100% | 8%
C - Commercial & Industrial | C5 - C&I Active Demand Response | C5a - C&I Active Demand Response | Storage Daily Dispatch P4P (consumption) Summer | E21C5a003 | Behavior | 1 | 1 | 0 | 0 | 0 | -17.6471 | -17.6471 | -17.6471 | -17.6471 | -17.6471 | -17.6471 | 0 | 0 | 0 | -17.6471 | 0 | 0 | 0 | 0 | 0 | 0 | 0 | 0 | 0 | 0 | 0 | 0 | 0 | 0 | 0 | 0 | 0 | 0 | 0 | 0 | 0 | 0 | 0 | 0 | 0 | 0 | 0 | 0 | 0 | 0 | 0 | 0 | 0 | 0 |  |  |  |  | -838.9096 |  |  |  |  | -32.3363 | -32.3363 | -871.2459 | 0 | 0 | 0 | 0 | 0 | 0 | 0 | 0 | -871.2459 | 0 | 0 | 0 | 0 | 0 | 0 | 0 | 0 | 0 | 0 | 0 | 0 | 0 | 0 | 0 | 0 | 0 | 0 | 0 | 0 | 0 | 0 | 0 | 0 | 0 | 0 | 0 | 0 | 0 | -87.1246 |  | 0 | -87.1246 | 0 | 0 | 0 | -845.9726 | -845.9726 | -958.3705 | -871.2459 | -871.2459 | -1804.3431 | Summer Daily Charge | No | Using AvoidedDemand tab | Using AvoidedDemand tab | 20 | 2021-Summer Daily Charge-1 | No | 100% | 8%
C - Commercial & Industrial | C5 - C&I Active Demand Response | C5a - C&I Active Demand Response | Storage Targeted Dispatch P4P (savings) Summer | E21C5a004 | Behavior | [22 empty] | 0 |  |  |  | 0 |  |  |  | 0 |  |  |  | 0 | [9 empty] | 0 | 0 | [56 empty] | 0
C - Commercial & Industrial | C5 - C&I Active Demand Response | C5a - C&I Active Demand Response | Storage Targeted Dispatch P4P (consumption) Summer | E21C5a005 | Behavior | [22 empty] | 0 |  |  |  | 0 |  |  |  | 0 |  |  |  | 0 | [9 empty] | 0 | 0 | [56 empty] | 0
C - Commercial & Industrial | C5 - C&I Active Demand Response | C5a - C&I Active Demand Response | Storage Targeted Dispatch P4P (savings) Winter | 0 | Behavior | [22 empty] | 0 |  |  |  | 0 |  |  |  | 0 |  |  |  | 0 | [9 empty] | 0 | 0 | [56 empty] | 0
C - Commercial & Industrial | C5 - C&I Active Demand Response | C5a - C&I Active Demand Response | Storage Targeted Dispatch P4P (consumption) Winter | 0 | Behavior | [22 empty] | 0 |  |  |  | 0 |  |  |  | 0 |  |  |  | 0 | [9 empty] | 0 | 0 | [56 empty] | 0
C - Commercial & Industrial | C5 - C&I Active Demand Response | C5a - C&I Active Demand Response | Custom | 0 | Behavior | [22 empty] | 0 |  |  |  | 0 |  |  |  | 0 |  |  |  | 0 | [9 empty] | 0 | 0 | [56 empty] | 0
[28 empty] | 0 |  |  |  | 0 |  |  |  | 0 |  |  |  | 0 | [9 empty] | 0 | 0 | [56 empty] | 0
[28 empty] | 0 |  |  |  | 0 |  |  |  | 0 |  |  |  | 0 | [9 empty] | 0 | 0 | [56 empty] | 0
[28 empty] | 0 |  |  |  | 0 |  |  |  | 0 |  |  |  | 0 | [9 empty] | 0 | 0 | [56 empty] | 0
[28 empty] | 0 |  |  |  | 0 |  |  |  | 0 |  |  |  | 0 | [9 empty] | 0 | 0 | [56 empty] | 0
[28 empty] | 0 |  |  |  | 0 |  |  |  | 0 |  |  |  | 0 | [9 empty] | 0 | 0 | [56 empty] | 0
[28 empty] | 0 |  |  |  | 0 |  |  |  | 0 |  |  |  | 0 | [9 empty] | 0 | 0 | [56 empty] | 0
[28 empty] | 0 |  |  |  | 0 |  |  |  | 0 |  |  |  | 0 | [9 empty] | 0 | 0 | [56 empty] | 0
[28 empty] | 0 |  |  |  | 0 |  |  |  | 0 |  |  |  | 0 | [9 empty] | 0 | 0 | [56 empty] | 0
[28 empty] | 0 |  |  |  | 0 |  |  |  | 0 |  |  |  | 0 | [9 empty] | 0 | 0 | [56 empty] | 0
Note: Remember to drag down formulas if entering more than 50 rows of measures on Inputs tabs.

## CalcsYr2
Year | 2022 | [65 empty] | CHANGED FORMULA |  | CHANGED FORMULA | CHANGED FORMULA | [49 empty] | NEW
[59 empty] | 3 |  |  |  |  | 11 | 4 |  |  | 15 |  |  | 22 | 23 | 24 |  |  | 25 | 26 | 27 | 28 | 29 | 30 | 31 |  | 32 | 33 | 34 | 35 | 36 | 37 | 38 | 39 |  |  | 40 | 41 | 42 | 43 | 44 | 45 | 46 | 47 | 48 | 49 |  |  | 50 | 51 |  | 52 | 53 | 54 | 55
Inputs | [7 empty] | Costs |  |  | Electric Savings: Energy | [9 empty] | Electric Savings: Capacity |  |  |  |  | Natural Gas Savings |  |  |  | Other Resource Savings: Oil |  |  |  | Other Resource Savings: Propane |  |  |  | Other Resource Savings: Kerosene |  |  |  | Other Resource Savings: Cord Wood |  |  |  | Other Resource Savings: Wood Pellet |  |  |  | SUB-TOTAL |  | Other Resource Savings: Water |  |  | Electric Benefits: Energy |  |  |  |  | Electric Benefits: Energy DRIPE | [5 empty] | Sub-Total | Electric Benefits: Capacity | [7 empty] | Total | Non-Electric Resource Benefits: Natural Gas | [7 empty] | Non-Electric Resource Benefits: Natural Gas DRIPE | [8 empty] | Sub Total | 40: Non-Electric Resource Benefits: Other | Total | Non-Energy Impacts |  |  |  | Environmental Externalities (Non-Embedded Costs) |  |  |  |  | TOTAL | TOTAL | TOTAL | TOTAL | Active Demand Management
Sector | Program | Subprogram | Measure | Measure ID | End Use | Quantity | Measure Life | TRC (Total) | Incentive (Total) | Customer Cost (Total) | Gross Annual MWh Savings | Adjusted Gross Annual MWh Savings | Gross Lifetime MWh Savings | Adjusted Gross Lifetime MWh Savings | Net Annual MWh Savings | Net Lifetime MWh Savings | Winter Peak Energy MWh Net Lifetime | Winter Off-Peak Energy MWh Net Lifetime | Summer Peak Energy MWh Net Lifetime | Summer Off-Peak Energy MWh Net Lifetime | Max Net kW | Annual Adjusted Gross Winter kW | Annual Net Winter kW | Annual Adjusted Gross Summer kw | Annual Net Summer kw | Adj. Gross Annual Gas Savings (MMBTU) | Adj. Gross Lifetime Gas Savings (MMBTU) | Net Annual Gas Savings (MMBTU) | Net Lifetime Gas Savings (MMBTU) | Adj Gross Annual Oil Savings (MMBTU) | Adj Gross Lifetime Oil Savings (MMBTU) | Net Annual Oil Savings (MMBTU) | Net Lifetime Oil Savings (MMBTU) | Adj Gross Annual Propane Savings (MMBTU) | Adj Gross Lifetime Propane Savings (MMBTU) | Net Annual Propane Savings (MMBTU) | Net Lifetime Propane Savings (MMBTU) | Adj Gross Annual Kerosene Savings (MMBTU) | Adj Gross Lifetime Kerosene Savings (MMBTU) | Net Annual Kerosene Savings (MMBTU) | Net Lifetime Kerosene Savings (MMBTU) | Adj Gross Annual Cord Wood Savings (MMBTU) | Adj Gross Lifetime Cord Wood Savings (MMBTU) | Net Annual Cord Wood Savings (MMBTU) | Net Lifetime Cord Wood Savings (MMBTU) | Adj Gross Annual Wood Pellet Savings (MMBTU) | Adj Gross Lifetime Wood Pellet Savings (MMBTU) | Net Annual Wood Pellet Savings (MMBTU) | Net Lifetime Wood Pellet Savings (MMBTU) | Total Net Annual MMBTU | Total Net Lifetime MMBTU | Net Annual Res Water Savings Gallons | Net Annual C&I Water Savings Gallons | Net Lifetime Water Savings Gallons | Winter Peak Energy Benefits ($) | Winter Off-Peak Energy Benefits ($) | Summer Peak Energy Benefits ($) | Summer Off-Peak Energy Benefits ($) | Total Avoided Energy Benefits ($) | Winter Peak Energy DRIPE Benefits ($) | Winter Off-Peak Energy DRIPE Benefits ($) | Summer Peak Energy DRIPE Benefits ($) | Summer Off-Peak Energy DRIPE Benefits ($) | Energy Electric Cross DRIPE Benefits ($) | Total Energy DRIPE Benefits ($) | Total Electric Energy Benefits ($) | Summer Generation Benefits ($) | Winter Generation ($) | Electric Capacity DRIPE ($) | Reliability ($) | PTF Benefits ($) | Transmission Benefits ($) | Distribution Benefits ($) | Total Electric Capacity Benefits ($) | Total Electric Benefits ($) | NG - Res Non Heating | NG - Res Hot Water | NG - Res Heating | NG - Res All | NG - C& I Gas Non Heating | NG - C&I Gas Heat | NG - C&I Gas All | Total Avoided Gas Benefits ($) | Gas Supply DRIPE | Res Non-Heating GECD | Res Hot Water GECD | Res Heating GECD | Res All GECD | C&I Non-Heating GECD | C&I Heating GECD | C&I All GECD | Total Gas DRIPE | Total Gas Resource Benefits | Fuel Oil - Residential Distillate | Fuel Oil - Com Fuel | Fuel Oil - Industrial | Oil DRIPE | Kerosene | Propane | Cord Wood | Pellet Wood | Res Water | C&I Water | Total Non-Electric Resource Benefits | NEI Adder | Fossil Emissions (oil, gas, propane, kerosene) | Fossil Emissions Based on RGGI | Total Non-Resource Benefits | Winter Peak Environmental Benefits ($) | Winter Off-Peak Environmental Benefits ($) | Summer Peak Environmental Benefits ($) | Summer Off-Peak Environmental Benefits ($) | Total Avoided Environmental Benefits ($) | Total Benefits (Legacy NH TRC) | Total Benefits (Granite State Test) | Total Benefits (Utility Cost Test) | Total Benefits (Secondary GST) | Strategy | Bid into FCM | Capacity: AESC tab Column Reference | Capacity DRIPE: AESC tab Column Reference | Reliability: AESC tab Column Reference | Key | Total for Three Years | Limited Demand Response Scaling Factor | Line Losses
A - Residential | A5 - Residential Active Demand Response | A5a - Residential Active Demand Response | Direct Load Control Targeted Dispatch Upfront/Annual Incentive Summer | E21A5a001 | Behavior | 375 | 1 | 10623.75 | 10623.75 | 0 | 0 | 0 | 0 | 0 | 0 | 0 | 0 | 0 | 0 | 0 | 187.5 | 0 | 0 | 187.5 | 187.5 | 0 | 0 | 0 | 0 | 0 | 0 | 0 | 0 | 0 | 0 | 0 | 0 | 0 | 0 | 0 | 0 | 0 | 0 | 0 | 0 | 0 | 0 | 0 | 0 | 0 | 0 | 0 | 0 | 0 |  |  |  |  | 0 |  |  |  |  | 0 | 0 | 0 | 2074.5295 | 0 | 4412.4816 | 0 | 18803.6026 | 0 | 16289.3488 | 41579.9625 | 41579.9625 | 0 | 0 | 0 | 0 | 0 | 0 | 0 | 0 | 0 | 0 | 0 | 0 | 0 | 0 | 0 | 0 | 0 | 0 | 0 | 0 | 0 | 0 | 0 | 0 | 0 | 0 | 0 | 0 | 0 | 4157.9962 |  | 0 | 4157.9962 | 0 | 0 | 0 | 0 | 0 | 45737.9587 | 41579.9625 | 41579.9625 | 45737.9587 | Top 20 All Hours | No | Using AvoidedDemand tab | Using AvoidedDemand tab | 20 | 2022-Top 20 All Hours-1 | No | 10% | 8%
A - Residential | A5 - Residential Active Demand Response | A5a - Residential Active Demand Response | Behavior DR | 0 | Behavior | [22 empty] | 0 |  |  |  | 0 |  |  |  | 0 |  |  |  | 0 | [9 empty] | 0 | 0 | [56 empty] | 0
A - Residential | A5 - Residential Active Demand Response | A5a - Residential Active Demand Response | Storage Daily Dispatch Upfront Incentive (savings) Summer | 0 | Behavior | [22 empty] | 0 |  |  |  | 0 |  |  |  | 0 |  |  |  | 0 | [9 empty] | 0 | 0 | [56 empty] | 0
A - Residential | A5 - Residential Active Demand Response | A5a - Residential Active Demand Response | Storage Daily Dispatch Upfront Incentive (consumption) Summer | 0 | Behavior | [22 empty] | 0 |  |  |  | 0 |  |  |  | 0 |  |  |  | 0 | [9 empty] | 0 | 0 | [56 empty] | 0
A - Residential | A5 - Residential Active Demand Response | A5a - Residential Active Demand Response | Storage Daily Dispatch Upfront Incentive (savings) Winter | 0 | Behavior | [22 empty] | 0 |  |  |  | 0 |  |  |  | 0 |  |  |  | 0 | [9 empty] | 0 | 0 | [56 empty] | 0
A - Residential | A5 - Residential Active Demand Response | A5a - Residential Active Demand Response | Storage Daily Dispatch Upfront Incentive (consumption) Winter | 0 | Behavior | [22 empty] | 0 |  |  |  | 0 |  |  |  | 0 |  |  |  | 0 | [9 empty] | 0 | 0 | [56 empty] | 0
A - Residential | A5 - Residential Active Demand Response | A5a - Residential Active Demand Response | Storage Daily Dispatch P4P (savings) Summer | E21A5a002 | Behavior | [22 empty] | 0 |  |  |  | 0 |  |  |  | 0 |  |  |  | 0 | [9 empty] | 0 | 0 | [56 empty] | 0
A - Residential | A5 - Residential Active Demand Response | A5a - Residential Active Demand Response | Storage Daily Dispatch P4P (consumption) Summer | E21A5a003 | Behavior | [22 empty] | 0 |  |  |  | 0 |  |  |  | 0 |  |  |  | 0 | [9 empty] | 0 | 0 | [56 empty] | 0
A - Residential | A5 - Residential Active Demand Response | A5a - Residential Active Demand Response | Storage Targeted Dispatch P4P (savings) Winter | 0 | Behavior | [22 empty] | 0 |  |  |  | 0 |  |  |  | 0 |  |  |  | 0 | [9 empty] | 0 | 0 | [56 empty] | 0
A - Residential | A5 - Residential Active Demand Response | A5a - Residential Active Demand Response | Storage Targeted Dispatch P4P (consumption) Winter | 0 | Behavior | [22 empty] | 0 |  |  |  | 0 |  |  |  | 0 |  |  |  | 0 | [9 empty] | 0 | 0 | [56 empty] | 0
A - Residential | A5 - Residential Active Demand Response | A5a - Residential Active Demand Response | EV Load Management Summer | 0 | Behavior | [22 empty] | 0 |  |  |  | 0 |  |  |  | 0 |  |  |  | 0 | [9 empty] | 0 | 0 | [56 empty] | 0
A - Residential | A5 - Residential Active Demand Response | A5a - Residential Active Demand Response | EV Load Management Winter | 0 | Behavior | [22 empty] | 0 |  |  |  | 0 |  |  |  | 0 |  |  |  | 0 | [9 empty] | 0 | 0 | [56 empty] | 0
B - Low-Income | Home Energy Assistance | Res Demand Response | Direct Load Control Targeted Dispatch Upfront/Annual Incentive Summer | 0 | Behavior | [22 empty] | 0 |  |  |  | 0 |  |  |  | 0 |  |  |  | 0 | [9 empty] | 0 | 0 | [56 empty] | 0
B - Low-Income | Home Energy Assistance | Res Demand Response | Behavior DR | 0 | Behavior | [22 empty] | 0 |  |  |  | 0 |  |  |  | 0 |  |  |  | 0 | [9 empty] | 0 | 0 | [56 empty] | 0
B - Low-Income | Home Energy Assistance | Res Demand Response | Storage Daily Dispatch Upfront Incentive (savings) Summer | 0 | Behavior | [22 empty] | 0 |  |  |  | 0 |  |  |  | 0 |  |  |  | 0 | [9 empty] | 0 | 0 | [56 empty] | 0
B - Low-Income | Home Energy Assistance | Res Demand Response | Storage Daily Dispatch Upfront Incentive (consumption) Summer | 0 | Behavior | [22 empty] | 0 |  |  |  | 0 |  |  |  | 0 |  |  |  | 0 | [9 empty] | 0 | 0 | [56 empty] | 0
B - Low-Income | Home Energy Assistance | Res Demand Response | Storage Daily Dispatch Upfront Incentive (savings) Winter | 0 | Behavior | [22 empty] | 0 |  |  |  | 0 |  |  |  | 0 |  |  |  | 0 | [9 empty] | 0 | 0 | [56 empty] | 0
B - Low-Income | Home Energy Assistance | Res Demand Response | Storage Daily Dispatch Upfront Incentive (consumption) Winter | 0 | Behavior | [22 empty] | 0 |  |  |  | 0 |  |  |  | 0 |  |  |  | 0 | [9 empty] | 0 | 0 | [56 empty] | 0
B - Low-Income | Home Energy Assistance | Res Demand Response | Storage Daily Dispatch P4P (savings) Summer | 0 | Behavior | [22 empty] | 0 |  |  |  | 0 |  |  |  | 0 |  |  |  | 0 | [9 empty] | 0 | 0 | [56 empty] | 0
B - Low-Income | Home Energy Assistance | Res Demand Response | Storage Daily Dispatch P4P (consumption) Summer | 0 | Behavior | [22 empty] | 0 |  |  |  | 0 |  |  |  | 0 |  |  |  | 0 | [9 empty] | 0 | 0 | [56 empty] | 0
B - Low-Income | Home Energy Assistance | Res Demand Response | Storage Targeted Dispatch P4P (savings) Winter | 0 | Behavior | [22 empty] | 0 |  |  |  | 0 |  |  |  | 0 |  |  |  | 0 | [9 empty] | 0 | 0 | [56 empty] | 0
B - Low-Income | Home Energy Assistance | Res Demand Response | Storage Targeted Dispatch P4P (consumption) Winter | 0 | Behavior | [22 empty] | 0 |  |  |  | 0 |  |  |  | 0 |  |  |  | 0 | [9 empty] | 0 | 0 | [56 empty] | 0
B - Low-Income | Home Energy Assistance | Res Demand Response | EV Load Management Summer | 0 | Behavior | [22 empty] | 0 |  |  |  | 0 |  |  |  | 0 |  |  |  | 0 | [9 empty] | 0 | 0 | [56 empty] | 0
B - Low-Income | Home Energy Assistance | Res Demand Response | EV Load Management Winter | 0 | Behavior | [22 empty] | 0 |  |  |  | 0 |  |  |  | 0 |  |  |  | 0 | [9 empty] | 0 | 0 | [56 empty] | 0
C - Commercial & Industrial | C5 - C&I Active Demand Response | C5a - C&I Active Demand Response | Load Curtailment Targeted Dispatch P4P Summer | E21C5a001 | Behavior | 22 | 1 | 88000 | 88000 | 0 | 0 | 0 | 0 | 0 | 0 | 0 | 0 | 0 | 0 | 0 | 2200 | 0 | 0 | 2200 | 2200 | 0 | 0 | 0 | 0 | 0 | 0 | 0 | 0 | 0 | 0 | 0 | 0 | 0 | 0 | 0 | 0 | 0 | 0 | 0 | 0 | 0 | 0 | 0 | 0 | 0 | 0 | 0 | 0 | 0 |  |  |  |  | 0 |  |  |  |  | 0 | 0 | 0 | 24341.1456 | 0 | 51773.1171 | 0 | 220628.9371 | 0 | 191128.3598 | 487871.5596 | 487871.5596 | 0 | 0 | 0 | 0 | 0 | 0 | 0 | 0 | 0 | 0 | 0 | 0 | 0 | 0 | 0 | 0 | 0 | 0 | 0 | 0 | 0 | 0 | 0 | 0 | 0 | 0 | 0 | 0 | 0 | 48787.156 |  | 0 | 48787.156 | 0 | 0 | 0 | 0 | 0 | 536658.7155 | 487871.5596 | 487871.5596 | 536658.7155 | Top 20 All Hours | No | Using AvoidedDemand tab | Using AvoidedDemand tab | 20 | 2022-Top 20 All Hours-1 | No | 10% | 8%
C - Commercial & Industrial | C5 - C&I Active Demand Response | C5a - C&I Active Demand Response | Load Curtailment Targeted Dispatch P4P Winter | 0 | Behavior | [22 empty] | 0 |  |  |  | 0 |  |  |  | 0 |  |  |  | 0 | [9 empty] | 0 | 0 | [56 empty] | 0
C - Commercial & Industrial | C5 - C&I Active Demand Response | C5a - C&I Active Demand Response | Storage Daily Dispatch Upfront Incentive (savings) Summer | 0 | Behavior | [22 empty] | 0 |  |  |  | 0 |  |  |  | 0 |  |  |  | 0 | [9 empty] | 0 | 0 | [56 empty] | 0
C - Commercial & Industrial | C5 - C&I Active Demand Response | C5a - C&I Active Demand Response | Storage Daily Dispatch Upfront Incentive (consumption) Summer | 0 | Behavior | [22 empty] | 0 |  |  |  | 0 |  |  |  | 0 |  |  |  | 0 | [9 empty] | 0 | 0 | [56 empty] | 0
C - Commercial & Industrial | C5 - C&I Active Demand Response | C5a - C&I Active Demand Response | Storage Daily Dispatch Upfront Incentive (savings) Winter | 0 | Behavior | [22 empty] | 0 |  |  |  | 0 |  |  |  | 0 |  |  |  | 0 | [9 empty] | 0 | 0 | [56 empty] | 0
C - Commercial & Industrial | C5 - C&I Active Demand Response | C5a - C&I Active Demand Response | Storage Daily Dispatch Upfront Incentive (consumption) Winter | 0 | Behavior | [22 empty] | 0 |  |  |  | 0 |  |  |  | 0 |  |  |  | 0 | [9 empty] | 0 | 0 | [56 empty] | 0
C - Commercial & Industrial | C5 - C&I Active Demand Response | C5a - C&I Active Demand Response | Storage Daily Dispatch P4P (savings) Summer | E21C5a002 | Behavior | 1 | 1 | 20000 | 20000 | 0 | 15 | 15 | 15 | 15 | 15 | 15 | 0 | 0 | 15 | 0 | 100 | 0 | 0 | 100 | 100 | 0 | 0 | 0 | 0 | 0 | 0 | 0 | 0 | 0 | 0 | 0 | 0 | 0 | 0 | 0 | 0 | 0 | 0 | 0 | 0 | 0 | 0 | 0 | 0 | 0 | 0 | 0 | 0 | 0 |  |  |  |  | 910.0237 |  |  |  |  | 27.9833 | 27.9833 | 938.007 | 11064.1571 | 0 | 23533.235 | 0 | 10028.5881 | 0 | 8687.6527 | 53313.6329 | 54251.6399 | 0 | 0 | 0 | 0 | 0 | 0 | 0 | 0 | 0 | 0 | 0 | 0 | 0 | 0 | 0 | 0 | 0 | 0 | 0 | 0 | 0 | 0 | 0 | 0 | 0 | 0 | 0 | 0 | 0 | 5425.164 |  | 0 | 5425.164 | 0 | 0 | 723.7273 | 0 | 723.7273 | 59676.8039 | 54251.6399 | 54251.6399 | 60400.5311 | Summer Daily Discharge | No | Using AvoidedDemand tab | Using AvoidedDemand tab | 20 | 2022-Summer Daily Discharge-1 | No | 100% | 8%
C - Commercial & Industrial | C5 - C&I Active Demand Response | C5a - C&I Active Demand Response | Storage Daily Dispatch P4P (consumption) Summer | E21C5a003 | Behavior | 1 | 1 | 0 | 0 | 0 | -17.6471 | -17.6471 | -17.6471 | -17.6471 | -17.6471 | -17.6471 | 0 | 0 | 0 | -17.6471 | 0 | 0 | 0 | 0 | 0 | 0 | 0 | 0 | 0 | 0 | 0 | 0 | 0 | 0 | 0 | 0 | 0 | 0 | 0 | 0 | 0 | 0 | 0 | 0 | 0 | 0 | 0 | 0 | 0 | 0 | 0 | 0 | 0 | 0 |  |  |  |  | -823.1473 |  |  |  |  | -32.9216 | -32.9216 | -856.0689 | 0 | 0 | 0 | 0 | 0 | 0 | 0 | 0 | -856.0689 | 0 | 0 | 0 | 0 | 0 | 0 | 0 | 0 | 0 | 0 | 0 | 0 | 0 | 0 | 0 | 0 | 0 | 0 | 0 | 0 | 0 | 0 | 0 | 0 | 0 | 0 | 0 | 0 | 0 | -85.6069 |  | 0 | -85.6069 | 0 | 0 | 0 | -856.8543 | -856.8543 | -941.6758 | -856.0689 | -856.0689 | -1798.5302 | Summer Daily Charge | No | Using AvoidedDemand tab | Using AvoidedDemand tab | 20 | 2022-Summer Daily Charge-1 | No | 100% | 8%
C - Commercial & Industrial | C5 - C&I Active Demand Response | C5a - C&I Active Demand Response | Storage Targeted Dispatch P4P (savings) Summer | E21C5a004 | Behavior | [22 empty] | 0 |  |  |  | 0 |  |  |  | 0 |  |  |  | 0 | [9 empty] | 0 | 0 | [56 empty] | 0
C - Commercial & Industrial | C5 - C&I Active Demand Response | C5a - C&I Active Demand Response | Storage Targeted Dispatch P4P (consumption) Summer | E21C5a005 | Behavior | [22 empty] | 0 |  |  |  | 0 |  |  |  | 0 |  |  |  | 0 | [9 empty] | 0 | 0 | [56 empty] | 0
C - Commercial & Industrial | C5 - C&I Active Demand Response | C5a - C&I Active Demand Response | Storage Targeted Dispatch P4P (savings) Winter | 0 | Behavior | [22 empty] | 0 |  |  |  | 0 |  |  |  | 0 |  |  |  | 0 | [9 empty] | 0 | 0 | [56 empty] | 0
C - Commercial & Industrial | C5 - C&I Active Demand Response | C5a - C&I Active Demand Response | Storage Targeted Dispatch P4P (consumption) Winter | 0 | Behavior | [22 empty] | 0 |  |  |  | 0 |  |  |  | 0 |  |  |  | 0 | [9 empty] | 0 | 0 | [56 empty] | 0
C - Commercial & Industrial | C5 - C&I Active Demand Response | C5a - C&I Active Demand Response | Custom | 0 | Behavior | [22 empty] | 0 |  |  |  | 0 |  |  |  | 0 |  |  |  | 0 | [9 empty] | 0 | 0 | [56 empty] | 0
[28 empty] | 0 |  |  |  | 0 |  |  |  | 0 |  |  |  | 0 | [9 empty] | 0 | 0 | [56 empty] | 0
[28 empty] | 0 |  |  |  | 0 |  |  |  | 0 |  |  |  | 0 | [9 empty] | 0 | 0 | [56 empty] | 0
[28 empty] | 0 |  |  |  | 0 |  |  |  | 0 |  |  |  | 0 | [9 empty] | 0 | 0 | [56 empty] | 0
[28 empty] | 0 |  |  |  | 0 |  |  |  | 0 |  |  |  | 0 | [9 empty] | 0 | 0 | [56 empty] | 0
[28 empty] | 0 |  |  |  | 0 |  |  |  | 0 |  |  |  | 0 | [9 empty] | 0 | 0 | [56 empty] | 0
[28 empty] | 0 |  |  |  | 0 |  |  |  | 0 |  |  |  | 0 | [9 empty] | 0 | 0 | [56 empty] | 0
[28 empty] | 0 |  |  |  | 0 |  |  |  | 0 |  |  |  | 0 | [9 empty] | 0 | 0 | [56 empty] | 0
[28 empty] | 0 |  |  |  | 0 |  |  |  | 0 |  |  |  | 0 | [9 empty] | 0 | 0 | [56 empty] | 0
[28 empty] | 0 |  |  |  | 0 |  |  |  | 0 |  |  |  | 0 | [9 empty] | 0 | 0 | [56 empty] | 0
Note: Remember to drag down formulas if entering more than 50 rows of measures on Inputs tabs.

## CalcsYr3
Year | 2023 | [65 empty] | CHANGED FORMULA |  | CHANGED FORMULA | CHANGED FORMULA | [49 empty] | NEW
[59 empty] | 3 |  |  |  |  | 11 | 4 |  |  | 15 |  |  | 22 | 23 | 24 |  |  | 25 | 26 | 27 | 28 | 29 | 30 | 31 |  | 32 | 33 | 34 | 35 | 36 | 37 | 38 | 39 |  |  | 40 | 41 | 42 | 43 | 44 | 45 | 46 | 47 | 48 | 49 |  |  | 50 | 51 |  | 52 | 53 | 54 | 55
Inputs | [7 empty] | Costs |  |  | Electric Savings: Energy | [9 empty] | Electric Savings: Capacity |  |  |  |  | Natural Gas Savings |  |  |  | Other Resource Savings: Oil |  |  |  | Other Resource Savings: Propane |  |  |  | Other Resource Savings: Kerosene |  |  |  | Other Resource Savings: Cord Wood |  |  |  | Other Resource Savings: Wood Pellet |  |  |  | SUB-TOTAL |  | Other Resource Savings: Water |  |  | Electric Benefits: Energy |  |  |  |  | Electric Benefits: Energy DRIPE | [5 empty] | Sub-Total | Electric Benefits: Capacity | [7 empty] | Total | Non-Electric Resource Benefits: Natural Gas | [7 empty] | Non-Electric Resource Benefits: Natural Gas DRIPE | [8 empty] | Sub Total | 40: Non-Electric Resource Benefits: Other | Total | Non-Energy Impacts |  |  |  | Environmental Externalities (Non-Embedded Costs) |  |  |  |  | TOTAL | TOTAL | TOTAL | TOTAL | Active Demand Management
Sector | Program | Subprogram | Measure | Measure ID | End Use | Quantity | Measure Life | TRC (Total) | Incentive (Total) | Customer Cost (Total) | Gross Annual MWh Savings | Adjusted Gross Annual MWh Savings | Gross Lifetime MWh Savings | Adjusted Gross Lifetime MWh Savings | Net Annual MWh Savings | Net Lifetime MWh Savings | Winter Peak Energy MWh Net Lifetime | Winter Off-Peak Energy MWh Net Lifetime | Summer Peak Energy MWh Net Lifetime | Summer Off-Peak Energy MWh Net Lifetime | Max Net kW | Annual Adjusted Gross Winter kW | Annual Net Winter kW | Annual Adjusted Gross Summer kw | Annual Net Summer kw | Adj. Gross Annual Gas Savings (MMBTU) | Adj. Gross Lifetime Gas Savings (MMBTU) | Net Annual Gas Savings (MMBTU) | Net Lifetime Gas Savings (MMBTU) | Adj Gross Annual Oil Savings (MMBTU) | Adj Gross Lifetime Oil Savings (MMBTU) | Net Annual Oil Savings (MMBTU) | Net Lifetime Oil Savings (MMBTU) | Adj Gross Annual Propane Savings (MMBTU) | Adj Gross Lifetime Propane Savings (MMBTU) | Net Annual Propane Savings (MMBTU) | Net Lifetime Propane Savings (MMBTU) | Adj Gross Annual Kerosene Savings (MMBTU) | Adj Gross Lifetime Kerosene Savings (MMBTU) | Net Annual Kerosene Savings (MMBTU) | Net Lifetime Kerosene Savings (MMBTU) | Adj Gross Annual Cord Wood Savings (MMBTU) | Adj Gross Lifetime Cord Wood Savings (MMBTU) | Net Annual Cord Wood Savings (MMBTU) | Net Lifetime Cord Wood Savings (MMBTU) | Adj Gross Annual Wood Pellet Savings (MMBTU) | Adj Gross Lifetime Wood Pellet Savings (MMBTU) | Net Annual Wood Pellet Savings (MMBTU) | Net Lifetime Wood Pellet Savings (MMBTU) | Total Net Annual MMBTU | Total Net Lifetime MMBTU | Net Annual Res Water Savings Gallons | Net Annual C&I Water Savings Gallons | Net Lifetime Water Savings Gallons | Winter Peak Energy Benefits ($) | Winter Off-Peak Energy Benefits ($) | Summer Peak Energy Benefits ($) | Summer Off-Peak Energy Benefits ($) | Total Avoided Energy Benefits ($) | Winter Peak Energy DRIPE Benefits ($) | Winter Off-Peak Energy DRIPE Benefits ($) | Summer Peak Energy DRIPE Benefits ($) | Summer Off-Peak Energy DRIPE Benefits ($) | Energy Electric Cross DRIPE Benefits ($) | Total Energy DRIPE Benefits ($) | Total Electric Energy Benefits ($) | Summer Generation Benefits ($) | Winter Generation ($) | Electric Capacity DRIPE ($) | Reliability ($) | PTF Benefits ($) | Transmission Benefits ($) | Distribution Benefits ($) | Total Electric Capacity Benefits ($) | Total Electric Benefits ($) | NG - Res Non Heating | NG - Res Hot Water | NG - Res Heating | NG - Res All | NG - C& I Gas Non Heating | NG - C&I Gas Heat | NG - C&I Gas All | Total Avoided Gas Benefits ($) | Gas Supply DRIPE | Res Non-Heating GECD | Res Hot Water GECD | Res Heating GECD | Res All GECD | C&I Non-Heating GECD | C&I Heating GECD | C&I All GECD | Total Gas DRIPE | Total Gas Resource Benefits | Fuel Oil - Residential Distillate | Fuel Oil - Com Fuel | Fuel Oil - Industrial | Oil DRIPE | Kerosene | Propane | Cord Wood | Pellet Wood | Res Water | C&I Water | Total Non-Electric Resource Benefits | NEI Adder | Fossil Emissions (oil, gas, propane, kerosene) | Fossil Emissions Based on RGGI | Total Non-Resource Benefits | Winter Peak Environmental Benefits ($) | Winter Off-Peak Environmental Benefits ($) | Summer Peak Environmental Benefits ($) | Summer Off-Peak Environmental Benefits ($) | Total Avoided Environmental Benefits ($) | Total Benefits (Legacy NH TRC) | Total Benefits (Granite State Test) | Total Benefits (Utility Cost Test) | Total Benefits (Secondary GST) | Strategy | Bid into FCM | Capacity: AESC tab Column Reference | Capacity DRIPE: AESC tab Column Reference | Reliability: AESC tab Column Reference | Key | Total for Three Years | Limited Demand Response Scaling Factor | Line Losses
A - Residential | A5 - Residential Active Demand Response | A5a - Residential Active Demand Response | Direct Load Control Targeted Dispatch Upfront/Annual Incentive Summer | E21A5a001 | Behavior | 500 | 1 | 13750 | 13750 | 0 | 0 | 0 | 0 | 0 | 0 | 0 | 0 | 0 | 0 | 0 | 250 | 0 | 0 | 250 | 250 | 0 | 0 | 0 | 0 | 0 | 0 | 0 | 0 | 0 | 0 | 0 | 0 | 0 | 0 | 0 | 0 | 0 | 0 | 0 | 0 | 0 | 0 | 0 | 0 | 0 | 0 | 0 | 0 | 0 |  |  |  |  | 0 |  |  |  |  | 0 | 0 | 0 | 2842.2343 | 0 | 6003.0018 | 0 | 25525.2637 | 0 | 22112.2481 | 56482.7479 | 56482.7479 | 0 | 0 | 0 | 0 | 0 | 0 | 0 | 0 | 0 | 0 | 0 | 0 | 0 | 0 | 0 | 0 | 0 | 0 | 0 | 0 | 0 | 0 | 0 | 0 | 0 | 0 | 0 | 0 | 0 | 5648.2748 |  | 0 | 5648.2748 | 0 | 0 | 0 | 0 | 0 | 62131.0227 | 56482.7479 | 56482.7479 | 62131.0227 | Top 20 All Hours | No | Using AvoidedDemand tab | Using AvoidedDemand tab | 20 | 2023-Top 20 All Hours-1 | No | 10% | 8%
A - Residential | A5 - Residential Active Demand Response | A5a - Residential Active Demand Response | Behavior DR | 0 | Behavior | [22 empty] | 0 |  |  |  | 0 |  |  |  | 0 |  |  |  | 0 | [9 empty] | 0 | 0 | [56 empty] | 0
A - Residential | A5 - Residential Active Demand Response | A5a - Residential Active Demand Response | Storage Daily Dispatch Upfront Incentive (savings) Summer | 0 | Behavior | [22 empty] | 0 |  |  |  | 0 |  |  |  | 0 |  |  |  | 0 | [9 empty] | 0 | 0 | [56 empty] | 0
A - Residential | A5 - Residential Active Demand Response | A5a - Residential Active Demand Response | Storage Daily Dispatch Upfront Incentive (consumption) Summer | 0 | Behavior | [22 empty] | 0 |  |  |  | 0 |  |  |  | 0 |  |  |  | 0 | [9 empty] | 0 | 0 | [56 empty] | 0
A - Residential | A5 - Residential Active Demand Response | A5a - Residential Active Demand Response | Storage Daily Dispatch Upfront Incentive (savings) Winter | 0 | Behavior | [22 empty] | 0 |  |  |  | 0 |  |  |  | 0 |  |  |  | 0 | [9 empty] | 0 | 0 | [56 empty] | 0
A - Residential | A5 - Residential Active Demand Response | A5a - Residential Active Demand Response | Storage Daily Dispatch Upfront Incentive (consumption) Winter | 0 | Behavior | [22 empty] | 0 |  |  |  | 0 |  |  |  | 0 |  |  |  | 0 | [9 empty] | 0 | 0 | [56 empty] | 0
A - Residential | A5 - Residential Active Demand Response | A5a - Residential Active Demand Response | Storage Daily Dispatch P4P (savings) Summer | E21A5a002 | Behavior | [22 empty] | 0 |  |  |  | 0 |  |  |  | 0 |  |  |  | 0 | [9 empty] | 0 | 0 | [56 empty] | 0
A - Residential | A5 - Residential Active Demand Response | A5a - Residential Active Demand Response | Storage Daily Dispatch P4P (consumption) Summer | E21A5a003 | Behavior | [22 empty] | 0 |  |  |  | 0 |  |  |  | 0 |  |  |  | 0 | [9 empty] | 0 | 0 | [56 empty] | 0
A - Residential | A5 - Residential Active Demand Response | A5a - Residential Active Demand Response | Storage Targeted Dispatch P4P (savings) Winter | 0 | Behavior | [22 empty] | 0 |  |  |  | 0 |  |  |  | 0 |  |  |  | 0 | [9 empty] | 0 | 0 | [56 empty] | 0
A - Residential | A5 - Residential Active Demand Response | A5a - Residential Active Demand Response | Storage Targeted Dispatch P4P (consumption) Winter | 0 | Behavior | [22 empty] | 0 |  |  |  | 0 |  |  |  | 0 |  |  |  | 0 | [9 empty] | 0 | 0 | [56 empty] | 0
A - Residential | A5 - Residential Active Demand Response | A5a - Residential Active Demand Response | EV Load Management Summer | 0 | Behavior | [22 empty] | 0 |  |  |  | 0 |  |  |  | 0 |  |  |  | 0 | [9 empty] | 0 | 0 | [56 empty] | 0
A - Residential | A5 - Residential Active Demand Response | A5a - Residential Active Demand Response | EV Load Management Winter | 0 | Behavior | [22 empty] | 0 |  |  |  | 0 |  |  |  | 0 |  |  |  | 0 | [9 empty] | 0 | 0 | [56 empty] | 0
B - Low-Income | Home Energy Assistance | Res Demand Response | Direct Load Control Targeted Dispatch Upfront/Annual Incentive Summer | 0 | Behavior | [22 empty] | 0 |  |  |  | 0 |  |  |  | 0 |  |  |  | 0 | [9 empty] | 0 | 0 | [56 empty] | 0
B - Low-Income | Home Energy Assistance | Res Demand Response | Behavior DR | 0 | Behavior | [22 empty] | 0 |  |  |  | 0 |  |  |  | 0 |  |  |  | 0 | [9 empty] | 0 | 0 | [56 empty] | 0
B - Low-Income | Home Energy Assistance | Res Demand Response | Storage Daily Dispatch Upfront Incentive (savings) Summer | 0 | Behavior | [22 empty] | 0 |  |  |  | 0 |  |  |  | 0 |  |  |  | 0 | [9 empty] | 0 | 0 | [56 empty] | 0
B - Low-Income | Home Energy Assistance | Res Demand Response | Storage Daily Dispatch Upfront Incentive (consumption) Summer | 0 | Behavior | [22 empty] | 0 |  |  |  | 0 |  |  |  | 0 |  |  |  | 0 | [9 empty] | 0 | 0 | [56 empty] | 0
B - Low-Income | Home Energy Assistance | Res Demand Response | Storage Daily Dispatch Upfront Incentive (savings) Winter | 0 | Behavior | [22 empty] | 0 |  |  |  | 0 |  |  |  | 0 |  |  |  | 0 | [9 empty] | 0 | 0 | [56 empty] | 0
B - Low-Income | Home Energy Assistance | Res Demand Response | Storage Daily Dispatch Upfront Incentive (consumption) Winter | 0 | Behavior | [22 empty] | 0 |  |  |  | 0 |  |  |  | 0 |  |  |  | 0 | [9 empty] | 0 | 0 | [56 empty] | 0
B - Low-Income | Home Energy Assistance | Res Demand Response | Storage Daily Dispatch P4P (savings) Summer | 0 | Behavior | [22 empty] | 0 |  |  |  | 0 |  |  |  | 0 |  |  |  | 0 | [9 empty] | 0 | 0 | [56 empty] | 0
B - Low-Income | Home Energy Assistance | Res Demand Response | Storage Daily Dispatch P4P (consumption) Summer | 0 | Behavior | [22 empty] | 0 |  |  |  | 0 |  |  |  | 0 |  |  |  | 0 | [9 empty] | 0 | 0 | [56 empty] | 0
B - Low-Income | Home Energy Assistance | Res Demand Response | Storage Targeted Dispatch P4P (savings) Winter | 0 | Behavior | [22 empty] | 0 |  |  |  | 0 |  |  |  | 0 |  |  |  | 0 | [9 empty] | 0 | 0 | [56 empty] | 0
B - Low-Income | Home Energy Assistance | Res Demand Response | Storage Targeted Dispatch P4P (consumption) Winter | 0 | Behavior | [22 empty] | 0 |  |  |  | 0 |  |  |  | 0 |  |  |  | 0 | [9 empty] | 0 | 0 | [56 empty] | 0
B - Low-Income | Home Energy Assistance | Res Demand Response | EV Load Management Summer | 0 | Behavior | [22 empty] | 0 |  |  |  | 0 |  |  |  | 0 |  |  |  | 0 | [9 empty] | 0 | 0 | [56 empty] | 0
B - Low-Income | Home Energy Assistance | Res Demand Response | EV Load Management Winter | 0 | Behavior | [22 empty] | 0 |  |  |  | 0 |  |  |  | 0 |  |  |  | 0 | [9 empty] | 0 | 0 | [56 empty] | 0
C - Commercial & Industrial | C5 - C&I Active Demand Response | C5a - C&I Active Demand Response | Load Curtailment Targeted Dispatch P4P Summer | E21C5a001 | Behavior | 26 | 1 | 113750 | 113750 | 0 | 0 | 0 | 0 | 0 | 0 | 0 | 0 | 0 | 0 | 0 | 2600 | 0 | 0 | 2600 | 2600 | 0 | 0 | 0 | 0 | 0 | 0 | 0 | 0 | 0 | 0 | 0 | 0 | 0 | 0 | 0 | 0 | 0 | 0 | 0 | 0 | 0 | 0 | 0 | 0 | 0 | 0 | 0 | 0 | 0 |  |  |  |  | 0 |  |  |  |  | 0 | 0 | 0 | 29559.2366 | 0 | 62431.2187 | 0 | 265462.7429 | 0 | 229967.38 | 587420.5782 | 587420.5782 | 0 | 0 | 0 | 0 | 0 | 0 | 0 | 0 | 0 | 0 | 0 | 0 | 0 | 0 | 0 | 0 | 0 | 0 | 0 | 0 | 0 | 0 | 0 | 0 | 0 | 0 | 0 | 0 | 0 | 58742.0578 |  | 0 | 58742.0578 | 0 | 0 | 0 | 0 | 0 | 646162.636 | 587420.5782 | 587420.5782 | 646162.636 | Top 20 All Hours | No | Using AvoidedDemand tab | Using AvoidedDemand tab | 20 | 2023-Top 20 All Hours-1 | No | 10% | 8%
C - Commercial & Industrial | C5 - C&I Active Demand Response | C5a - C&I Active Demand Response | Load Curtailment Targeted Dispatch P4P Winter | 0 | Behavior | [22 empty] | 0 |  |  |  | 0 |  |  |  | 0 |  |  |  | 0 | [9 empty] | 0 | 0 | [56 empty] | 0
C - Commercial & Industrial | C5 - C&I Active Demand Response | C5a - C&I Active Demand Response | Storage Daily Dispatch Upfront Incentive (savings) Summer | 0 | Behavior | [22 empty] | 0 |  |  |  | 0 |  |  |  | 0 |  |  |  | 0 | [9 empty] | 0 | 0 | [56 empty] | 0
C - Commercial & Industrial | C5 - C&I Active Demand Response | C5a - C&I Active Demand Response | Storage Daily Dispatch Upfront Incentive (consumption) Summer | 0 | Behavior | [22 empty] | 0 |  |  |  | 0 |  |  |  | 0 |  |  |  | 0 | [9 empty] | 0 | 0 | [56 empty] | 0
C - Commercial & Industrial | C5 - C&I Active Demand Response | C5a - C&I Active Demand Response | Storage Daily Dispatch Upfront Incentive (savings) Winter | 0 | Behavior | [22 empty] | 0 |  |  |  | 0 |  |  |  | 0 |  |  |  | 0 | [9 empty] | 0 | 0 | [56 empty] | 0
C - Commercial & Industrial | C5 - C&I Active Demand Response | C5a - C&I Active Demand Response | Storage Daily Dispatch Upfront Incentive (consumption) Winter | 0 | Behavior | [22 empty] | 0 |  |  |  | 0 |  |  |  | 0 |  |  |  | 0 | [9 empty] | 0 | 0 | [56 empty] | 0
C - Commercial & Industrial | C5 - C&I Active Demand Response | C5a - C&I Active Demand Response | Storage Daily Dispatch P4P (savings) Summer | E21C5a002 | Behavior | 1 | 1 | 20000 | 20000 | 0 | 15 | 15 | 15 | 15 | 15 | 15 | 0 | 0 | 15 | 0 | 100 | 0 | 0 | 100 | 100 | 0 | 0 | 0 | 0 | 0 | 0 | 0 | 0 | 0 | 0 | 0 | 0 | 0 | 0 | 0 | 0 | 0 | 0 | 0 | 0 | 0 | 0 | 0 | 0 | 0 | 0 | 0 | 0 | 0 |  |  |  |  | 854.0411 |  |  |  |  | 28.4898 | 28.4898 | 882.5309 | 11368.9371 | 0 | 24012.0072 | 0 | 10210.1055 | 0 | 8844.8992 | 54435.9491 | 55318.48 | 0 | 0 | 0 | 0 | 0 | 0 | 0 | 0 | 0 | 0 | 0 | 0 | 0 | 0 | 0 | 0 | 0 | 0 | 0 | 0 | 0 | 0 | 0 | 0 | 0 | 0 | 0 | 0 | 0 | 5531.848 |  | 0 | 5531.848 | 0 | 0 | 733.2038 | 0 | 733.2038 | 60850.328 | 55318.48 | 55318.48 | 61583.5317 | Summer Daily Discharge | No | Using AvoidedDemand tab | Using AvoidedDemand tab | 20 | 2023-Summer Daily Discharge-1 | No | 100% | 8%
C - Commercial & Industrial | C5 - C&I Active Demand Response | C5a - C&I Active Demand Response | Storage Daily Dispatch P4P (consumption) Summer | E21C5a003 | Behavior | 1 | 1 | 0 | 0 | 0 | -17.6471 | -17.6471 | -17.6471 | -17.6471 | -17.6471 | -17.6471 | 0 | 0 | 0 | -17.6471 | 0 | 0 | 0 | 0 | 0 | 0 | 0 | 0 | 0 | 0 | 0 | 0 | 0 | 0 | 0 | 0 | 0 | 0 | 0 | 0 | 0 | 0 | 0 | 0 | 0 | 0 | 0 | 0 | 0 | 0 | 0 | 0 | 0 | 0 |  |  |  |  | -787.2046 |  |  |  |  | -33.5174 | -33.5174 | -820.722 | 0 | 0 | 0 | 0 | 0 | 0 | 0 | 0 | -820.722 | 0 | 0 | 0 | 0 | 0 | 0 | 0 | 0 | 0 | 0 | 0 | 0 | 0 | 0 | 0 | 0 | 0 | 0 | 0 | 0 | 0 | 0 | 0 | 0 | 0 | 0 | 0 | 0 | 0 | -82.0722 |  | 0 | -82.0722 | 0 | 0 | 0 | -868.074 | -868.074 | -902.7942 | -820.722 | -820.722 | -1770.8682 | Summer Daily Charge | No | Using AvoidedDemand tab | Using AvoidedDemand tab | 20 | 2023-Summer Daily Charge-1 | No | 100% | 8%
C - Commercial & Industrial | C5 - C&I Active Demand Response | C5a - C&I Active Demand Response | Storage Targeted Dispatch P4P (savings) Summer | E21C5a004 | Behavior | [22 empty] | 0 |  |  |  | 0 |  |  |  | 0 |  |  |  | 0 | [9 empty] | 0 | 0 | [56 empty] | 0
C - Commercial & Industrial | C5 - C&I Active Demand Response | C5a - C&I Active Demand Response | Storage Targeted Dispatch P4P (consumption) Summer | E21C5a005 | Behavior | [22 empty] | 0 |  |  |  | 0 |  |  |  | 0 |  |  |  | 0 | [9 empty] | 0 | 0 | [56 empty] | 0
C - Commercial & Industrial | C5 - C&I Active Demand Response | C5a - C&I Active Demand Response | Storage Targeted Dispatch P4P (savings) Winter | 0 | Behavior | [22 empty] | 0 |  |  |  | 0 |  |  |  | 0 |  |  |  | 0 | [9 empty] | 0 | 0 | [56 empty] | 0
C - Commercial & Industrial | C5 - C&I Active Demand Response | C5a - C&I Active Demand Response | Storage Targeted Dispatch P4P (consumption) Winter | 0 | Behavior | [22 empty] | 0 |  |  |  | 0 |  |  |  | 0 |  |  |  | 0 | [9 empty] | 0 | 0 | [56 empty] | 0
C - Commercial & Industrial | C5 - C&I Active Demand Response | C5a - C&I Active Demand Response | Custom | 0 | Behavior | [22 empty] | 0 |  |  |  | 0 |  |  |  | 0 |  |  |  | 0 | [9 empty] | 0 | 0 | [56 empty] | 0
[28 empty] | 0 |  |  |  | 0 |  |  |  | 0 |  |  |  | 0 | [9 empty] | 0 | 0 | [56 empty] | 0
[28 empty] | 0 |  |  |  | 0 |  |  |  | 0 |  |  |  | 0 | [9 empty] | 0 | 0 | [56 empty] | 0
[28 empty] | 0 |  |  |  | 0 |  |  |  | 0 |  |  |  | 0 | [9 empty] | 0 | 0 | [56 empty] | 0
[28 empty] | 0 |  |  |  | 0 |  |  |  | 0 |  |  |  | 0 | [9 empty] | 0 | 0 | [56 empty] | 0
[28 empty] | 0 |  |  |  | 0 |  |  |  | 0 |  |  |  | 0 | [9 empty] | 0 | 0 | [56 empty] | 0
[28 empty] | 0 |  |  |  | 0 |  |  |  | 0 |  |  |  | 0 | [9 empty] | 0 | 0 | [56 empty] | 0
[28 empty] | 0 |  |  |  | 0 |  |  |  | 0 |  |  |  | 0 | [9 empty] | 0 | 0 | [56 empty] | 0
[28 empty] | 0 |  |  |  | 0 |  |  |  | 0 |  |  |  | 0 | [9 empty] | 0 | 0 | [56 empty] | 0
[28 empty] | 0 |  |  |  | 0 |  |  |  | 0 |  |  |  | 0 | [9 empty] | 0 | 0 | [56 empty] | 0
0
Note: Remember to drag down formulas if entering more than 50 rows of measures on Inputs tabs.

## Master Data
Distribution Company | Program Administrator | Year | Reporting Period | Sector | Program (Dropdown) | Subprogram (Dropdown) | Internal Admin | External Admin | Rebate / Services | Implementation Services | Marketing | EM&V | Total Program Costs | Total Program Costs (2021$) | Performance Incentive | Performance Incentive (2021$) | Participant Costs | Participant Costs (2021$) | Total Resource Costs | Total Resource Costs (2018$) | Participants | Winter Capacity (kW) | Summer Capacity (kW) | Net Annual Energy (MWh) | Adj Gross Annual Energy (MWh) | Net Lifetime Energy (MWh) | Adj Gross Lifetime Energy (MWh) | Net Annual Natural Gas (MMBTU) | Adj Gross Annual Natural Gas (MMBTU) | Net Annual Natural Gas (Therms) | Adj Gross Annual Natural Gas (Therms) | Net Lifetime Natural Gas (Therms) | Adj Gross Lifetime Natural Gas (Therms) | Net Annual Oil (MMBTU) | Adj Gross Annual Oil (MMBTU) | Net Lifetime Oil (MMBTU) | Adj Gross Lifetime Oil (MMBTU) | Net Annual Propane (MMBTU) | Adj Gross Annual Propane (MMBTU) | Lifetime Propane (MMBTU) | Adj Gross Lifetime Propane (MMBTU) | Net Annual Kerosene (MMBTU) | Adj Gross Annual Kerosene (MMBTU) | Net Lifetime Kerosene (MMBTU) | Adj Gross Lifetime Kerosene (MMBTU) | Net Annual Cord Wood (MMBTU) | Adj Gross Annual Cord Wood (MMBTU) | Net Lifetime Cord Wood (MMBTU) | Adj Gross Lifetime Cord Wood (MMBTU) | Net Annual Wood Pellet (MMBTU) | Adj Gross Annual Wood Pellet (MMBTU) | Net Lifetime Wood Pellet (MMBTU) | Adj Gross Lifetime Wood Pellet (MMBTU) | Total Net Annual MMBTU | Total Net Lifetime MMBTU | Annual Water (Gallons) | Lifetime Water (Gallons) | Winter Peak Energy Benefits ($) | Winter Off-Peak Energy Benefits ($) | Summer Peak Energy Benefits ($) | Summer Off-Peak Energy Benefits ($) | Energy Benefits | DRIPE Energy Benefits | Total Energy Benefits | Summer Capacity Benefits | Winter Capacity Benefits | DRIPE Capacity Benefits | Reliability Benefits | Pooled Transmission Facilities (PTF) Benefits | Transmission Capacity Benefits | Distribution Capacity Benefits | Total Capacity Benefits | Natural Gas Benefits | Natural Gas DRIPE Benefits | Total Gas Benefits | Oil Benefits | Oil DRIPE Benefits | Kerosene Benefits | Propane Benefits | Cord Wood Benefits | Wood Pellet Benefits | Water Benefits | Total Other Resource Benefits | Total Resource Benefits | Fossil Emissions | Total Non Energy Impacts | Total Avoided Environmental Benefits | Total Benefits (Legacy NH TRC) | Total Benefits (Granite State Test) | Total Benefits (Utility Cost Test) | Total Benefits (Secondary GST) | Total Electric DRIPE | Total Gas DRIPE | Other fuels benefit (all except gas) | Key
Electric | Unitil Energy Systems Inc | 2021 | Planned | A - Residential | A5 - Residential Active Demand Response | A5a - Residential Active Demand Response | 2000 | 0 | 7500 | 23000 | 1000 | 1000 | 34500 | 34500 | 0 | 0 | 0 | 0 | 34500 | 34500 | 125 | 0 | 125 | 0 | 0 | 0 | 0 | 0 | 0 | 0 | 0 | 0 | 0 | 0 | 0 | 0 | 0 | 0 | 0 | 0 | 0 | 0 | 0 | 0 | 0 | 0 | 0 | 0 | 0 | 0 | 0 | 0 | 0 | 0 | 0 | 0 | 0 | 0 | 0 | 0 | 0 | 0 | 0 | 0 | 1329.5415 | 0 | 2839.4856 | 0 | 12312.8721 | 0 | 10666.5022 | 27148.4014 | 0 | 0 | 0 | 0 | 0 | 0 | 0 | 0 | 0 | 0 | 0 | 27148.4014 | 0 | 2714.8401 | 0 | 29863.2415 | 27148.4014 | 27148.4014 | 29863.2415 | 2839.4856 | 0 | 0 | 'CalcsYr1'!
Electric | Unitil Energy Systems Inc | 2021 | Planned | B - Low-Income | Home Energy Assistance |  | 0 | 0 | 0 | 0 | 0 | 0 | 0 | 0 | 0 | 0 | 0 | 0 | 0 | 0 |  | 0 | 0 | 0 | 0 | 0 | 0 | 0 | 0 | 0 | 0 | 0 | 0 | 0 | 0 | 0 | 0 | 0 | 0 | 0 | 0 | 0 | 0 | 0 | 0 | 0 | 0 | 0 | 0 | 0 | 0 | 0 | 0 | 0 | 0 | 0 | 0 | 0 | 0 | 0 | 0 | 0 | 0 | 0 | 0 | 0 | 0 | 0 | 0 | 0 | 0 | 0 | 0 | 0 | 0 | 0 | 0 | 0 | 0 | 0 | 0 | 0 | 0 | 0 | 0 | 0 | 0 | 0 | 0 | 0 | 0 | 0 | 0 | 0 | 'CalcsYr1'!
Electric | Unitil Energy Systems Inc | 2021 | Planned | C - Commercial & Industrial | C5 - C&I Active Demand Response | C5a - C&I Active Demand Response | 3500 | 1000 | 101000 | 12500 | 5000 | 15000 | 138000 | 138000 | 0 | 0 | 0 | 0 | 138000 | 138000 | 19 | 0 | 1900 | -2.6471 | -2.6471 | -2.6471 | -2.6471 | 0 | 0 | 0 | 0 | 0 | 0 | 0 | 0 | 0 | 0 | 0 | 0 | 0 | 0 | 0 | 0 | 0 | 0 | 0 | 0 | 0 | 0 | 0 | 0 | 0 | 0 | 0 | 0 | 0 | 0 | 0 | 0 | 0 | 0 | 203.1677 | -4.8504 | 198.3173 | 29781.7298 | 0 | 63604.4777 | 0 | 187155.6556 | 0 | 162130.8335 | 442672.6966 | 0 | 0 | 0 | 0 | 0 | 0 | 0 | 0 | 0 | 0 | 0 | 442871.0139 | 0 | 44287.1014 | -131.4364 | 487158.1153 | 442871.0139 | 442871.0139 | 487026.6789 | 63599.6273 | 0 | 0 | 'CalcsYr1'!
Electric | Unitil Energy Systems Inc | 2022 | Planned | A - Residential | A5 - Residential Active Demand Response | A5a - Residential Active Demand Response | 2200 | 0 | 10623.75 | 27000 | 1200 | 1200 | 42223.75 | 40894.6731 | 0 | 0 | 0 | 0 | 42223.75 | 40894.6731 | 187.5 | 0 | 187.5 | 0 | 0 | 0 | 0 | 0 | 0 | 0 | 0 | 0 | 0 | 0 | 0 | 0 | 0 | 0 | 0 | 0 | 0 | 0 | 0 | 0 | 0 | 0 | 0 | 0 | 0 | 0 | 0 | 0 | 0 | 0 | 0 | 0 | 0 | 0 | 0 | 0 | 0 | 0 | 0 | 0 | 2074.5295 | 0 | 4412.4816 | 0 | 18803.6026 | 0 | 16289.3488 | 41579.9625 | 0 | 0 | 0 | 0 | 0 | 0 | 0 | 0 | 0 | 0 | 0 | 41579.9625 | 0 | 4157.9962 | 0 | 45737.9587 | 41579.9625 | 41579.9625 | 45737.9587 | 4412.4816 | 0 | 0 | 'CalcsYr2'!
Electric | Unitil Energy Systems Inc | 2022 | Planned | B - Low-Income | Home Energy Assistance |  | 0 | 0 | 0 | 0 | 0 | 0 | 0 | 0 | 0 | 0 | 0 | 0 | 0 | 0 |  | 0 | 0 | 0 | 0 | 0 | 0 | 0 | 0 | 0 | 0 | 0 | 0 | 0 | 0 | 0 | 0 | 0 | 0 | 0 | 0 | 0 | 0 | 0 | 0 | 0 | 0 | 0 | 0 | 0 | 0 | 0 | 0 | 0 | 0 | 0 | 0 | 0 | 0 | 0 | 0 | 0 | 0 | 0 | 0 | 0 | 0 | 0 | 0 | 0 | 0 | 0 | 0 | 0 | 0 | 0 | 0 | 0 | 0 | 0 | 0 | 0 | 0 | 0 | 0 | 0 | 0 | 0 | 0 | 0 | 0 | 0 | 0 | 0 | 'CalcsYr2'!
Electric | Unitil Energy Systems Inc | 2022 | Planned | C - Commercial & Industrial | C5 - C&I Active Demand Response | C5a - C&I Active Demand Response | 3800 | 1200 | 108000 | 13125 | 5250 | 15000 | 146375 | 141767.5545 | 0 | 0 | 0 | 0 | 146375 | 141767.5545 | 23 | 0 | 2300 | -2.6471 | -2.6471 | -2.6471 | -2.6471 | 0 | 0 | 0 | 0 | 0 | 0 | 0 | 0 | 0 | 0 | 0 | 0 | 0 | 0 | 0 | 0 | 0 | 0 | 0 | 0 | 0 | 0 | 0 | 0 | 0 | 0 | 0 | 0 | 0 | 0 | 0 | 0 | 0 | 0 | 86.8763 | -4.9382 | 81.9381 | 35405.3027 | 0 | 75306.3521 | 0 | 230657.5252 | 0 | 199816.0125 | 541185.1925 | 0 | 0 | 0 | 0 | 0 | 0 | 0 | 0 | 0 | 0 | 0 | 541267.1306 | 0 | 54126.7131 | -133.1271 | 595393.8436 | 541267.1306 | 541267.1306 | 595260.7165 | 75301.4139 | 0 | 0 | 'CalcsYr2'!
Electric | Unitil Energy Systems Inc | 2023 | Planned | A - Residential | A5 - Residential Active Demand Response | A5a - Residential Active Demand Response | 2400 | 0 | 13750 | 31500 | 1300 | 1300 | 50250 | 47136.3495 | 0 | 0 | 0 | 0 | 50250 | 47136.3495 | 250 | 0 | 250 | 0 | 0 | 0 | 0 | 0 | 0 | 0 | 0 | 0 | 0 | 0 | 0 | 0 | 0 | 0 | 0 | 0 | 0 | 0 | 0 | 0 | 0 | 0 | 0 | 0 | 0 | 0 | 0 | 0 | 0 | 0 | 0 | 0 | 0 | 0 | 0 | 0 | 0 | 0 | 0 | 0 | 2842.2343 | 0 | 6003.0018 | 0 | 25525.2637 | 0 | 22112.2481 | 56482.7479 | 0 | 0 | 0 | 0 | 0 | 0 | 0 | 0 | 0 | 0 | 0 | 56482.7479 | 0 | 5648.2748 | 0 | 62131.0227 | 56482.7479 | 56482.7479 | 62131.0227 | 6003.0018 | 0 | 0 | 'CalcsYr3'!
Electric | Unitil Energy Systems Inc | 2023 | Planned | B - Low-Income | Home Energy Assistance |  | 0 | 0 | 0 | 0 | 0 | 0 | 0 | 0 | 0 | 0 | 0 | 0 | 0 | 0 |  | 0 | 0 | 0 | 0 | 0 | 0 | 0 | 0 | 0 | 0 | 0 | 0 | 0 | 0 | 0 | 0 | 0 | 0 | 0 | 0 | 0 | 0 | 0 | 0 | 0 | 0 | 0 | 0 | 0 | 0 | 0 | 0 | 0 | 0 | 0 | 0 | 0 | 0 | 0 | 0 | 0 | 0 | 0 | 0 | 0 | 0 | 0 | 0 | 0 | 0 | 0 | 0 | 0 | 0 | 0 | 0 | 0 | 0 | 0 | 0 | 0 | 0 | 0 | 0 | 0 | 0 | 0 | 0 | 0 | 0 | 0 | 0 | 0 | 'CalcsYr3'!
Electric | Unitil Energy Systems Inc | 2023 | Planned | C - Commercial & Industrial | C5 - C&I Active Demand Response | C5a - C&I Active Demand Response | 4000 | 1400 | 133750 | 13781 | 5500 | 15000 | 173431 | 162684.6613 | 0 | 0 | 0 | 0 | 173431 | 162684.6613 | 27 | 0 | 2700 | -2.6471 | -2.6471 | -2.6471 | -2.6471 | 0 | 0 | 0 | 0 | 0 | 0 | 0 | 0 | 0 | 0 | 0 | 0 | 0 | 0 | 0 | 0 | 0 | 0 | 0 | 0 | 0 | 0 | 0 | 0 | 0 | 0 | 0 | 0 | 0 | 0 | 0 | 0 | 0 | 0 | 66.8365 | -5.0276 | 61.8089 | 40928.1737 | 0 | 86443.226 | 0 | 275672.8483 | 0 | 238812.2793 | 641856.5273 | 0 | 0 | 0 | 0 | 0 | 0 | 0 | 0 | 0 | 0 | 0 | 641918.3362 | 0 | 64191.8336 | -134.8703 | 706110.1698 | 641918.3362 | 641918.3362 | 705975.2995 | 86438.1983 | 0 | 0 | 'CalcsYr3'!
[6 empty] | First Reference (column) | [10 empty] | K:K |  |  |  |  | X:X | Z:Z | P:P | M:M | Q:Q | O:O | AC:AC | AA:AA |  |  | AD:AD | AB:AB | AG:AG | AE:AE | AH:AH | AF:AF | AK:AK | AI:AI | AL:AL | AJ:AJ | AO:AO | AM:AM | AP:AP | AN:AN | AS:AS | AQ:AQ | AT:AT | AR:AR | AW:AW | AU:AU | AX:AX | AV:AV | AY:AY | AZ:AZ | BA:BA | BC:BC | BD:BD | BE:BE | BF:BF | BG:BG | BH:BH | BN:BN |  | BP:BP | BQ:BQ | BR:BR | BS:BS | BT:BT | BU:BU | BV:BV |  | CF:CF | CO:CO |  | CQ:CQ | CT:CT | CU:CU | CV:CV | CW:CW | CX:CX | CY:CY |  |  | DC:DC | DE:DE | DJ:DJ
[6 empty] | First Reference (name) | [10 empty] | Customer Cost (Total) |  |  |  |  | Annual Net Winter kW | Annual Net Summer kw | Net Annual MWh Savings | Adjusted Gross Annual MWh Savings | Net Lifetime MWh Savings | Adjusted Gross Lifetime MWh Savings | Net Annual Gas Savings (MMBTU) | Adj. Gross Annual Gas Savings (MMBTU) |  |  | Net Lifetime Gas Savings (MMBTU) | Adj. Gross Lifetime Gas Savings (MMBTU) | Net Annual Oil Savings (MMBTU) | Adj Gross Annual Oil Savings (MMBTU) | Net Lifetime Oil Savings (MMBTU) | Adj Gross Lifetime Oil Savings (MMBTU) | Net Annual Propane Savings (MMBTU) | Adj Gross Annual Propane Savings (MMBTU) | Net Lifetime Propane Savings (MMBTU) | Adj Gross Lifetime Propane Savings (MMBTU) | Net Annual Kerosene Savings (MMBTU) | Adj Gross Annual Kerosene Savings (MMBTU) | Net Lifetime Kerosene Savings (MMBTU) | Adj Gross Lifetime Kerosene Savings (MMBTU) | Net Annual Cord Wood Savings (MMBTU) | Adj Gross Annual Cord Wood Savings (MMBTU) | Net Lifetime Cord Wood Savings (MMBTU) | Adj Gross Lifetime Cord Wood Savings (MMBTU) | Net Annual Wood Pellet Savings (MMBTU) | Adj Gross Annual Wood Pellet Savings (MMBTU) | Net Lifetime Wood Pellet Savings (MMBTU) | Adj Gross Lifetime Wood Pellet Savings (MMBTU) | Total Net Annual MMBTU | Total Net Lifetime MMBTU | Net Annual Res Water Savings Gallons | Net Lifetime Water Savings Gallons | Winter Peak Energy Benefits ($) | Winter Off-Peak Energy Benefits ($) | Summer Peak Energy Benefits ($) | Summer Off-Peak Energy Benefits ($) | Total Avoided Energy Benefits ($) | Total Energy DRIPE Benefits ($) |  | Summer Generation Benefits ($) | Winter Generation ($) | Electric Capacity DRIPE ($) | Reliability ($) | PTF Benefits ($) | Transmission Benefits ($) | Distribution Benefits ($) |  | Total Avoided Gas Benefits ($) | Total Gas DRIPE |  | Fuel Oil - Residential Distillate | Oil DRIPE | Kerosene | Propane | Cord Wood | Pellet Wood | Res Water |  |  | Fossil Emissions (oil, gas, propane, kerosene) | Total Non-Resource Benefits | Total Avoided Environmental Benefits
[6 empty] | Second Reference (column) | [25 empty] | BA:BA: BB:BB | [12 empty] | CR:CR | [5 empty] | CZ:CZ |  |  | DD:DD
[6 empty] | Second Reference (name) | [25 empty] | BA:BA: Net Annual C&I Water Savings Gallons |  | 5.3182 | 0 | 11.3579 | 0 | 49.2515 | 0 | 42.666 | 108.5936 | 0 | 0 |  | Fuel Oil - Com Fuel | [5 empty] | C&I Water |  |  | Fossil Emissions Based on RGGI
[6 empty] | Third Reference (column) | [69 empty] | CS:CS
[6 empty] | Third Reference (name) | [69 empty] | Fuel Oil - Industrial
[6 empty] | Notes | [25 empty] | AD:AD: Multiplied by 10; AB:AB: Multiplied by 10; BA:BA: Res + C&I | [12 empty] | Res + C&I | [5 empty] | Res + C&I | Gas not included |  | Not Included in total benefits | [8 empty] | Water not included

## AESC (hidden)
Avoided Costs
1 | 2 | 3 | 4 | 5 | 6 | 7 | 8 | 9 | 10 | 11 | 12 | 13 | 14 | 15 | 16 | 17 | 18 | 19 | 20 | 21 | 22 | 23 | 24 | 25 | 26 | 27 | 28 | 29 | 30 | 31 | 32 | 33 | 34 | 35 | 36 | 37 | 38 | 39 | 40 | 41 | 42 | 43 | 44 | 45 | 46 | 47 | 48 | 49 | 50 | 51 | 52 | 53 | 54 | 55
| 2021 column -> | 8 | 9 | 10 | 11 | 82 | 83 | 84 | 85 | 87 | 14 | 15 | 16 | n/a | 39 | 40 | 41 | 89 | 90 | 91 | Lookups | Lookups | Lookups | 3 | 4 | 5 | 6 | 8 | 9 | 10 | 17 | 19 | 20 | 21 | 22 | 24 | 25 | 26 | 2 | 5 | 8 | 20 | 11 | 12 | 9 | 10 | Lookups | Lookups | n/a | 32 | 17 | 18 | 19 | 20
| 2022 column -> | 8 | 9 | 10 | 11 | 82 | 83 | 84 | 85 | 87 | 14 | 15 | 16 | n/a | 39 | 40 | 41 | 92 | 93 | 94 | Lookups | Lookups | Lookups | 3 | 4 | 5 | 6 | 8 | 9 | 10 | 17 | 19 | 20 | 21 | 22 | 24 | 25 | 26 | 2 | 5 | 8 | 20 | 11 | 12 | 9 | 10 | Lookups | Lookups | n/a | 32 | 17 | 18 | 19 | 20
| 2023 column -> | 8 | 9 | 10 | 11 | 82 | 83 | 84 | 85 | 87 | 14 | 15 | 16 | n/a | 39 | 40 | 41 | 92 | 93 | 94 | Lookups | Lookups | Lookups | 3 | 4 | 5 | 6 | 8 | 9 | 10 | 17 | 19 | 20 | 21 | 22 | 24 | 25 | 26 | 2 | 5 | 8 | 20 | 11 | 12 | 9 | 10 | Lookups | Lookups | n/a | 32 | 17 | 18 | 19 | 20
| Toggle |  |  |  |  | ED | ED | ED | ED | ECD |  |  |  |  | CD | CD | CD | Reliability | Reliability | Reliability | [10 empty] | GD | GECD | GECD | GECD | GECD | GECD | GECD | GECD |  |  |  | OilDRIPE | [7 empty] | RGGI | EE | EE | EE | EE
Avoided Costs (2019$)
Years |  | Energy ($/kWh) |  |  |  | Energy DRIPE ($/kWh) |  |  |  | Electric Cross DRIPE ($/kWh) | Capacity ($/kW) |  |  |  | Capacity DRIPE ($/kW) |  |  | Reliability ($/kW) |  |  | T&D ($/kW) |  |  | Natural Gas ($/MMBtu) | [6 empty] | Gas DRIPE ($/MMBtu) | Gas to Electric Cross DRIPE ($/MMBtu) | [6 empty] | Fuel Oil ($/MMBtu) |  |  |  | Other Fuels ($/MMBtu) |  | Wood ($/MMBtu) |  | Water ($/Gallon) |  | NEBs ($/$) | Emission based on RGGI CO2 | Avoided Non-Embedded Costs ($/kWh)
|  | Winter Peak | Winter Off-Peak | Summer Peak | Summer Off-Peak | Winter Peak | Winter Off-Peak | Summer Peak | Summer Off-Peak |  | Cleared | Uncleared | Weighted Average | Winter Generation | Cleared | Uncleared | Weighted Average | Cleared | Uncleared | Weighted Average | PTF | Local Transmission | Distribution | Res Non Heating | Res Hot Water | Res Heating | Res All | C&I Gas Non Heating | C&I Gas Heat | C&I Gas All | Gas Supply | Res Non-Heating | Res Hot Water | Res Heating | Res All | C&I Non-Heating | C&I Heating | C&I All | Residential Distillate | Com Fuel Oil | Industrial Oil | Oil DRIPE | Kerosene | Propane | Cord Wood | Wood Pellets | Res Water | C&I Water | Non-Resource |  | Winter Peak | Winter Off-Peak | Summer Peak | Summer Off-Peak
ANNUAL AVOIDED COSTS
2021, 2021$ | [5 empty] | Shifted year |  |  |  | Shifted year |  |  |  |  | Shifted year | Shifted year | Shifted year | [13 empty] | Shifted year | Shifted year
1 | 2021 | 0.073661 | 0.069388 | 0.063641 | 0.054287 | 0.0044789 | 0.003251 | 0.0028554 | 0.0020349 | 0.0017086 | 67.6073 | 0 | 0 | 0 | 35.0166 | 0 | 0 |  |  |  | 99.1971 | 0 | 85.9334 | 6.4265 | 8.2182 | 9.4555 | 8.8731 | 7.1575 | 8.4513 | 7.8859 | 0 | 0.26382 | 0.26382 | 0.49599 | 0.41473 | 0.26382 | 0.49599 | 0.39453 | 20.4461 | 16.7607 | 17.1002 | 0.012089 | 18.334 | 29.0963 | 12.3637 | 19.9255 | 0.0086469 | 0.0086469 | 1.0181 | 12.9539 | 0.045596 | 0.046568 | 0.044418 | 0.0447
2 | 2022 | 0.071212 | 0.065213 | 0.060503 | 0.049922 | 0.0074034 | 0.0055128 | 0.0051865 | 0.0035752 | 0.0026705 | 64.9562 | 0 | 0 | 0 | 43.6906 | 0 | 0 |  |  |  | 99.1971 | 0 | 85.9334 | 6.3598 | 8.1428 | 9.3779 | 8.7976 | 7.0873 | 8.376 | 7.8128 | 0 | 0.41156 | 0.41156 | 0.78091 | 0.65164 | 0.41156 | 0.78091 | 0.61951 | 22.1048 | 18.257 | 18.6899 | 0.012356 | 19.8213 | 31.7457 | 13.3667 | 21.542 | 0.0086469 | 0.0086469 | 1.0181 | 13.739 | 0.045361 | 0.046328 | 0.04419 | 0.04447
3 | 2023 | 0.073478 | 0.06573 | 0.057505 | 0.04655 | 0.0082722 | 0.0061568 | 0.0067634 | 0.0044971 | 0.0027364 | 66.3099 | 25.7354 | 25.7354 | 0 | 7.8632 | 0 | 0 |  |  |  | 99.1971 | 0 | 85.9334 | 6.3788 | 8.1563 | 9.3899 | 8.8109 | 7.1042 | 8.3895 | 7.8278 | 0 | 0.46433 | 0.46433 | 0.85478 | 0.71812 | 0.46433 | 0.85478 | 0.68415 | 24.1759 | 19.9995 | 20.4974 | 0.012401 | 21.6784 | 34.6769 | 14.6191 | 23.5604 | 0.0086469 | 0.0086469 | 1.0181 | 14.5241 | 0.045138 | 0.0461 | 0.043972 | 0.044252
4 | 2024 | 0.076811 | 0.072475 | 0.055887 | 0.051485 | 0.0082738 | 0.0059547 | 0.0066879 | 0.0042518 | 0.0027402 | 69.0851 | 44.6116 | 44.6116 | 0 | 5.9424 | 0 | 0 |  |  |  | 99.1971 | 0 | 85.9334 | 6.4703 | 8.2455 | 9.4785 | 8.9001 | 7.195 | 8.4788 | 7.9178 | 0.010553 | 0.46433 | 0.46433 | 0.86534 | 0.72498 | 0.46433 | 0.86534 | 0.6901 | 24.5162 | 20.2875 | 20.8065 | 0.012455 | 21.9836 | 34.8309 | 14.8249 | 23.892 | 0.0086469 | 0.0086469 | 1.0181 | 15.7018 | 0.044749 | 0.045703 | 0.043593 | 0.04387
5 | 2025 | 0.071906 | 0.068314 | 0.05756 | 0.052039 | 0.0077434 | 0.0054077 | 0.0056935 | 0.0035652 | 0.0020007 | 74.06 | 66.7263 | 66.7263 | 0 | 3.9513 | 0 | 0 |  |  |  | 99.1971 | 0 | 85.9334 | 6.4953 | 8.2651 | 9.4967 | 8.9196 | 7.2179 | 8.4984 | 7.9388 | 0.010553 | 0.42212 | 0.42212 | 0.78091 | 0.65533 | 0.42212 | 0.78091 | 0.62412 | 25.0207 | 20.8154 | 21.3824 | 0.012642 | 22.436 | 34.7589 | 15.13 | 24.3837 | 0.0086469 | 0.0086469 | 1.0181 | 16.8794 | 0.044377 | 0.045323 | 0.043231 | 0.043505
6 | 2026 | 0.071362 | 0.067199 | 0.061126 | 0.054035 | 0.0063802 | 0.004825 | 0.0042974 | 0.0031312 | 0.0012882 | 80.2759 | 92.6743 | 92.6743 | 0 | 0 | 4.1925 | 4.1925 |  |  |  | 99.1971 | 0 | 85.9334 | 6.5774 | 8.3443 | 9.5752 | 8.9988 | 7.2991 | 8.5777 | 8.019 | 0.010553 | 0.30603 | 0.30603 | 0.5593 | 0.47066 | 0.30603 | 0.5593 | 0.44862 | 25.4123 | 21.1582 | 21.7519 | 0.012785 | 22.7871 | 34.8226 | 15.3667 | 24.7653 | 0.0086469 | 0.0086469 | 1.0181 | 18.057 | 0.044022 | 0.044961 | 0.042885 | 0.043158
7 | 2027 | 0.075853 | 0.071266 | 0.057818 | 0.050573 | 0.0045986 | 0.0034754 | 0.0034747 | 0.0024826 | 0.00097555 | 86.6948 | 110.8246 | 110.8246 | 0 | 0 | 92.7641 | 92.7641 |  |  |  | 99.1971 | 0 | 85.9334 | 6.617 | 8.3796 | 9.6093 | 9.0339 | 7.3371 | 8.6131 | 8.0555 | 0.010553 | 0.18995 | 0.18995 | 0.34825 | 0.29284 | 0.18995 | 0.34825 | 0.27907 | 25.6207 | 21.3865 | 21.9994 | 0.012747 | 22.974 | 35.1512 | 15.4928 | 24.9684 | 0.0086469 | 0.0086469 | 1.0181 | 19.2346 | 0.043698 | 0.044629 | 0.042569 | 0.04284
8 | 2028 | 0.077817 | 0.068875 | 0.062494 | 0.051522 | 0.0032787 | 0.0024258 | 0.0026847 | 0.0018616 | 0.00067311 | 93.0573 | 117.3243 | 117.3243 | 0 | 0 | 126.2398 | 126.2398 |  |  |  | 99.1971 | 0 | 85.9334 | 6.7466 | 8.5089 | 9.7387 | 9.1633 | 7.4669 | 8.7425 | 8.1851 | 0.010553 | 0.14774 | 0.14774 | 0.26382 | 0.22319 | 0.14774 | 0.26382 | 0.21309 | 25.6644 | 21.4504 | 22.0722 | 0.012628 | 23.0132 | 35.2474 | 15.5192 | 25.011 | 0.0086469 | 0.0086469 | 1.0181 | 20.4123 | 0.043389 | 0.044314 | 0.042268 | 0.042537
9 | 2029 | 0.079942 | 0.073413 | 0.061201 | 0.052202 | 0.0018221 | 0.0013669 | 0.0013258 | 0.00091571 | 0.00038437 | 99.4198 | 125.0187 | 125.0187 | 0 | 0 | 146.981 | 146.981 |  |  |  | 99.1971 | 0 | 85.9334 | 6.8589 | 8.6195 | 9.8489 | 9.2739 | 7.5788 | 8.8532 | 8.2963 | 0.010553 | 0.094976 | 0.094976 | 0.16885 | 0.14299 | 0.094976 | 0.16885 | 0.13656 | 25.8958 | 21.7091 | 22.3602 | 0.012573 | 23.2207 | 35.2865 | 15.6591 | 25.2365 | 0.0086469 | 0.0086469 | 1.0181 | 21.5899 | 0.043095 | 0.044014 | 0.041982 | 0.042249
10 | 2030 | 0.073642 | 0.069708 | 0.064408 | 0.059069 | 0.0010664 | 0.00075608 | 0.00082129 | 0.00053965 | 0.000109 | 94.6479 | 120.9914 | 120.9914 | 0 | 0 | 144.3807 | 144.3807 |  |  |  | 99.1971 | 0 | 85.9334 | 6.9243 | 8.6818 | 9.9104 | 9.3362 | 7.6432 | 8.9156 | 8.3595 | 0.010553 | 0.052764 | 0.052764 | 0.084423 | 0.073343 | 0.052764 | 0.084423 | 0.070588 | 26.3817 | 22.151 | 22.8328 | 0.012738 | 23.6563 | 35.56 | 15.9529 | 25.71 | 0.0086469 | 0.0086469 | 1.0181 | 23.2909 | 0.042569 | 0.043476 | 0.041469 | 0.041733
11 | 2031 | 0.073173 | 0.068832 | 0.05878 | 0.051609 | 0 | 0 | 0 | 0 | 0.00010981 | 93.0573 | 117.3243 | 117.3243 | 0 | 0 | 111.2941 | 111.2941 |  |  |  | 99.1971 | 0 | 85.9334 | 7.0939 | 8.8527 | 10.0816 | 9.507 | 7.8137 | 9.0865 | 8.5303 | 0.010553 | 0.010553 | 0.010553 | 0 | 0.0036935 | 0.010553 | 0 | 0.0046116 | 26.8144 | 22.5245 | 23.2326 | 0.012738 | 24.0443 | 36.2676 | 16.2146 | 26.1317 | 0.0086469 | 0.0086469 | 1.0181 | 25.1228 | 0.042067 | 0.042963 | 0.04098 | 0.04124
12 | 2032 | 0.072115 | 0.067447 | 0.060396 | 0.052761 | 0 | 0 | 0 | 0 | 0.00011044 | 99.4198 | 125.0187 | 125.0187 | 0 | 0 | 61.3339 | 61.3339 |  |  |  | 99.1971 | 0 | 85.9334 | 7.1115 | 8.8655 | 10.0931 | 9.5198 | 7.8295 | 9.0994 | 8.5444 | 0.010553 | 0.010553 | 0.010553 | 0 | 0.0036935 | 0.010553 | 0 | 0.0046116 | 27.337 | 22.9619 | 23.6975 | 0.012738 | 24.513 | 36.7984 | 16.5306 | 26.6409 | 0.0086469 | 0.0086469 | 1.0181 | 26.9547 | 0.041588 | 0.042474 | 0.040513 | 0.040771
13 | 2033 | 0.07786 | 0.068864 | 0.061404 | 0.050834 | 0 | 0 | 0 | 0 | 0.00011044 | 94.6479 | 120.9914 | 120.9914 | 0 | 0 | 35.4047 | 35.4047 |  |  |  | 99.1971 | 0 | 85.9334 | 7.0571 | 8.8038 | 10.0295 | 9.4579 | 7.772 | 9.0377 | 8.4846 | 0.010553 | 0 | 0 | 0 | 0 | 0 | 0 | 0 | 27.2498 | 22.9467 | 23.6911 | 0.012738 | 24.4348 | 36.9007 | 16.4779 | 26.556 | 0.0086469 | 0.0086469 | 1.0181 | 28.7866 | 0.041131 | 0.042007 | 0.040068 | 0.040323
14 | 2034 | 0.077015 | 0.065175 | 0.06512 | 0.051973 | 0 | 0 | 0 | 0 | 0.00011044 | 93.0573 | 117.3243 | 117.3243 | 0 | 0 | 16.6444 | 16.6444 |  |  |  | 99.1971 | 0 | 85.9334 | 6.9666 | 8.7059 | 9.9297 | 9.3599 | 7.6785 | 8.9399 | 8.3886 | 0.010553 | 0 | 0 | 0 | 0 | 0 | 0 | 0 | 27.5763 | 23.2382 | 24.0051 | 0.012738 | 24.7276 | 37.2932 | 16.6753 | 26.8742 | 0.0086469 | 0.0086469 | 1.0181 | 30.4876 | 0.040696 | 0.041563 | 0.039644 | 0.039896
15 | 2035 | 0.07962 | 0.071457 | 0.072283 | 0.061815 | 0 | 0 | 0 | 0 | 0.00011044 | 99.4198 | 125.0187 | 125.0187 | 0 | 0 | 4.0414 | 4.0414 |  |  |  | 99.1971 | 0 | 85.9334 | 6.9969 | 8.7323 | 9.9551 | 9.3862 | 7.7073 | 8.9663 | 8.4161 | 0.010553 | 0 | 0 | 0 | 0 | 0 | 0 | 0 | 27.8045 | 23.414 | 24.1885 | 0.012738 | 24.9322 | 37.4723 | 16.8133 | 27.0966 | 0.0086469 | 0.0086469 | 1.0181 | 32.3194 | 0.040282 | 0.04114 | 0.039241 | 0.03949
16 | 2036 | 0.081343 | 0.072166 | 0.076123 | 0.064675 | 0 | 0 | 0 | 0 | 0.00011044 | 101.0772 | 127.0199 | 127.0199 | 0 | 0 | 0 | 0 |  |  |  | 99.1971 | 0 | 85.9334 | 7.0403 | 8.7721 | 9.9939 | 9.4259 | 7.7494 | 9.0061 | 8.4569 | 0.010553 | 0 | 0 | 0 | 0 | 0 | 0 | 0 | 28.3637 | 23.8973 | 24.7056 | 0.012738 | 25.4337 | 38.0304 | 17.1515 | 27.6416 | 0.0086469 | 0.0086469 | 1.0181 | 34.2822 | 0.039847 | 0.040697 | 0.038818 | 0.039065
17 | 2037 | 0.083116 | 0.072899 | 0.080168 | 0.06767 | 0 | 0 | 0 | 0 | 0.00011044 | 102.7623 | 129.0531 | 129.0531 | 0 | 0 | 0 | 0 |  |  |  | 99.1971 | 0 | 85.9334 | 7.0839 | 8.812 | 10.0329 | 9.4657 | 7.7916 | 9.0461 | 8.4979 | 0.010553 | 0 | 0 | 0 | 0 | 0 | 0 | 0 | 28.4431 | 23.9486 | 24.7602 | 0.012738 | 25.5048 | 38.2867 | 17.1995 | 27.7189 | 0.0086469 | 0.0086469 | 1.0181 | 36.2449 | 0.039418 | 0.040258 | 0.038399 | 0.038643
18 | 2038 | 0.084939 | 0.073657 | 0.08443 | 0.070808 | 0 | 0 | 0 | 0 | 0.00011044 | 104.4755 | 131.1189 | 131.1189 | 0 | 0 | 0 | 0 |  |  |  | 99.1971 | 0 | 85.9334 | 7.1279 | 8.8522 | 10.072 | 9.5057 | 7.8342 | 9.0863 | 8.5391 | 0.010553 | 0 | 0 | 0 | 0 | 0 | 0 | 0 | 28.6188 | 24.0559 | 24.868 | 0.012738 | 25.6624 | 38.797 | 17.3057 | 27.8901 | 0.0086469 | 0.0086469 | 1.0181 | 38.4693 | 0.038993 | 0.039824 | 0.037985 | 0.038227
19 | 2039 | 0.086815 | 0.074443 | 0.088921 | 0.074095 | 0 | 0 | 0 | 0 | 0.00011044 | 106.2173 | 133.2177 | 133.2177 | 0 | 0 | 0 | 0 |  |  |  | 99.1971 | 0 | 85.9334 | 7.1721 | 8.8925 | 10.1112 | 9.5458 | 7.8769 | 9.1266 | 8.5804 | 0.010553 | 0 | 0 | 0 | 0 | 0 | 0 | 0 | 29.0116 | 24.3757 | 25.202 | 0.012738 | 26.0146 | 39.5195 | 17.5432 | 28.2729 | 0.0086469 | 0.0086469 | 1.0181 | 40.8246 | 0.038572 | 0.039394 | 0.037576 | 0.037815
20 | 2040 | 0.088746 | 0.075258 | 0.093654 | 0.077539 | 0 | 0 | 0 | 0 | 0.00011044 | 107.9881 | 135.3501 | 135.3501 | 0 | 0 | 0 | 0 |  |  |  | 99.1971 | 0 | 85.9334 | 7.2166 | 8.933 | 10.1507 | 9.5862 | 7.9199 | 9.1671 | 8.622 | 0.010553 | 0 | 0 | 0 | 0 | 0 | 0 | 0 | 29.221 | 24.5184 | 25.3516 | 0.012738 | 26.2024 | 39.7889 | 17.6699 | 28.4771 | 0.0086469 | 0.0086469 | 1.0181 | 43.1798 | 0.038157 | 0.03897 | 0.037171 | 0.037407
21 | 2041 | 0.090735 | 0.076105 | 0.09864 | 0.081148 | 0 | 0 | 0 | 0 | 0.00011044 | 109.7884 | 137.5167 | 137.5167 | 0 | 0 | 0 | 0 |  |  |  | 99.1971 | 0 | 85.9334 | 7.2613 | 8.9737 | 10.1902 | 9.6267 | 7.9631 | 9.2078 | 8.6638 | 0.010553 | 0 | 0 | 0 | 0 | 0 | 0 | 0 | 29.267 | 24.5734 | 25.4214 | 0.012738 | 26.2436 | 40.2239 | 17.6977 | 28.5218 | 0.0086469 | 0.0086469 | 1.0181 | 45.7968 | 0.037745 | 0.03855 | 0.03677 | 0.037004
22 | 2042 | 0.092785 | 0.076984 | 0.1039 | 0.084929 | 0 | 0 | 0 | 0 | 0.00011044 | 111.6187 | 139.718 | 139.718 | 0 | 0 | 0 | 0 |  |  |  | 99.1971 | 0 | 85.9334 | 7.3063 | 9.0146 | 10.23 | 9.6673 | 8.0066 | 9.2487 | 8.7058 | 0.010553 | 0 | 0 | 0 | 0 | 0 | 0 | 0 | 29.3223 | 24.5514 | 25.3847 | 0.012738 | 26.2932 | 40.4529 | 17.7311 | 28.5758 | 0.0086469 | 0.0086469 | 1.0181 | 48.5446 | 0.037338 | 0.038134 | 0.036374 | 0.036605
23 | 2043 | 0.094898 | 0.077899 | 0.10943 | 0.088891 | 0 | 0 | 0 | 0 | 0.00011044 | 113.4796 | 141.9544 | 141.9544 | 0 | 0 | 0 | 0 |  |  |  | 99.1971 | 0 | 85.9334 | 7.3517 | 9.0557 | 10.2698 | 9.7082 | 8.0502 | 9.2898 | 8.7479 | 0.010553 | 0 | 0 | 0 | 0 | 0 | 0 | 0 | 29.387 | 24.5673 | 25.3969 | 0.012738 | 26.3512 | 40.7818 | 17.7703 | 28.6388 | 0.0086469 | 0.0086469 | 1.0181 | 51.4232 | 0.036936 | 0.037723 | 0.035981 | 0.03621
24 | 2044 | 0.097078 | 0.078853 | 0.11527 | 0.093043 | 0 | 0 | 0 | 0 | 0.00011044 | 115.3714 | 144.2267 | 144.2267 | 0 | 0 | 0 | 0 |  |  |  | 99.1971 | 0 | 85.9334 | 7.3973 | 9.0969 | 10.3099 | 9.7492 | 8.0942 | 9.331 | 8.7903 | 0.010553 | 0 | 0 | 0 | 0 | 0 | 0 | 0 | 29.4904 | 24.6178 | 25.4468 | 0.012738 | 26.444 | 41.065 | 17.8328 | 28.7396 | 0.0086469 | 0.0086469 | 1.0181 | 54.4327 | 0.036537 | 0.037316 | 0.035594 | 0.03582
25 | 2045 | 0.099328 | 0.079847 | 0.12142 | 0.097396 | 0 | 0 | 0 | 0 | 0.00011044 | 117.2949 | 146.5354 | 146.5354 | 0 | 0 | 0 | 0 |  |  |  | 99.1971 | 0 | 85.9334 | 7.4431 | 9.1384 | 10.3501 | 9.7904 | 8.1383 | 9.3725 | 8.8329 | 0.010553 | 0 | 0 | 0 | 0 | 0 | 0 | 0 | 29.5874 | 24.7211 | 25.5607 | 0.012738 | 26.5309 | 41.1992 | 17.8915 | 28.8341 | 0.0086469 | 0.0086469 | 1.0181 | 57.7039 | 0.036144 | 0.036914 | 0.03521 | 0.035434
2022, 2022$ | [5 empty] | Shifted year |  |  |  | Shifted year |  |  |  |  | Shifted year | Shifted year | Shifted year | [13 empty] | Shifted year | Shifted year
1 | 2022 | 0.072501 | 0.066393 | 0.061598 | 0.050826 | 0.00456 | 0.0033098 | 0.0029071 | 0.0020717 | 0.0017395 | 66.1319 | 0 | 0 | 0 | 35.6504 | 0 | 0 |  |  |  | 100.9926 | 0 | 87.4888 | 6.4749 | 8.2902 | 9.5476 | 8.9568 | 7.2156 | 8.5276 | 7.9543 | 0 | 0.2686 | 0.2686 | 0.50496 | 0.42224 | 0.2686 | 0.50496 | 0.40167 | 22.5049 | 18.5875 | 19.0281 | 0.012579 | 20.18 | 32.3203 | 13.6087 | 21.9319 | 0.0088034 | 0.0088034 | 1.0181 | 13.9877 | 0.046182 | 0.047167 | 0.044989 | 0.045275
2 | 2023 | 0.074808 | 0.066919 | 0.058546 | 0.047393 | 0.0075374 | 0.0056126 | 0.0052804 | 0.0036399 | 0.0027189 | 67.5101 | 26.2012 | 26.2012 | 0 | 44.4814 | 0 | 0 |  |  |  | 100.9926 | 0 | 87.4888 | 6.4943 | 8.3039 | 9.5599 | 8.9704 | 7.2328 | 8.5414 | 7.9695 | 0 | 0.41901 | 0.41901 | 0.79505 | 0.66344 | 0.41901 | 0.79505 | 0.63072 | 24.6135 | 20.3615 | 20.8684 | 0.012625 | 22.0708 | 35.3045 | 14.8837 | 23.9868 | 0.0088034 | 0.0088034 | 1.0181 | 14.787 | 0.045955 | 0.046935 | 0.044768 | 0.045053
3 | 2024 | 0.078202 | 0.073786 | 0.056899 | 0.052417 | 0.008422 | 0.0062682 | 0.0068859 | 0.0045785 | 0.0027859 | 70.3355 | 45.4191 | 45.4191 | 0 | 8.0055 | 0 | 0 |  |  |  | 100.9926 | 0 | 87.4888 | 6.5875 | 8.3947 | 9.65 | 9.0612 | 7.3252 | 8.6322 | 8.0611 | 0 | 0.47273 | 0.47273 | 0.87026 | 0.73112 | 0.47273 | 0.87026 | 0.69654 | 24.96 | 20.6547 | 21.1831 | 0.01268 | 22.3815 | 35.4613 | 15.0932 | 24.3245 | 0.0088034 | 0.0088034 | 1.0181 | 15.986 | 0.045559 | 0.04653 | 0.044382 | 0.044664
4 | 2025 | 0.073207 | 0.06955 | 0.058602 | 0.052981 | 0.0084236 | 0.0060625 | 0.0068089 | 0.0043287 | 0.0027898 | 75.4005 | 67.9341 | 67.9341 | 0 | 6.0499 | 0 | 0 |  |  |  | 100.9926 | 0 | 87.4888 | 6.6128 | 8.4146 | 9.6686 | 9.081 | 7.3486 | 8.6523 | 8.0825 | 0.010744 | 0.47273 | 0.47273 | 0.881 | 0.73811 | 0.47273 | 0.881 | 0.70259 | 25.4736 | 21.1921 | 21.7695 | 0.012871 | 22.8421 | 35.3881 | 15.4038 | 24.825 | 0.0088034 | 0.0088034 | 1.0181 | 17.1849 | 0.04518 | 0.046143 | 0.044013 | 0.044293
5 | 2026 | 0.072654 | 0.068415 | 0.062233 | 0.055013 | 0.0078835 | 0.0055055 | 0.0057966 | 0.0036298 | 0.0020369 | 81.7289 | 94.3517 | 94.3517 | 0 | 4.0228 | 0 | 0 |  |  |  | 100.9926 | 0 | 87.4888 | 6.6964 | 8.4953 | 9.7485 | 9.1616 | 7.4312 | 8.733 | 8.1641 | 0.010744 | 0.42976 | 0.42976 | 0.79505 | 0.6672 | 0.42976 | 0.79505 | 0.63542 | 25.8722 | 21.5411 | 22.1456 | 0.013016 | 23.1995 | 35.4529 | 15.6449 | 25.2135 | 0.0088034 | 0.0088034 | 1.0181 | 18.3838 | 0.044819 | 0.045774 | 0.043661 | 0.043939
6 | 2027 | 0.077226 | 0.072556 | 0.058865 | 0.051488 | 0.0064957 | 0.0049124 | 0.0043752 | 0.0031879 | 0.0013115 | 88.2639 | 112.8306 | 112.8306 | 0 | 0 | 4.2683 | 4.2683 |  |  |  | 100.9926 | 0 | 87.4888 | 6.7367 | 8.5312 | 9.7833 | 9.1974 | 7.4699 | 8.769 | 8.2013 | 0.010744 | 0.31157 | 0.31157 | 0.56943 | 0.47918 | 0.31157 | 0.56943 | 0.45674 | 26.0845 | 21.7736 | 22.3976 | 0.012978 | 23.3899 | 35.7875 | 15.7732 | 25.4204 | 0.0088034 | 0.0088034 | 1.0181 | 19.5828 | 0.044489 | 0.045437 | 0.04334 | 0.043615
7 | 2028 | 0.079225 | 0.070122 | 0.063625 | 0.052454 | 0.0046818 | 0.0035383 | 0.0035376 | 0.0025276 | 0.00099321 | 94.7416 | 119.4478 | 119.4478 | 0 | 0 | 94.4432 | 94.4432 |  |  |  | 100.9926 | 0 | 87.4888 | 6.8687 | 8.6629 | 9.9149 | 9.3292 | 7.6021 | 8.9007 | 8.3332 | 0.010744 | 0.19339 | 0.19339 | 0.35455 | 0.29814 | 0.19339 | 0.35455 | 0.28412 | 26.1289 | 21.8387 | 22.4718 | 0.012857 | 23.4297 | 35.8854 | 15.8001 | 25.4636 | 0.0088034 | 0.0088034 | 1.0181 | 20.7817 | 0.044175 | 0.045116 | 0.043033 | 0.043307
8 | 2029 | 0.081389 | 0.074742 | 0.062309 | 0.053147 | 0.0033381 | 0.0024697 | 0.0027333 | 0.0018953 | 0.00068529 | 101.2193 | 127.2815 | 127.2815 | 0 | 0 | 128.5248 | 128.5248 |  |  |  | 100.9926 | 0 | 87.4888 | 6.983 | 8.7756 | 10.0271 | 9.4418 | 7.716 | 9.0135 | 8.4465 | 0.010744 | 0.15041 | 0.15041 | 0.2686 | 0.22723 | 0.15041 | 0.2686 | 0.21695 | 26.3645 | 22.102 | 22.7649 | 0.0128 | 23.6409 | 35.9251 | 15.9426 | 25.6932 | 0.0088034 | 0.0088034 | 1.0181 | 21.9807 | 0.043876 | 0.044811 | 0.042742 | 0.043014
9 | 2030 | 0.074975 | 0.07097 | 0.065574 | 0.060138 | 0.0018551 | 0.0013917 | 0.0013498 | 0.00093229 | 0.00039133 | 96.361 | 123.1813 | 123.1813 | 0 | 0 | 149.6413 | 149.6413 |  |  |  | 100.9926 | 0 | 87.4888 | 7.0496 | 8.839 | 10.0897 | 9.5051 | 7.7815 | 9.0769 | 8.5108 | 0.010744 | 0.096695 | 0.096695 | 0.1719 | 0.14558 | 0.096695 | 0.1719 | 0.13904 | 26.8592 | 22.5519 | 23.2461 | 0.012969 | 24.0845 | 36.2037 | 16.2417 | 26.1753 | 0.0088034 | 0.0088034 | 1.0181 | 23.7125 | 0.04334 | 0.044263 | 0.04222 | 0.042488
10 | 2031 | 0.074498 | 0.070078 | 0.059844 | 0.052543 | 0.0010857 | 0.00076977 | 0.00083616 | 0.00054942 | 0.00011097 | 94.7416 | 119.4478 | 119.4478 | 0 | 0 | 146.994 | 146.994 |  |  |  | 100.9926 | 0 | 87.4888 | 7.2223 | 9.0129 | 10.264 | 9.6791 | 7.9551 | 9.251 | 8.6847 | 0.010744 | 0.053719 | 0.053719 | 0.085951 | 0.07467 | 0.053719 | 0.085951 | 0.071866 | 27.2997 | 22.9322 | 23.6531 | 0.012969 | 24.4796 | 36.924 | 16.5081 | 26.6046 | 0.0088034 | 0.0088034 | 1.0181 | 25.5775 | 0.042828 | 0.043741 | 0.041722 | 0.041987
11 | 2032 | 0.07342 | 0.068668 | 0.06149 | 0.053716 | 0 | 0 | 0 | 0 | 0.0001118 | 101.2193 | 127.2815 | 127.2815 | 0 | 0 | 113.3085 | 113.3085 |  |  |  | 100.9926 | 0 | 87.4888 | 7.2402 | 9.026 | 10.2758 | 9.6921 | 7.9712 | 9.2641 | 8.6991 | 0.010744 | 0.010744 | 0.010744 | 0 | 0.0037604 | 0.010744 | 0 | 0.0046951 | 27.8318 | 23.3775 | 24.1264 | 0.012969 | 24.9566 | 37.4645 | 16.8298 | 27.1232 | 0.0088034 | 0.0088034 | 1.0181 | 27.4426 | 0.04234 | 0.043243 | 0.041246 | 0.041509
12 | 2033 | 0.079269 | 0.07011 | 0.062515 | 0.051755 | 0 | 0 | 0 | 0 | 0.00011244 | 96.361 | 123.1813 | 123.1813 | 0 | 0 | 62.4441 | 62.4441 |  |  |  | 100.9926 | 0 | 87.4888 | 7.1848 | 8.9631 | 10.211 | 9.6291 | 7.9127 | 9.2012 | 8.6382 | 0.010744 | 0.010744 | 0.010744 | 0 | 0.0037604 | 0.010744 | 0 | 0.0046951 | 27.743 | 23.3621 | 24.1199 | 0.012969 | 24.8771 | 37.5686 | 16.7761 | 27.0367 | 0.0088034 | 0.0088034 | 1.0181 | 29.3076 | 0.041875 | 0.042768 | 0.040793 | 0.041053
13 | 2034 | 0.078409 | 0.066354 | 0.066298 | 0.052914 | 0 | 0 | 0 | 0 | 0.00011244 | 94.7416 | 119.4478 | 119.4478 | 0 | 0 | 36.0455 | 36.0455 |  |  |  | 100.9926 | 0 | 87.4888 | 7.0927 | 8.8635 | 10.1094 | 9.5293 | 7.8175 | 9.1017 | 8.5405 | 0.010744 | 0 | 0 | 0 | 0 | 0 | 0 | 0 | 28.0754 | 23.6588 | 24.4396 | 0.012969 | 25.1752 | 37.9682 | 16.9772 | 27.3606 | 0.0088034 | 0.0088034 | 1.0181 | 31.0394 | 0.041432 | 0.042315 | 0.040362 | 0.040618
14 | 2035 | 0.081061 | 0.07275 | 0.073591 | 0.062934 | 0 | 0 | 0 | 0 | 0.00011244 | 101.2193 | 127.2815 | 127.2815 | 0 | 0 | 16.9456 | 16.9456 |  |  |  | 100.9926 | 0 | 87.4888 | 7.1235 | 8.8904 | 10.1353 | 9.5561 | 7.8468 | 9.1286 | 8.5684 | 0.010744 | 0 | 0 | 0 | 0 | 0 | 0 | 0 | 28.3077 | 23.8378 | 24.6263 | 0.012969 | 25.3835 | 38.1506 | 17.1176 | 27.587 | 0.0088034 | 0.0088034 | 1.0181 | 32.9044 | 0.041011 | 0.041885 | 0.039951 | 0.040205
15 | 2036 | 0.082816 | 0.073472 | 0.0775 | 0.065845 | 0 | 0 | 0 | 0 | 0.00011244 | 102.9067 | 129.3189 | 129.3189 | 0 | 0 | 4.1145 | 4.1145 |  |  |  | 100.9926 | 0 | 87.4888 | 7.1677 | 8.9309 | 10.1748 | 9.5965 | 7.8896 | 9.1691 | 8.61 | 0.010744 | 0 | 0 | 0 | 0 | 0 | 0 | 0 | 28.8771 | 24.3298 | 25.1528 | 0.012969 | 25.894 | 38.7187 | 17.4619 | 28.1419 | 0.0088034 | 0.0088034 | 1.0181 | 34.9027 | 0.040569 | 0.041433 | 0.039521 | 0.039772
16 | 2037 | 0.08462 | 0.074218 | 0.081619 | 0.068895 | 0 | 0 | 0 | 0 | 0.00011244 | 104.6223 | 131.3889 | 131.3889 | 0 | 0 | 0 | 0 |  |  |  | 100.9926 | 0 | 87.4888 | 7.2121 | 8.9715 | 10.2145 | 9.637 | 7.9327 | 9.2098 | 8.6517 | 0.010744 | 0 | 0 | 0 | 0 | 0 | 0 | 0 | 28.9579 | 24.3821 | 25.2083 | 0.012969 | 25.9665 | 38.9797 | 17.5108 | 28.2206 | 0.0088034 | 0.0088034 | 1.0181 | 36.9009 | 0.040131 | 0.040987 | 0.039095 | 0.039343
17 | 2038 | 0.086476 | 0.074991 | 0.085958 | 0.07209 | 0 | 0 | 0 | 0 | 0.00011244 | 106.3666 | 133.4921 | 133.4921 | 0 | 0 | 0 | 0 |  |  |  | 100.9926 | 0 | 87.4888 | 7.2569 | 9.0124 | 10.2543 | 9.6777 | 7.976 | 9.2507 | 8.6936 | 0.010744 | 0 | 0 | 0 | 0 | 0 | 0 | 0 | 29.1368 | 24.4913 | 25.3181 | 0.012969 | 26.1268 | 39.4992 | 17.619 | 28.3949 | 0.0088034 | 0.0088034 | 1.0181 | 39.1656 | 0.039699 | 0.040545 | 0.038673 | 0.038919
18 | 2039 | 0.088386 | 0.075791 | 0.090531 | 0.075436 | 0 | 0 | 0 | 0 | 0.00011244 | 108.1398 | 135.6289 | 135.6289 | 0 | 0 | 0 | 0 |  |  |  | 100.9926 | 0 | 87.4888 | 7.3019 | 9.0535 | 10.2943 | 9.7186 | 8.0195 | 9.2918 | 8.7357 | 0.010744 | 0 | 0 | 0 | 0 | 0 | 0 | 0 | 29.5367 | 24.8169 | 25.6582 | 0.012969 | 26.4854 | 40.2348 | 17.8608 | 28.7846 | 0.0088034 | 0.0088034 | 1.0181 | 41.5635 | 0.039271 | 0.040108 | 0.038256 | 0.038499
19 | 2040 | 0.090352 | 0.07662 | 0.095349 | 0.078943 | 0 | 0 | 0 | 0 | 0.00011244 | 109.9427 | 137.8 | 137.8 | 0 | 0 | 0 | 0 |  |  |  | 100.9926 | 0 | 87.4888 | 7.3472 | 9.0947 | 10.3344 | 9.7597 | 8.0632 | 9.3331 | 8.7781 | 0.010744 | 0 | 0 | 0 | 0 | 0 | 0 | 0 | 29.7499 | 24.9622 | 25.8104 | 0.012969 | 26.6767 | 40.5091 | 17.9897 | 28.9925 | 0.0088034 | 0.0088034 | 1.0181 | 43.9614 | 0.038847 | 0.039675 | 0.037844 | 0.038084
20 | 2041 | 0.092378 | 0.077482 | 0.10043 | 0.082616 | 0 | 0 | 0 | 0 | 0.00011244 | 111.7756 | 140.0058 | 140.0058 | 0 | 0 | 0 | 0 |  |  |  | 100.9926 | 0 | 87.4888 | 7.3927 | 9.1361 | 10.3747 | 9.8009 | 8.1072 | 9.3745 | 8.8206 | 0.010744 | 0 | 0 | 0 | 0 | 0 | 0 | 0 | 29.7967 | 25.0181 | 25.8815 | 0.012969 | 26.7186 | 40.952 | 18.018 | 29.0381 | 0.0088034 | 0.0088034 | 1.0181 | 46.6257 | 0.038428 | 0.039247 | 0.037436 | 0.037673
21 | 2042 | 0.094464 | 0.078377 | 0.10578 | 0.086466 | 0 | 0 | 0 | 0 | 0.00011244 | 113.639 | 142.2468 | 142.2468 | 0 | 0 | 0 | 0 |  |  |  | 100.9926 | 0 | 87.4888 | 7.4386 | 9.1778 | 10.4151 | 9.8423 | 8.1515 | 9.4161 | 8.8633 | 0.010744 | 0 | 0 | 0 | 0 | 0 | 0 | 0 | 29.853 | 24.9958 | 25.8441 | 0.012969 | 26.7691 | 41.1851 | 18.0521 | 29.093 | 0.0088034 | 0.0088034 | 1.0181 | 49.4232 | 0.038014 | 0.038824 | 0.037032 | 0.037267
22 | 2043 | 0.096616 | 0.079309 | 0.11141 | 0.0905 | 0 | 0 | 0 | 0 | 0.00011244 | 115.5336 | 144.5238 | 144.5238 | 0 | 0 | 0 | 0 |  |  |  | 100.9926 | 0 | 87.4888 | 7.4847 | 9.2196 | 10.4557 | 9.8839 | 8.196 | 9.4579 | 8.9063 | 0.010744 | 0 | 0 | 0 | 0 | 0 | 0 | 0 | 29.9189 | 25.012 | 25.8566 | 0.012969 | 26.8282 | 41.5199 | 18.0919 | 29.1572 | 0.0088034 | 0.0088034 | 1.0181 | 52.354 | 0.037604 | 0.038406 | 0.036633 | 0.036866
23 | 2044 | 0.098835 | 0.08028 | 0.11736 | 0.094727 | 0 | 0 | 0 | 0 | 0.00011244 | 117.4597 | 146.8372 | 146.8372 | 0 | 0 | 0 | 0 |  |  |  | 100.9926 | 0 | 87.4888 | 7.5311 | 9.2616 | 10.4965 | 9.9256 | 8.2407 | 9.4999 | 8.9494 | 0.010744 | 0 | 0 | 0 | 0 | 0 | 0 | 0 | 30.0242 | 25.0634 | 25.9074 | 0.012969 | 26.9226 | 41.8083 | 18.1556 | 29.2598 | 0.0088034 | 0.0088034 | 1.0181 | 55.418 | 0.037199 | 0.037992 | 0.036238 | 0.036468
24 | 2045 | 0.10113 | 0.081292 | 0.12362 | 0.099158 | 0 | 0 | 0 | 0 | 0.00011244 | 119.4179 | 149.1877 | 149.1877 | 0 | 0 | 0 | 0 |  |  |  | 100.9926 | 0 | 87.4888 | 7.5779 | 9.3038 | 10.5374 | 9.9676 | 8.2856 | 9.5421 | 8.9928 | 0.010744 | 0 | 0 | 0 | 0 | 0 | 0 | 0 | 30.123 | 25.1685 | 26.0233 | 0.012969 | 27.0112 | 41.9449 | 18.2153 | 29.356 | 0.0088034 | 0.0088034 | 1.0181 | 58.7484 | 0.036798 | 0.037582 | 0.035847 | 0.036075
25 | 2046 | 0.10349 | 0.082348 | 0.13022 | 0.1038 | 0 | 0 | 0 | 0 | 0.00011244 | 121.4088 | 151.5757 | 151.5757 | 0 | 0 | 0 | 0 |  |  |  | 100.9926 | 0 | 87.4888 | 7.6249 | 9.3461 | 10.5785 | 10.0097 | 8.3309 | 9.5845 | 9.0364 | 0.010744 | 0 | 0 | 0 | 0 | 0 | 0 | 0 | 30.3072 | 25.3417 | 26.2108 | 0.012969 | 27.1763 | 42.26 | 18.3267 | 29.5355 | 0.0088034 | 0.0088034 | 1.0181 | 62.3452 | 0.036401 | 0.037177 | 0.035461 | 0.035686
2023, 2023$ | [5 empty] | Shifted year |  |  |  | Shifted year |  |  |  |  | Shifted year | Shifted year | Shifted year | Shifted year | Shifted year | Shifted year | [10 empty] | Shifted year | Shifted year
1 | 2023 | 0.076162 | 0.068131 | 0.059606 | 0.048251 | 0.0046425 | 0.0033697 | 0.0029597 | 0.0021092 | 0.001771 | 68.7321 | 26.6755 | 26.6755 | 0 | 36.2956 | 0 | 0 |  |  |  | 102.8206 | 0 | 89.0723 | 6.6118 | 8.4542 | 9.7329 | 9.1328 | 7.3637 | 8.696 | 8.1138 | 0 | 0.27346 | 0.27346 | 0.5141 | 0.42988 | 0.27346 | 0.5141 | 0.40894 | 25.059 | 20.7301 | 21.2461 | 0.012854 | 22.4703 | 35.9435 | 15.1531 | 24.421 | 0.0089627 | 0.0089627 | 1.0181 | 15.0547 | 0.046787 | 0.047784 | 0.045578 | 0.045868
2 | 2024 | 0.079617 | 0.075122 | 0.057929 | 0.053365 | 0.0076738 | 0.0057142 | 0.005376 | 0.0037058 | 0.0027681 | 71.6086 | 46.2412 | 46.2412 | 0 | 45.2865 | 0 | 0 |  |  |  | 102.8206 | 0 | 89.0723 | 6.7067 | 8.5466 | 9.8247 | 9.2252 | 7.4578 | 8.7885 | 8.207 | 0 | 0.4266 | 0.4266 | 0.80944 | 0.67544 | 0.4266 | 0.80944 | 0.64214 | 25.4117 | 21.0285 | 21.5665 | 0.012909 | 22.7866 | 36.1032 | 15.3664 | 24.7647 | 0.0089627 | 0.0089627 | 1.0181 | 16.2753 | 0.046383 | 0.047372 | 0.045185 | 0.045472
3 | 2025 | 0.074532 | 0.070809 | 0.059662 | 0.05394 | 0.0085744 | 0.0063817 | 0.0070105 | 0.0046613 | 0.0028364 | 76.7652 | 69.1637 | 69.1637 | 0 | 8.1504 | 0 | 0 |  |  |  | 102.8206 | 0 | 89.0723 | 6.7325 | 8.567 | 9.8436 | 9.2454 | 7.4816 | 8.8089 | 8.2288 | 0 | 0.48129 | 0.48129 | 0.88601 | 0.74436 | 0.48129 | 0.88601 | 0.70914 | 25.9347 | 21.5757 | 22.1635 | 0.013104 | 23.2555 | 36.0286 | 15.6826 | 25.2744 | 0.0089627 | 0.0089627 | 1.0181 | 17.4959 | 0.045998 | 0.046978 | 0.04481 | 0.045094
4 | 2026 | 0.073969 | 0.069654 | 0.063359 | 0.056009 | 0.008576 | 0.0061722 | 0.0069322 | 0.0044071 | 0.0028403 | 83.2081 | 96.0595 | 96.0595 | 0 | 6.1594 | 0 | 0 |  |  |  | 102.8206 | 0 | 89.0723 | 6.8176 | 8.6491 | 9.925 | 9.3275 | 7.5657 | 8.8911 | 8.3119 | 0.010938 | 0.48129 | 0.48129 | 0.89695 | 0.75147 | 0.48129 | 0.89695 | 0.7153 | 26.3405 | 21.931 | 22.5464 | 0.013252 | 23.6195 | 36.0946 | 15.9281 | 25.6699 | 0.0089627 | 0.0089627 | 1.0181 | 18.7166 | 0.045631 | 0.046603 | 0.044452 | 0.044734
5 | 2027 | 0.078623 | 0.073869 | 0.05993 | 0.05242 | 0.0080262 | 0.0056052 | 0.0059015 | 0.0036955 | 0.0020738 | 89.8615 | 114.8728 | 114.8728 | 0 | 4.0956 | 0 | 0 |  |  |  | 102.8206 | 0 | 89.0723 | 6.8587 | 8.6856 | 9.9603 | 9.3639 | 7.6051 | 8.9277 | 8.3497 | 0.010938 | 0.43753 | 0.43753 | 0.80944 | 0.67927 | 0.43753 | 0.80944 | 0.64692 | 26.5566 | 22.1677 | 22.803 | 0.013213 | 23.8132 | 36.4352 | 16.0587 | 25.8805 | 0.0089627 | 0.0089627 | 1.0181 | 19.9372 | 0.045294 | 0.04626 | 0.044124 | 0.044404
6 | 2028 | 0.080659 | 0.071391 | 0.064777 | 0.053403 | 0.0066133 | 0.0050013 | 0.0044543 | 0.0032456 | 0.0013352 | 96.4564 | 121.6098 | 121.6098 | 0 | 0 | 4.3456 | 4.3456 |  |  |  | 102.8206 | 0 | 89.0723 | 6.993 | 8.8197 | 10.0944 | 9.498 | 7.7397 | 9.0618 | 8.4841 | 0.010938 | 0.31721 | 0.31721 | 0.57973 | 0.48785 | 0.31721 | 0.57973 | 0.46501 | 26.6018 | 22.2339 | 22.8785 | 0.013089 | 23.8538 | 36.5349 | 16.0861 | 25.9245 | 0.0089627 | 0.0089627 | 1.0181 | 21.1579 | 0.044974 | 0.045933 | 0.043812 | 0.044091
7 | 2029 | 0.082862 | 0.076095 | 0.063437 | 0.054109 | 0.0047665 | 0.0036024 | 0.0036016 | 0.0025733 | 0.0010112 | 103.0513 | 129.5853 | 129.5853 | 0 | 0 | 96.1526 | 96.1526 |  |  |  | 102.8206 | 0 | 89.0723 | 7.1094 | 8.9344 | 10.2086 | 9.6127 | 7.8557 | 9.1766 | 8.5993 | 0.010938 | 0.19689 | 0.19689 | 0.36097 | 0.30354 | 0.19689 | 0.36097 | 0.28926 | 26.8417 | 22.5021 | 23.177 | 0.013032 | 24.0688 | 36.5754 | 16.2311 | 26.1583 | 0.0089627 | 0.0089627 | 1.0181 | 22.3785 | 0.04467 | 0.045622 | 0.043516 | 0.043792
8 | 2030 | 0.076332 | 0.072254 | 0.066761 | 0.061227 | 0.0033985 | 0.0025144 | 0.0027827 | 0.0019296 | 0.0006977 | 98.1052 | 125.4109 | 125.4109 | 0 | 0 | 130.8511 | 130.8511 |  |  |  | 102.8206 | 0 | 89.0723 | 7.1772 | 8.999 | 10.2724 | 9.6772 | 7.9224 | 9.2412 | 8.6649 | 0.010938 | 0.15314 | 0.15314 | 0.27346 | 0.23135 | 0.15314 | 0.27346 | 0.22088 | 27.3453 | 22.9601 | 23.6669 | 0.013203 | 24.5204 | 36.8589 | 16.5357 | 26.6491 | 0.0089627 | 0.0089627 | 1.0181 | 24.1417 | 0.044124 | 0.045065 | 0.042984 | 0.043257
9 | 2031 | 0.075846 | 0.071347 | 0.060927 | 0.053494 | 0.0018887 | 0.0014168 | 0.0013742 | 0.00094916 | 0.00039842 | 96.4564 | 121.6098 | 121.6098 | 0 | 0 | 152.3498 | 152.3498 |  |  |  | 102.8206 | 0 | 89.0723 | 7.353 | 9.176 | 10.4498 | 9.8543 | 8.0991 | 9.4184 | 8.8419 | 0.010938 | 0.098445 | 0.098445 | 0.17501 | 0.14821 | 0.098445 | 0.17501 | 0.14155 | 27.7938 | 23.3473 | 24.0813 | 0.013203 | 24.9226 | 37.5924 | 16.8069 | 27.0862 | 0.0089627 | 0.0089627 | 1.0181 | 26.0405 | 0.043603 | 0.044533 | 0.042477 | 0.042747
10 | 2032 | 0.074749 | 0.069911 | 0.062603 | 0.054688 | 0.0011053 | 0.0007837 | 0.00085129 | 0.00055936 | 0.00011298 | 103.0513 | 129.5853 | 129.5853 | 0 | 0 | 149.6546 | 149.6546 |  |  |  | 102.8206 | 0 | 89.0723 | 7.3713 | 9.1893 | 10.4618 | 9.8675 | 8.1155 | 9.4317 | 8.8565 | 0.010938 | 0.054692 | 0.054692 | 0.087507 | 0.076022 | 0.054692 | 0.087507 | 0.073167 | 28.3355 | 23.8006 | 24.5631 | 0.013203 | 25.4084 | 38.1426 | 17.1344 | 27.6141 | 0.0089627 | 0.0089627 | 1.0181 | 27.9393 | 0.043107 | 0.044025 | 0.041993 | 0.04226
11 | 2033 | 0.080704 | 0.071379 | 0.063646 | 0.052691 | 0 | 0 | 0 | 0 | 0.00011382 | 98.1052 | 125.4109 | 125.4109 | 0 | 0 | 115.3594 | 115.3594 |  |  |  | 102.8206 | 0 | 89.0723 | 7.3148 | 9.1253 | 10.3958 | 9.8034 | 8.0559 | 9.3678 | 8.7945 | 0.010938 | 0.010938 | 0.010938 | 0 | 0.0038284 | 0.010938 | 0 | 0.0047801 | 28.2451 | 23.7849 | 24.5565 | 0.013203 | 25.3273 | 38.2486 | 17.0798 | 27.526 | 0.0089627 | 0.0089627 | 1.0181 | 29.8381 | 0.042633 | 0.043542 | 0.041532 | 0.041796
12 | 2034 | 0.079829 | 0.067555 | 0.067498 | 0.053871 | 0 | 0 | 0 | 0 | 0.00011447 | 96.4564 | 121.6098 | 121.6098 | 0 | 0 | 63.5743 | 63.5743 |  |  |  | 102.8206 | 0 | 89.0723 | 7.2211 | 9.0239 | 10.2924 | 9.7018 | 7.959 | 9.2664 | 8.6951 | 0.010938 | 0.010938 | 0.010938 | 0 | 0.0038284 | 0.010938 | 0 | 0.0047801 | 28.5836 | 24.087 | 24.882 | 0.013203 | 25.6308 | 38.6554 | 17.2845 | 27.8559 | 0.0089627 | 0.0089627 | 1.0181 | 31.6012 | 0.042182 | 0.043081 | 0.041092 | 0.041354
13 | 2035 | 0.082528 | 0.074067 | 0.074923 | 0.064073 | 0 | 0 | 0 | 0 | 0.00011447 | 103.0513 | 129.5853 | 129.5853 | 0 | 0 | 36.6979 | 36.6979 |  |  |  | 102.8206 | 0 | 89.0723 | 7.2524 | 9.0513 | 10.3187 | 9.7291 | 7.9888 | 9.2938 | 8.7235 | 0.010938 | 0 | 0 | 0 | 0 | 0 | 0 | 0 | 28.8201 | 24.2693 | 25.072 | 0.013203 | 25.8429 | 38.8411 | 17.4275 | 28.0864 | 0.0089627 | 0.0089627 | 1.0181 | 33.5 | 0.041753 | 0.042643 | 0.040674 | 0.040933
14 | 2036 | 0.084315 | 0.074802 | 0.078903 | 0.067037 | 0 | 0 | 0 | 0 | 0.00011447 | 104.7694 | 131.6596 | 131.6596 | 0 | 0 | 17.2523 | 17.2523 |  |  |  | 102.8206 | 0 | 89.0723 | 7.2974 | 9.0925 | 10.359 | 9.7702 | 8.0324 | 9.3351 | 8.7658 | 0.010938 | 0 | 0 | 0 | 0 | 0 | 0 | 0 | 29.3998 | 24.7702 | 25.6081 | 0.013203 | 26.3627 | 39.4195 | 17.778 | 28.6513 | 0.0089627 | 0.0089627 | 1.0181 | 35.5344 | 0.041303 | 0.042183 | 0.040236 | 0.040492
15 | 2037 | 0.086152 | 0.075562 | 0.083096 | 0.070142 | 0 | 0 | 0 | 0 | 0.00011447 | 106.516 | 133.7671 | 133.7671 | 0 | 0 | 4.189 | 4.189 |  |  |  | 102.8206 | 0 | 89.0723 | 7.3427 | 9.1339 | 10.3993 | 9.8114 | 8.0763 | 9.3765 | 8.8083 | 0.010938 | 0 | 0 | 0 | 0 | 0 | 0 | 0 | 29.482 | 24.8234 | 25.6646 | 0.013203 | 26.4364 | 39.6853 | 17.8277 | 28.7314 | 0.0089627 | 0.0089627 | 1.0181 | 37.5688 | 0.040858 | 0.041728 | 0.039802 | 0.040055
16 | 2038 | 0.088041 | 0.076348 | 0.087514 | 0.073395 | 0 | 0 | 0 | 0 | 0.00011447 | 108.2918 | 135.9083 | 135.9083 | 0 | 0 | 0 | 0 |  |  |  | 102.8206 | 0 | 89.0723 | 7.3882 | 9.1755 | 10.4399 | 9.8529 | 8.1203 | 9.4182 | 8.851 | 0.010938 | 0 | 0 | 0 | 0 | 0 | 0 | 0 | 29.6642 | 24.9346 | 25.7764 | 0.013203 | 26.5997 | 40.2142 | 17.9379 | 28.9089 | 0.0089627 | 0.0089627 | 1.0181 | 39.8745 | 0.040417 | 0.041279 | 0.039373 | 0.039623
17 | 2039 | 0.089986 | 0.077162 | 0.092169 | 0.076802 | 0 | 0 | 0 | 0 | 0.00011447 | 110.0972 | 138.0838 | 138.0838 | 0 | 0 | 0 | 0 |  |  |  | 102.8206 | 0 | 89.0723 | 7.4341 | 9.2173 | 10.4806 | 9.8945 | 8.1646 | 9.46 | 8.8939 | 0.010938 | 0 | 0 | 0 | 0 | 0 | 0 | 0 | 30.0713 | 25.266 | 26.1226 | 0.013203 | 26.9648 | 40.9631 | 18.184 | 29.3057 | 0.0089627 | 0.0089627 | 1.0181 | 42.3158 | 0.039981 | 0.040833 | 0.038948 | 0.039196
18 | 2040 | 0.091988 | 0.078007 | 0.097075 | 0.080372 | 0 | 0 | 0 | 0 | 0.00011447 | 111.9326 | 140.2942 | 140.2942 | 0 | 0 | 0 | 0 |  |  |  | 102.8206 | 0 | 89.0723 | 7.4802 | 9.2593 | 10.5214 | 9.9363 | 8.2092 | 9.502 | 8.9369 | 0.010938 | 0 | 0 | 0 | 0 | 0 | 0 | 0 | 30.2884 | 25.414 | 26.2776 | 0.013203 | 27.1595 | 41.2423 | 18.3153 | 29.5173 | 0.0089627 | 0.0089627 | 1.0181 | 44.7571 | 0.03955 | 0.040393 | 0.038529 | 0.038773
19 | 2041 | 0.09405 | 0.078884 | 0.10224 | 0.084112 | 0 | 0 | 0 | 0 | 0.00011447 | 113.7987 | 142.5399 | 142.5399 | 0 | 0 | 0 | 0 |  |  |  | 102.8206 | 0 | 89.0723 | 7.5266 | 9.3015 | 10.5625 | 9.9783 | 8.254 | 9.5442 | 8.9803 | 0.010938 | 0 | 0 | 0 | 0 | 0 | 0 | 0 | 30.336 | 25.471 | 26.35 | 0.013203 | 27.2022 | 41.6932 | 18.3441 | 29.5637 | 0.0089627 | 0.0089627 | 1.0181 | 47.4696 | 0.039124 | 0.039958 | 0.038113 | 0.038355
20 | 2042 | 0.096174 | 0.079796 | 0.10769 | 0.088031 | 0 | 0 | 0 | 0 | 0.00011447 | 115.6959 | 144.8215 | 144.8215 | 0 | 0 | 0 | 0 |  |  |  | 102.8206 | 0 | 89.0723 | 7.5732 | 9.3439 | 10.6036 | 10.0205 | 8.299 | 9.5865 | 9.0238 | 0.010938 | 0 | 0 | 0 | 0 | 0 | 0 | 0 | 30.3934 | 25.4482 | 26.3119 | 0.013203 | 27.2536 | 41.9305 | 18.3788 | 29.6196 | 0.0089627 | 0.0089627 | 1.0181 | 50.3178 | 0.038702 | 0.039527 | 0.037702 | 0.037942
21 | 2043 | 0.098365 | 0.080745 | 0.11343 | 0.092138 | 0 | 0 | 0 | 0 | 0.00011447 | 117.6247 | 147.1397 | 147.1397 | 0 | 0 | 0 | 0 |  |  |  | 102.8206 | 0 | 89.0723 | 7.6202 | 9.3864 | 10.645 | 10.0628 | 8.3443 | 9.6291 | 9.0675 | 0.010938 | 0 | 0 | 0 | 0 | 0 | 0 | 0 | 30.4604 | 25.4647 | 26.3246 | 0.013203 | 27.3138 | 42.2714 | 18.4194 | 29.6849 | 0.0089627 | 0.0089627 | 1.0181 | 53.3016 | 0.038285 | 0.039101 | 0.037296 | 0.037533
22 | 2044 | 0.10062 | 0.081733 | 0.11948 | 0.096442 | 0 | 0 | 0 | 0 | 0.00011447 | 119.5857 | 149.495 | 149.495 | 0 | 0 | 0 | 0 |  |  |  | 102.8206 | 0 | 89.0723 | 7.6675 | 9.4292 | 10.6865 | 10.1053 | 8.3898 | 9.6719 | 9.1114 | 0.010938 | 0 | 0 | 0 | 0 | 0 | 0 | 0 | 30.5677 | 25.517 | 26.3763 | 0.013203 | 27.4099 | 42.565 | 18.4842 | 29.7894 | 0.0089627 | 0.0089627 | 1.0181 | 56.421 | 0.037872 | 0.038679 | 0.036894 | 0.037128
23 | 2045 | 0.10296 | 0.082763 | 0.12586 | 0.10095 | 0 | 0 | 0 | 0 | 0.00011447 | 121.5794 | 151.888 | 151.888 | 0 | 0 | 0 | 0 |  |  |  | 102.8206 | 0 | 89.0723 | 7.715 | 9.4722 | 10.7281 | 10.148 | 8.4356 | 9.7148 | 9.1556 | 0.010938 | 0 | 0 | 0 | 0 | 0 | 0 | 0 | 30.6682 | 25.6241 | 26.4943 | 0.013203 | 27.5001 | 42.7041 | 18.545 | 29.8874 | 0.0089627 | 0.0089627 | 1.0181 | 59.8117 | 0.037464 | 0.038262 | 0.036496 | 0.036728
24 | 2046 | 0.10536 | 0.083839 | 0.13257 | 0.10568 | 0 | 0 | 0 | 0 | 0.00011447 | 123.6063 | 154.3193 | 154.3193 | 0 | 0 | 0 | 0 |  |  |  | 102.8206 | 0 | 89.0723 | 7.7629 | 9.5153 | 10.77 | 10.1909 | 8.4816 | 9.7579 | 9.1999 | 0.010938 | 0 | 0 | 0 | 0 | 0 | 0 | 0 | 30.8557 | 25.8004 | 26.6852 | 0.013203 | 27.6682 | 43.0249 | 18.6584 | 30.0701 | 0.0089627 | 0.0089627 | 1.0181 | 63.4737 | 0.03706 | 0.03785 | 0.036102 | 0.036332
25 | 2047 | 0.10785 | 0.084963 | 0.13966 | 0.11064 | 0 | 0 | 0 | 0 | 0.00011447 | 125.6669 | 156.7895 | 156.7895 | 0 | 0 | 0 | 0 |  |  |  | 102.8206 | 0 | 89.0723 | 7.811 | 9.5587 | 10.8119 | 10.2339 | 8.5279 | 9.8013 | 9.2445 | 0.010938 | 0 | 0 | 0 | 0 | 0 | 0 | 0 | 31.2337 | 26.1256 | 27.0286 | 0.013203 | 28.0071 | 43.3661 | 18.8869 | 30.4384 | 0.0089627 | 0.0089627 | 1.0181 | 67.1356 | 0.03666 | 0.037442 | 0.035713 | 0.03594
CUMULATIVE AVOIDED COSTS
2021, 2021$ | [14 empty] | Not Cumulative | Not Cumulative | Not Cumulative
1 | 2021 | 0.073145 | 0.068903 | 0.063196 | 0.053907 | 0.0044476 | 0.0032282 | 0.0028354 | 0.0020206 | 0.0016967 | 67.1341 | 0 | 0 | 0 | 34.7715 | 0 | 0 | 0 | 0 | 0 | 98.503 | 0 | 85.332 | 6.3815 | 8.1607 | 9.3893 | 8.811 | 7.1074 | 8.3922 | 7.8307 | 0 | 0.26198 | 0.26198 | 0.49251 | 0.41183 | 0.26198 | 0.49251 | 0.39177 | 20.303 | 16.6434 | 16.9806 | 0.012005 | 18.2057 | 28.8927 | 12.2772 | 19.7861 | 0.0085864 | 0.0085864 | 1.011 | 12.8633 | 0.045277 | 0.046242 | 0.044107 | 0.044387
2 | 2022 | 0.14287 | 0.13276 | 0.12244 | 0.10279 | 0.011697 | 0.0086261 | 0.0079138 | 0.0055213 | 0.0043115 | 130.7362 | 0 | 0 | 0 | 43.3848 | 0 | 0 | 0 | 0 | 0 | 195.6322 | 0 | 169.4739 | 12.6088 | 16.1337 | 18.5717 | 17.4252 | 14.047 | 16.5935 | 15.4807 | 0 | 0.66496 | 0.66496 | 1.2571 | 1.0499 | 0.66496 | 1.2571 | 0.99836 | 41.947 | 34.5199 | 35.2808 | 0.024103 | 37.6137 | 59.9766 | 25.3653 | 40.879 | 0.017053 | 0.017053 | 2.0079 | 26.3159 | 0.089693 | 0.091604 | 0.087375 | 0.087931
3 | 2023 | 0.21382 | 0.19622 | 0.17796 | 0.14773 | 0.019683 | 0.01457 | 0.014444 | 0.0098632 | 0.0069535 | 194.7583 | 24.8475 | 24.8475 | 0 | 7.8081 | 0 | 0 | 0 | 0 | 0 | 291.4067 | 0 | 252.4423 | 18.7675 | 24.0086 | 27.6376 | 25.9321 | 20.9061 | 24.6936 | 23.0385 | 0 | 1.1133 | 1.1133 | 2.0824 | 1.7432 | 1.1133 | 2.0824 | 1.6589 | 65.2887 | 53.8293 | 55.071 | 0.036076 | 58.5442 | 93.4571 | 39.48 | 63.6265 | 0.025401 | 0.025401 | 2.9908 | 40.3389 | 0.13327 | 0.13611 | 0.12983 | 0.13066
4 | 2024 | 0.28694 | 0.26522 | 0.23116 | 0.19675 | 0.02756 | 0.02024 | 0.020811 | 0.013911 | 0.0095623 | 260.5294 | 67.3191 | 67.3191 | 0 | 5.9008 | 0 | 0 | 0 | 0 | 0 | 385.8455 | 0 | 334.2536 | 24.9275 | 31.8585 | 36.6614 | 34.4052 | 27.756 | 32.7657 | 30.5764 | 0.010047 | 1.5553 | 1.5553 | 2.9063 | 2.4334 | 1.5553 | 2.9063 | 2.3159 | 88.6289 | 73.1437 | 74.8794 | 0.047933 | 79.4733 | 126.6172 | 53.5937 | 86.3724 | 0.033634 | 0.033634 | 3.9601 | 55.2875 | 0.17588 | 0.17962 | 0.17133 | 0.17242
5 | 2025 | 0.35444 | 0.32935 | 0.2852 | 0.2456 | 0.03483 | 0.025316 | 0.026156 | 0.017258 | 0.01144 | 330.0535 | 129.9587 | 129.9587 | 0 | 3.9236 | 0 | 0 | 0 | 0 | 0 | 478.9672 | 0 | 414.9239 | 31.0249 | 39.6174 | 45.5765 | 42.7785 | 34.5318 | 40.7436 | 38.0291 | 0.019953 | 1.9516 | 1.9516 | 3.6394 | 3.0486 | 1.9516 | 3.6394 | 2.9018 | 112.1172 | 92.6842 | 94.9522 | 0.059801 | 100.5351 | 159.2473 | 67.7971 | 109.2627 | 0.041751 | 0.041751 | 4.9158 | 71.1331 | 0.21753 | 0.22217 | 0.21192 | 0.21326
6 | 2026 | 0.4205 | 0.39155 | 0.34178 | 0.29562 | 0.040735 | 0.029782 | 0.030134 | 0.020156 | 0.012633 | 404.3618 | 215.7438 | 215.7438 | 0 | 0 | 4.1631 | 4.1631 | 0 | 0 | 0 | 570.7902 | 0 | 494.4691 | 37.1133 | 47.3414 | 54.4398 | 51.1083 | 41.2883 | 48.6837 | 45.4519 | 0.029722 | 2.2349 | 2.2349 | 4.1571 | 3.4843 | 2.2349 | 4.1571 | 3.3171 | 135.6404 | 112.2695 | 115.0871 | 0.071635 | 121.6283 | 191.4812 | 82.0215 | 132.1869 | 0.049755 | 0.049755 | 5.8582 | 87.8477 | 0.25828 | 0.26379 | 0.25161 | 0.25321
7 | 2027 | 0.48974 | 0.4566 | 0.39455 | 0.34178 | 0.044933 | 0.032955 | 0.033305 | 0.022422 | 0.013523 | 483.4925 | 316.8991 | 316.8991 | 0 | 0 | 92.115 | 92.115 | 0 | 0 | 0 | 661.3325 | 0 | 572.9049 | 43.153 | 54.9898 | 63.2108 | 59.354 | 47.9852 | 56.5453 | 52.8045 | 0.039354 | 2.4082 | 2.4082 | 4.4749 | 3.7516 | 2.4082 | 4.4749 | 3.5718 | 159.0257 | 131.7901 | 135.1671 | 0.08327 | 142.5978 | 223.5656 | 96.1626 | 154.9769 | 0.057647 | 0.057647 | 6.7875 | 105.4042 | 0.29817 | 0.30452 | 0.29047 | 0.29231
8 | 2028 | 0.55977 | 0.51859 | 0.4508 | 0.38815 | 0.047884 | 0.035138 | 0.035722 | 0.024098 | 0.014129 | 567.2461 | 422.4934 | 422.4934 | 0 | 0 | 125.3564 | 125.3564 | 0 | 0 | 0 | 750.612 | 0 | 650.2467 | 49.225 | 62.648 | 71.9758 | 67.6012 | 54.7056 | 64.4137 | 60.1713 | 0.048852 | 2.5412 | 2.5412 | 4.7124 | 3.9525 | 2.5412 | 4.7124 | 3.7636 | 182.1242 | 151.0959 | 155.0326 | 0.094636 | 163.3102 | 255.289 | 110.1302 | 177.4873 | 0.06543 | 0.06543 | 7.7038 | 123.7757 | 0.33722 | 0.34441 | 0.32851 | 0.3306
9 | 2029 | 0.63072 | 0.58374 | 0.50511 | 0.43448 | 0.049501 | 0.036351 | 0.036898 | 0.024911 | 0.01447 | 655.4781 | 533.4436 | 533.4436 | 0 | 0 | 145.9524 | 145.9524 | 0 | 0 | 0 | 838.6464 | 0 | 726.5099 | 55.312 | 70.2976 | 80.7164 | 75.8315 | 61.4316 | 72.2707 | 67.534 | 0.058217 | 2.6255 | 2.6255 | 4.8622 | 4.0794 | 2.6255 | 4.8622 | 3.8848 | 205.1059 | 170.3621 | 174.8766 | 0.10579 | 183.9178 | 286.6047 | 124.0272 | 199.8839 | 0.073104 | 0.073104 | 8.6074 | 142.9361 | 0.37547 | 0.38347 | 0.36577 | 0.36809
10 | 2030 | 0.69516 | 0.64474 | 0.56148 | 0.48617 | 0.050434 | 0.037013 | 0.037617 | 0.025383 | 0.014566 | 738.3036 | 639.3222 | 639.3222 | 0 | 0 | 143.3704 | 143.3704 | 0 | 0 | 0 | 925.453 | 0 | 801.7095 | 61.3714 | 77.895 | 89.3888 | 84.0015 | 68.12 | 80.0726 | 74.8493 | 0.067452 | 2.6717 | 2.6717 | 4.9361 | 4.1436 | 2.6717 | 4.9361 | 3.9466 | 228.1923 | 189.7462 | 194.8574 | 0.11694 | 204.6193 | 317.7229 | 137.9874 | 222.3824 | 0.08067 | 0.08067 | 9.4983 | 163.3178 | 0.41272 | 0.42152 | 0.40206 | 0.40461
11 | 2031 | 0.7583 | 0.70413 | 0.6122 | 0.5307 | 0.050434 | 0.037013 | 0.037617 | 0.025383 | 0.01466 | 818.6016 | 740.5598 | 740.5598 | 0 | 0 | 110.5152 | 110.5152 | 0 | 0 | 0 | 1011.0489 | 0 | 875.8603 | 67.4926 | 85.5339 | 98.0881 | 92.205 | 74.8624 | 87.9132 | 82.21 | 0.076558 | 2.6808 | 2.6808 | 4.9361 | 4.1467 | 2.6808 | 4.9361 | 3.9505 | 251.33 | 209.1823 | 214.9045 | 0.12793 | 225.3668 | 349.0178 | 151.9788 | 244.9311 | 0.088132 | 0.088132 | 10.3768 | 184.9959 | 0.44902 | 0.45859 | 0.43742 | 0.4402
12 | 2032 | 0.81966 | 0.76152 | 0.66359 | 0.57559 | 0.050434 | 0.037013 | 0.037617 | 0.025383 | 0.014754 | 903.1931 | 846.9322 | 846.9322 | 0 | 0 | 60.9047 | 60.9047 | 0 | 0 | 0 | 1095.4511 | 0 | 948.9769 | 73.5435 | 93.0771 | 106.6758 | 100.305 | 81.5241 | 95.6555 | 89.4801 | 0.085537 | 2.6898 | 2.6898 | 4.9361 | 4.1499 | 2.6898 | 4.9361 | 3.9545 | 274.5898 | 228.7195 | 235.0676 | 0.13877 | 246.2237 | 380.3278 | 166.0439 | 267.5986 | 0.095489 | 0.095489 | 11.2431 | 207.9304 | 0.4844 | 0.49473 | 0.47189 | 0.47489
13 | 2033 | 0.88498 | 0.8193 | 0.7151 | 0.61824 | 0.050434 | 0.037013 | 0.037617 | 0.025383 | 0.014847 | 982.6014 | 948.4423 | 948.4423 | 0 | 0 | 35.1569 | 35.1569 | 0 | 0 | 0 | 1178.6761 | 0 | 1021.0738 | 79.4643 | 100.4633 | 115.0904 | 108.24 | 88.0447 | 103.2379 | 96.5985 | 0.09439 | 2.6898 | 2.6898 | 4.9361 | 4.1499 | 2.6898 | 4.9361 | 3.9545 | 297.452 | 247.9715 | 254.9441 | 0.14946 | 266.7242 | 411.287 | 179.8686 | 289.8787 | 0.10274 | 0.10274 | 12.0972 | 232.0819 | 0.51891 | 0.52997 | 0.50551 | 0.50872
14 | 2034 | 0.9487 | 0.87321 | 0.76898 | 0.66124 | 0.050434 | 0.037013 | 0.037617 | 0.025383 | 0.014938 | 1059.5863 | 1045.5029 | 1045.5029 | 0 | 0 | 16.5279 | 16.5279 | 0 | 0 | 0 | 1260.7404 | 0 | 1092.1652 | 85.2277 | 107.6656 | 123.3051 | 115.9833 | 94.397 | 110.6337 | 103.5383 | 0.10312 | 2.6898 | 2.6898 | 4.9361 | 4.1499 | 2.6898 | 4.9361 | 3.9545 | 320.2654 | 267.1961 | 274.8032 | 0.16 | 287.1809 | 442.1391 | 193.6639 | 312.1114 | 0.1099 | 0.1099 | 12.9395 | 257.3038 | 0.55258 | 0.56435 | 0.5383 | 0.54172
15 | 2035 | 1.0136 | 0.93151 | 0.82794 | 0.71166 | 0.050434 | 0.037013 | 0.037617 | 0.025383 | 0.015028 | 1140.6877 | 1147.4865 | 1147.4865 | 0 | 0 | 4.0131 | 4.0131 | 0 | 0 | 0 | 1341.6602 | 0 | 1162.2651 | 90.9353 | 114.789 | 131.426 | 123.6401 | 100.6842 | 117.948 | 110.4037 | 0.11173 | 2.6898 | 2.6898 | 4.9361 | 4.1499 | 2.6898 | 4.9361 | 3.9545 | 342.9468 | 286.296 | 294.5349 | 0.17039 | 307.5193 | 472.707 | 207.3793 | 334.2153 | 0.11695 | 0.11695 | 13.77 | 283.6683 | 0.58544 | 0.59791 | 0.57031 | 0.57394
16 | 2036 | 1.0791 | 0.98955 | 0.88917 | 0.76368 | 0.050434 | 0.037013 | 0.037617 | 0.025383 | 0.015117 | 1221.9912 | 1249.6574 | 1249.6574 | 0 | 0 | 0 | 0 | 0 | 0 | 0 | 1421.4514 | 0 | 1231.3873 | 96.5983 | 121.845 | 139.4648 | 131.222 | 106.9176 | 125.1922 | 117.2062 | 0.12022 | 2.6898 | 2.6898 | 4.9361 | 4.1499 | 2.6898 | 4.9361 | 3.9545 | 365.7618 | 305.5183 | 314.4073 | 0.18063 | 327.9774 | 503.2975 | 221.1754 | 356.4494 | 0.12391 | 0.12391 | 14.5889 | 311.2438 | 0.61749 | 0.63065 | 0.60154 | 0.60536
17 | 2037 | 1.145 | 1.0474 | 0.95276 | 0.81736 | 0.050434 | 0.037013 | 0.037617 | 0.025383 | 0.015205 | 1303.4973 | 1352.0161 | 1352.0161 | 0 | 0 | 0 | 0 | 0 | 0 | 0 | 1500.1298 | 0 | 1299.5455 | 102.2169 | 128.8342 | 147.4224 | 138.7297 | 113.0975 | 132.3671 | 123.9463 | 0.12859 | 2.6898 | 2.6898 | 4.9361 | 4.1499 | 2.6898 | 4.9361 | 3.9545 | 388.3214 | 324.5131 | 334.0459 | 0.19074 | 348.2065 | 533.6647 | 234.8172 | 378.4347 | 0.13076 | 0.13076 | 15.3964 | 339.9915 | 0.64875 | 0.66258 | 0.63199 | 0.63601
18 | 2038 | 1.2114 | 1.105 | 1.0188 | 0.87274 | 0.050434 | 0.037013 | 0.037617 | 0.025383 | 0.015291 | 1385.2065 | 1454.5628 | 1454.5628 | 0 | 0 | 0 | 0 | 0 | 0 | 0 | 1577.7108 | 0 | 1366.7531 | 107.7916 | 135.7575 | 155.2996 | 146.164 | 119.2246 | 139.4734 | 130.6246 | 0.13684 | 2.6898 | 2.6898 | 4.9361 | 4.1499 | 2.6898 | 4.9361 | 3.9545 | 410.7039 | 343.327 | 353.4949 | 0.2007 | 368.2768 | 564.0074 | 248.3519 | 400.2473 | 0.13753 | 0.13753 | 16.1927 | 370.078 | 0.67925 | 0.69373 | 0.6617 | 0.66591
19 | 2039 | 1.2784 | 1.1624 | 1.0874 | 0.92988 | 0.050434 | 0.037013 | 0.037617 | 0.025383 | 0.015376 | 1467.1194 | 1557.2979 | 1557.2979 | 0 | 0 | 0 | 0 | 0 | 0 | 0 | 1654.2099 | 0 | 1433.0234 | 113.3225 | 142.6152 | 163.0972 | 153.5256 | 125.2991 | 146.5117 | 137.2417 | 0.14498 | 2.6898 | 2.6898 | 4.9361 | 4.1499 | 2.6898 | 4.9361 | 3.9545 | 433.0771 | 362.1251 | 372.9303 | 0.21052 | 388.3388 | 594.4842 | 261.8809 | 422.0508 | 0.14419 | 0.14419 | 16.9778 | 401.5611 | 0.709 | 0.72411 | 0.69068 | 0.69507
20 | 2040 | 1.3459 | 1.2196 | 1.1586 | 0.98884 | 0.050434 | 0.037013 | 0.037617 | 0.025383 | 0.01546 | 1549.2365 | 1660.2218 | 1660.2218 | 0 | 0 | 0 | 0 | 0 | 0 | 0 | 1729.6421 | 0 | 1498.3694 | 118.8102 | 149.4081 | 170.816 | 160.8151 | 131.3216 | 153.4826 | 143.7981 | 0.153 | 2.6898 | 2.6898 | 4.9361 | 4.1499 | 2.6898 | 4.9361 | 3.9545 | 455.2975 | 380.7695 | 392.2083 | 0.22021 | 408.2638 | 624.7407 | 275.3176 | 443.7056 | 0.15077 | 0.15077 | 17.752 | 434.3962 | 0.73801 | 0.75374 | 0.71895 | 0.72351
21 | 2041 | 1.4139 | 1.2767 | 1.2325 | 1.0497 | 0.050434 | 0.037013 | 0.037617 | 0.025383 | 0.015543 | 1631.5581 | 1763.3347 | 1763.3347 | 0 | 0 | 0 | 0 | 0 | 0 | 0 | 1804.0222 | 0 | 1562.8041 | 124.2549 | 156.1368 | 178.4568 | 168.0334 | 137.2925 | 160.3868 | 150.2944 | 0.16092 | 2.6898 | 2.6898 | 4.9361 | 4.1499 | 2.6898 | 4.9361 | 3.9545 | 477.2426 | 399.1952 | 411.2698 | 0.22976 | 427.9418 | 654.9015 | 288.5877 | 465.0918 | 0.15725 | 0.15725 | 18.5154 | 468.7356 | 0.76631 | 0.78265 | 0.74652 | 0.75126
22 | 2042 | 1.4825 | 1.3336 | 1.3094 | 1.1125 | 0.050434 | 0.037013 | 0.037617 | 0.025383 | 0.015625 | 1714.085 | 1866.6371 | 1866.6371 | 0 | 0 | 0 | 0 | 0 | 0 | 0 | 1877.3649 | 0 | 1626.3401 | 129.6569 | 162.8019 | 186.0205 | 175.1811 | 143.2122 | 167.225 | 156.7311 | 0.16872 | 2.6898 | 2.6898 | 4.9361 | 4.1499 | 2.6898 | 4.9361 | 3.9545 | 498.9224 | 417.3476 | 430.0383 | 0.23918 | 447.382 | 684.8109 | 301.6974 | 486.2197 | 0.16365 | 0.16365 | 19.2681 | 504.6277 | 0.79392 | 0.81084 | 0.77341 | 0.77832
23 | 2043 | 1.5517 | 1.3904 | 1.3891 | 1.1773 | 0.050434 | 0.037013 | 0.037617 | 0.025383 | 0.015705 | 1796.8175 | 1970.1293 | 1970.1293 | 0 | 0 | 0 | 0 | 0 | 0 | 0 | 1949.6848 | 0 | 1688.99 | 135.0167 | 169.4039 | 193.5078 | 182.2588 | 149.0813 | 173.9977 | 163.1088 | 0.17641 | 2.6898 | 2.6898 | 4.9361 | 4.1499 | 2.6898 | 4.9361 | 3.9545 | 520.3471 | 435.2585 | 448.554 | 0.24846 | 466.5935 | 714.5429 | 314.6529 | 507.0989 | 0.16995 | 0.16995 | 20.0104 | 542.118 | 0.82085 | 0.83834 | 0.79964 | 0.80472
24 | 2044 | 1.6215 | 1.4471 | 1.472 | 1.2442 | 0.050434 | 0.037013 | 0.037617 | 0.025383 | 0.015785 | 1879.7562 | 2073.8116 | 2073.8116 | 0 | 0 | 0 | 0 | 0 | 0 | 0 | 2020.9961 | 0 | 1750.7661 | 140.3345 | 175.9435 | 200.9194 | 189.2674 | 154.9001 | 180.7057 | 169.428 | 0.184 | 2.6898 | 2.6898 | 4.9361 | 4.1499 | 2.6898 | 4.9361 | 3.9545 | 541.5473 | 452.9558 | 466.8473 | 0.25762 | 485.6036 | 744.0639 | 327.4726 | 527.7593 | 0.17617 | 0.17617 | 20.7423 | 581.2488 | 0.84711 | 0.86517 | 0.82523 | 0.83047
25 | 2045 | 1.6919 | 1.5037 | 1.5581 | 1.3132 | 0.050434 | 0.037013 | 0.037617 | 0.025383 | 0.015863 | 1962.9016 | 2177.6843 | 2177.6843 | 0 | 0 | 0 | 0 | 0 | 0 | 0 | 2091.3127 | 0 | 1811.6806 | 145.6106 | 182.4213 | 208.2561 | 196.2074 | 160.669 | 187.3494 | 175.6893 | 0.19148 | 2.6898 | 2.6898 | 4.9361 | 4.1499 | 2.6898 | 4.9361 | 3.9545 | 562.5206 | 470.4795 | 484.9662 | 0.26665 | 504.4103 | 773.2683 | 340.1551 | 548.1986 | 0.1823 | 0.1823 | 21.464 | 622.1527 | 0.87274 | 0.89133 | 0.85019 | 0.85559
2022, 2022$
1 | 2022 | 0.071994 | 0.065928 | 0.061167 | 0.05047 | 0.0045281 | 0.0032867 | 0.0028867 | 0.0020572 | 0.0017274 | 65.6691 | 0 | 0 | 0 | 35.4009 | 0 | 0 | 0 | 0 | 0 | 100.2859 | 0 | 86.8765 | 6.4296 | 8.2322 | 9.4808 | 8.8941 | 7.1651 | 8.4679 | 7.8986 | 0 | 0.26672 | 0.26672 | 0.50143 | 0.41928 | 0.26672 | 0.50143 | 0.39886 | 22.3474 | 18.4574 | 18.895 | 0.012491 | 20.0388 | 32.0941 | 13.5134 | 21.7784 | 0.0087418 | 0.0087418 | 1.011 | 13.8898 | 0.045859 | 0.046837 | 0.044675 | 0.044958
2 | 2023 | 0.14524 | 0.13145 | 0.11849 | 0.096875 | 0.011908 | 0.0087823 | 0.008057 | 0.0056212 | 0.0043896 | 131.7719 | 25.655 | 25.655 | 0 | 44.1701 | 0 | 0 | 0 | 0 | 0 | 199.1731 | 0 | 172.5414 | 12.7885 | 16.363 | 18.8413 | 17.6775 | 14.2471 | 16.8312 | 15.702 | 0 | 0.67699 | 0.67699 | 1.2799 | 1.0689 | 0.67699 | 1.2799 | 1.0164 | 46.4477 | 38.3945 | 39.3283 | 0.024853 | 41.6495 | 66.6627 | 28.0869 | 45.2652 | 0.017362 | 0.017362 | 2.0079 | 28.3686 | 0.090857 | 0.092793 | 0.088509 | 0.089072
3 | 2024 | 0.22075 | 0.20269 | 0.17343 | 0.14748 | 0.02004 | 0.014834 | 0.014705 | 0.010042 | 0.0070794 | 199.6806 | 69.507 | 69.507 | 0 | 7.9495 | 0 | 0 | 0 | 0 | 0 | 296.6812 | 0 | 257.0115 | 19.1487 | 24.4681 | 28.1584 | 26.426 | 21.3196 | 25.1657 | 23.4849 | 0 | 1.1334 | 1.1334 | 2.1201 | 1.7748 | 1.1334 | 2.1201 | 1.6889 | 70.5465 | 58.3365 | 59.7805 | 0.037096 | 63.2588 | 100.9005 | 42.6593 | 68.7504 | 0.025861 | 0.025861 | 2.9908 | 43.803 | 0.13484 | 0.13772 | 0.13136 | 0.13219
4 | 2025 | 0.29044 | 0.26891 | 0.22922 | 0.19792 | 0.028059 | 0.020606 | 0.021188 | 0.014163 | 0.0097353 | 271.4643 | 134.1824 | 134.1824 | 0 | 6.0076 | 0 | 0 | 0 | 0 | 0 | 392.8293 | 0 | 340.3036 | 25.4443 | 32.4791 | 37.3632 | 35.0714 | 28.3157 | 33.4029 | 31.1798 | 0.010229 | 1.5835 | 1.5835 | 2.9589 | 2.4775 | 1.5835 | 2.9589 | 2.3578 | 94.7982 | 78.5121 | 80.5057 | 0.049349 | 85.0052 | 134.5911 | 57.3243 | 92.3846 | 0.034242 | 0.034242 | 3.9601 | 60.1635 | 0.17786 | 0.18165 | 0.17326 | 0.17436
5 | 2026 | 0.35865 | 0.33313 | 0.28764 | 0.24957 | 0.03546 | 0.025774 | 0.026629 | 0.01757 | 0.011648 | 348.1875 | 222.7554 | 222.7554 | 0 | 3.9946 | 0 | 0 | 0 | 0 | 0 | 487.6365 | 0 | 422.434 | 31.7306 | 40.4541 | 46.5147 | 43.672 | 35.2917 | 41.601 | 38.8439 | 0.020314 | 1.9869 | 1.9869 | 3.7052 | 3.1038 | 1.9869 | 3.7052 | 2.9543 | 119.0858 | 98.7339 | 101.295 | 0.061569 | 106.7838 | 167.8726 | 72.011 | 116.0539 | 0.042507 | 0.042507 | 4.9158 | 77.4214 | 0.21993 | 0.22462 | 0.21425 | 0.21561
6 | 2027 | 0.43013 | 0.40029 | 0.34213 | 0.29723 | 0.041473 | 0.030321 | 0.030679 | 0.020521 | 0.012861 | 429.89 | 327.1983 | 327.1983 | 0 | 0 | 4.2385 | 4.2385 | 0 | 0 | 0 | 581.1215 | 0 | 503.419 | 37.9665 | 48.3511 | 55.5706 | 52.1857 | 42.2063 | 49.7181 | 46.4354 | 0.03026 | 2.2753 | 2.2753 | 4.2323 | 3.5474 | 2.2753 | 4.2323 | 3.3771 | 143.2312 | 118.8889 | 122.0276 | 0.073582 | 128.4349 | 200.9997 | 86.6116 | 139.5845 | 0.050655 | 0.050655 | 5.8582 | 95.5485 | 0.26111 | 0.26668 | 0.25437 | 0.25598
7 | 2028 | 0.50244 | 0.4643 | 0.4002 | 0.3451 | 0.045746 | 0.033551 | 0.033908 | 0.022828 | 0.013768 | 516.3656 | 436.2245 | 436.2245 | 0 | 0 | 93.7823 | 93.7823 | 0 | 0 | 0 | 673.3026 | 0 | 583.2744 | 44.2359 | 56.2582 | 64.6205 | 60.7009 | 49.1451 | 57.8423 | 54.0416 | 0.040066 | 2.4518 | 2.4518 | 4.5559 | 3.8195 | 2.4518 | 4.5559 | 3.6364 | 167.0804 | 138.8222 | 142.5387 | 0.085317 | 149.8204 | 233.7542 | 101.0332 | 162.8265 | 0.058691 | 0.058691 | 6.7875 | 114.517 | 0.30143 | 0.30786 | 0.29365 | 0.29551
8 | 2029 | 0.57569 | 0.53157 | 0.45628 | 0.39294 | 0.04875 | 0.035774 | 0.036368 | 0.024534 | 0.014385 | 607.4651 | 550.7805 | 550.7805 | 0 | 0 | 127.6254 | 127.6254 | 0 | 0 | 0 | 764.1981 | 0 | 662.0162 | 50.5208 | 64.1564 | 73.6452 | 69.1987 | 56.0897 | 65.9546 | 61.6436 | 0.049736 | 2.5872 | 2.5872 | 4.7977 | 4.024 | 2.5872 | 4.7977 | 3.8317 | 190.809 | 158.7145 | 163.0276 | 0.096837 | 171.0978 | 266.0876 | 115.3818 | 185.9509 | 0.066614 | 0.066614 | 7.7038 | 134.3001 | 0.34092 | 0.34819 | 0.33211 | 0.33422
9 | 2030 | 0.64223 | 0.59455 | 0.51448 | 0.44631 | 0.050397 | 0.037009 | 0.037566 | 0.025361 | 0.014732 | 692.9825 | 660.1001 | 660.1001 | 0 | 0 | 148.5942 | 148.5942 | 0 | 0 | 0 | 853.8259 | 0 | 739.6598 | 56.7771 | 72.0007 | 82.5995 | 77.6342 | 62.9955 | 74.0101 | 69.1967 | 0.059271 | 2.673 | 2.673 | 4.9502 | 4.1532 | 2.673 | 4.9502 | 3.9551 | 214.6457 | 178.7286 | 183.6578 | 0.10835 | 192.472 | 298.2172 | 129.7958 | 209.1807 | 0.074427 | 0.074427 | 8.6074 | 155.3442 | 0.37938 | 0.38747 | 0.36958 | 0.37193
10 | 2031 | 0.70742 | 0.65588 | 0.56685 | 0.49229 | 0.051347 | 0.037682 | 0.038298 | 0.025842 | 0.014829 | 775.8901 | 764.6279 | 764.6279 | 0 | 0 | 145.9654 | 145.9654 | 0 | 0 | 0 | 942.2037 | 0 | 816.2205 | 63.0972 | 79.8878 | 91.5815 | 86.1043 | 69.957 | 82.1055 | 76.7966 | 0.068673 | 2.72 | 2.72 | 5.0255 | 4.2186 | 2.72 | 5.0255 | 4.018 | 238.5354 | 198.7964 | 204.3565 | 0.1197 | 213.8939 | 330.5291 | 144.2419 | 232.4622 | 0.08213 | 0.08213 | 9.4983 | 177.7269 | 0.41686 | 0.42575 | 0.40609 | 0.40867
11 | 2032 | 0.77078 | 0.71513 | 0.6199 | 0.53864 | 0.051347 | 0.037682 | 0.038298 | 0.025842 | 0.014926 | 863.2309 | 874.4575 | 874.4575 | 0 | 0 | 112.5156 | 112.5156 | 0 | 0 | 0 | 1029.3489 | 0 | 891.7134 | 69.3447 | 87.6762 | 100.4483 | 94.4675 | 76.8352 | 90.0993 | 84.3029 | 0.077943 | 2.7293 | 2.7293 | 5.0255 | 4.2218 | 2.7293 | 5.0255 | 4.022 | 262.5511 | 218.9686 | 225.1749 | 0.13089 | 235.4287 | 362.8567 | 158.7641 | 255.8664 | 0.089727 | 0.089727 | 10.3768 | 201.4068 | 0.4534 | 0.46306 | 0.44168 | 0.44449
12 | 2033 | 0.83822 | 0.77478 | 0.67309 | 0.58267 | 0.051347 | 0.037682 | 0.038298 | 0.025842 | 0.015021 | 945.2199 | 979.2667 | 979.2667 | 0 | 0 | 62.0071 | 62.0071 | 0 | 0 | 0 | 1115.2788 | 0 | 966.1534 | 75.4579 | 95.3025 | 109.1364 | 102.6604 | 83.5677 | 97.9282 | 91.6527 | 0.087085 | 2.7384 | 2.7384 | 5.0255 | 4.225 | 2.7384 | 5.0255 | 4.026 | 286.1563 | 238.8462 | 245.6974 | 0.14192 | 256.5954 | 394.8221 | 173.0381 | 278.8706 | 0.097217 | 0.097217 | 11.2431 | 226.3432 | 0.48903 | 0.49945 | 0.47639 | 0.47942
13 | 2034 | 0.90401 | 0.83045 | 0.72872 | 0.62707 | 0.051347 | 0.037682 | 0.038298 | 0.025842 | 0.015116 | 1024.7068 | 1079.4817 | 1079.4817 | 0 | 0 | 35.7933 | 35.7933 | 0 | 0 | 0 | 1200.0102 | 0 | 1039.5553 | 81.4086 | 102.7388 | 117.6181 | 110.6554 | 90.1265 | 105.5644 | 98.818 | 0.096099 | 2.7384 | 2.7384 | 5.0255 | 4.225 | 2.7384 | 5.0255 | 4.026 | 309.7112 | 258.6956 | 266.2019 | 0.1528 | 277.717 | 426.6768 | 187.2817 | 301.8258 | 0.1046 | 0.1046 | 12.0972 | 252.3848 | 0.52379 | 0.53495 | 0.51026 | 0.5135
14 | 2035 | 0.97107 | 0.89064 | 0.7896 | 0.67913 | 0.051347 | 0.037682 | 0.038298 | 0.025842 | 0.015209 | 1108.444 | 1184.7798 | 1184.7798 | 0 | 0 | 16.827 | 16.827 | 0 | 0 | 0 | 1283.5598 | 0 | 1111.9334 | 87.3018 | 110.0937 | 126.0028 | 118.561 | 96.618 | 113.1164 | 105.9066 | 0.10499 | 2.7384 | 2.7384 | 5.0255 | 4.225 | 2.7384 | 5.0255 | 4.026 | 333.1297 | 278.4163 | 286.5748 | 0.16353 | 298.7163 | 458.2382 | 201.4429 | 324.6482 | 0.11189 | 0.11189 | 12.9395 | 279.6062 | 0.55772 | 0.5696 | 0.54331 | 0.54676
15 | 2036 | 1.0386 | 0.95057 | 0.85282 | 0.73284 | 0.051347 | 0.037682 | 0.038298 | 0.025842 | 0.0153 | 1192.3899 | 1290.2713 | 1290.2713 | 0 | 0 | 4.0857 | 4.0857 | 0 | 0 | 0 | 1365.9442 | 0 | 1183.3021 | 93.1488 | 117.379 | 134.3029 | 126.3893 | 103.054 | 120.596 | 112.9301 | 0.11375 | 2.7384 | 2.7384 | 5.0255 | 4.225 | 2.7384 | 5.0255 | 4.026 | 356.6861 | 298.2633 | 307.0931 | 0.17411 | 319.8393 | 489.8229 | 215.6874 | 347.6048 | 0.11907 | 0.11907 | 13.77 | 308.0779 | 0.59081 | 0.6034 | 0.57555 | 0.5792
16 | 2037 | 1.1067 | 1.0103 | 0.91847 | 0.78826 | 0.051347 | 0.037682 | 0.038298 | 0.025842 | 0.015391 | 1276.5449 | 1395.9566 | 1395.9566 | 0 | 0 | 0 | 0 | 0 | 0 | 0 | 1447.1797 | 0 | 1253.6754 | 98.9501 | 124.5955 | 142.5191 | 134.141 | 109.4348 | 128.0042 | 119.8893 | 0.12239 | 2.7384 | 2.7384 | 5.0255 | 4.225 | 2.7384 | 5.0255 | 4.026 | 379.979 | 317.8755 | 327.37 | 0.18454 | 340.7259 | 521.1771 | 229.7726 | 370.3047 | 0.12615 | 0.12615 | 14.5889 | 337.7599 | 0.62309 | 0.63637 | 0.60699 | 0.61085
17 | 2038 | 1.1753 | 1.0697 | 0.98665 | 0.84544 | 0.051347 | 0.037682 | 0.038298 | 0.025842 | 0.01548 | 1360.9097 | 1501.8361 | 1501.8361 | 0 | 0 | 0 | 0 | 0 | 0 | 0 | 1527.2821 | 0 | 1323.0673 | 104.7059 | 131.7437 | 150.6523 | 141.817 | 115.7609 | 135.3414 | 126.7847 | 0.13091 | 2.7384 | 2.7384 | 5.0255 | 4.225 | 2.7384 | 5.0255 | 4.026 | 403.0889 | 337.3008 | 347.4511 | 0.19483 | 361.4485 | 552.5059 | 243.7471 | 392.8261 | 0.13313 | 0.13313 | 15.3964 | 368.8241 | 0.65458 | 0.66853 | 0.63767 | 0.64172
18 | 2039 | 1.2444 | 1.129 | 1.0575 | 0.90444 | 0.051347 | 0.037682 | 0.038298 | 0.025842 | 0.015568 | 1445.4848 | 1607.9101 | 1607.9101 | 0 | 0 | 0 | 0 | 0 | 0 | 0 | 1606.2674 | 0 | 1391.4913 | 110.4166 | 138.8243 | 158.7033 | 149.4178 | 122.0329 | 142.6084 | 133.6168 | 0.13932 | 2.7384 | 2.7384 | 5.0255 | 4.225 | 2.7384 | 5.0255 | 4.026 | 426.1892 | 356.7098 | 367.5181 | 0.20497 | 382.1624 | 583.9732 | 257.7158 | 415.3383 | 0.14002 | 0.14002 | 16.1927 | 401.3305 | 0.68529 | 0.6999 | 0.66759 | 0.67183
19 | 2040 | 1.3141 | 1.1881 | 1.131 | 0.96532 | 0.051347 | 0.037682 | 0.038298 | 0.025842 | 0.015655 | 1530.2706 | 1714.179 | 1714.179 | 0 | 0 | 0 | 0 | 0 | 0 | 0 | 1684.1511 | 0 | 1458.9611 | 116.0826 | 145.838 | 166.673 | 156.9443 | 128.2511 | 149.8059 | 140.3863 | 0.1476 | 2.7384 | 2.7384 | 5.0255 | 4.225 | 2.7384 | 5.0255 | 4.026 | 449.1318 | 375.9602 | 387.4226 | 0.21497 | 402.735 | 615.2131 | 271.5892 | 437.6968 | 0.1468 | 0.1468 | 16.9778 | 435.2328 | 0.71525 | 0.73049 | 0.69677 | 0.7012
20 | 2041 | 1.3843 | 1.247 | 1.2074 | 1.0281 | 0.051347 | 0.037682 | 0.038298 | 0.025842 | 0.01574 | 1615.2678 | 1820.6431 | 1820.6431 | 0 | 0 | 0 | 0 | 0 | 0 | 0 | 1760.9486 | 0 | 1525.4899 | 121.7043 | 152.7854 | 174.5622 | 164.3971 | 134.4161 | 156.9345 | 147.0937 | 0.15577 | 2.7384 | 2.7384 | 5.0255 | 4.225 | 2.7384 | 5.0255 | 4.026 | 471.7901 | 394.9847 | 407.1036 | 0.22483 | 423.0526 | 646.3541 | 285.2905 | 459.7782 | 0.1535 | 0.1535 | 17.752 | 470.6882 | 0.74447 | 0.76034 | 0.72524 | 0.72985
21 | 2042 | 1.4552 | 1.3058 | 1.2867 | 1.093 | 0.051347 | 0.037682 | 0.038298 | 0.025842 | 0.015825 | 1700.4767 | 1927.3028 | 1927.3028 | 0 | 0 | 0 | 0 | 0 | 0 | 0 | 1836.675 | 0 | 1591.0908 | 127.2819 | 159.667 | 182.3717 | 171.7771 | 140.5282 | 163.9949 | 153.7396 | 0.16383 | 2.7384 | 2.7384 | 5.0255 | 4.225 | 2.7384 | 5.0255 | 4.026 | 494.1745 | 413.7271 | 426.4821 | 0.23456 | 443.1246 | 677.2355 | 298.8264 | 481.5927 | 0.1601 | 0.1601 | 18.5154 | 507.7468 | 0.77297 | 0.78945 | 0.75301 | 0.75779
22 | 2043 | 1.5266 | 1.3644 | 1.369 | 1.1599 | 0.051347 | 0.037682 | 0.038298 | 0.025842 | 0.015908 | 1785.898 | 2034.1585 | 2034.1585 | 0 | 0 | 0 | 0 | 0 | 0 | 0 | 1911.3452 | 0 | 1655.7768 | 132.8158 | 166.4837 | 190.1023 | 179.0849 | 146.588 | 170.9877 | 160.3246 | 0.17177 | 2.7384 | 2.7384 | 5.0255 | 4.225 | 2.7384 | 5.0255 | 4.026 | 516.2955 | 432.22 | 445.5995 | 0.24415 | 462.9604 | 707.9338 | 312.2029 | 503.1504 | 0.16661 | 0.16661 | 19.2681 | 546.4554 | 0.80078 | 0.81784 | 0.78009 | 0.78505
23 | 2044 | 1.5987 | 1.423 | 1.4546 | 1.2289 | 0.051347 | 0.037682 | 0.038298 | 0.025842 | 0.01599 | 1871.5323 | 2141.2104 | 2141.2104 | 0 | 0 | 0 | 0 | 0 | 0 | 0 | 1984.9741 | 0 | 1719.5607 | 138.3064 | 173.2358 | 197.7548 | 186.3212 | 152.5959 | 177.9137 | 166.8492 | 0.17961 | 2.7384 | 2.7384 | 5.0255 | 4.225 | 2.7384 | 5.0255 | 4.026 | 538.1847 | 450.4925 | 464.4874 | 0.2536 | 482.5884 | 738.4143 | 325.4392 | 524.4824 | 0.17303 | 0.17303 | 20.0104 | 586.858 | 0.8279 | 0.84554 | 0.80651 | 0.81163
24 | 2045 | 1.6713 | 1.4814 | 1.5435 | 1.3002 | 0.051347 | 0.037682 | 0.038298 | 0.025842 | 0.01607 | 1957.3799 | 2248.4591 | 2248.4591 | 0 | 0 | 0 | 0 | 0 | 0 | 0 | 2057.5761 | 0 | 1782.455 | 143.754 | 179.9241 | 205.3299 | 193.4867 | 158.5523 | 184.7733 | 173.314 | 0.18733 | 2.7384 | 2.7384 | 5.0255 | 4.225 | 2.7384 | 5.0255 | 4.026 | 559.8396 | 468.5858 | 483.1951 | 0.26292 | 502.0063 | 768.5678 | 338.5339 | 545.5859 | 0.17936 | 0.17936 | 20.7423 | 629.0913 | 0.85435 | 0.87256 | 0.83228 | 0.83757
25 | 2046 | 1.7447 | 1.5398 | 1.6358 | 1.3738 | 0.051347 | 0.037682 | 0.038298 | 0.025842 | 0.01615 | 2043.4414 | 2355.9047 | 2355.9047 | 0 | 0 | 0 | 0 | 0 | 0 | 0 | 2129.1655 | 0 | 1844.4721 | 149.159 | 186.5492 | 212.8286 | 200.5822 | 164.4577 | 191.5674 | 179.7195 | 0.19495 | 2.7384 | 2.7384 | 5.0255 | 4.225 | 2.7384 | 5.0255 | 4.026 | 581.3231 | 486.5494 | 501.7748 | 0.27212 | 521.2704 | 798.5241 | 351.5249 | 566.5224 | 0.1856 | 0.1856 | 21.464 | 673.2852 | 0.88015 | 0.89891 | 0.85742 | 0.86286
2023, 2023$
1 | 2023 | 0.075629 | 0.067654 | 0.059188 | 0.047913 | 0.00461 | 0.0033462 | 0.002939 | 0.0020944 | 0.0017586 | 68.2511 | 26.4888 | 26.4888 | 0 | 36.0417 | 0 | 0 | 0 | 0 | 0 | 102.1011 | 0 | 88.449 | 6.5656 | 8.3951 | 9.6648 | 9.0689 | 7.3122 | 8.6351 | 8.057 | 0 | 0.27155 | 0.27155 | 0.51051 | 0.42687 | 0.27155 | 0.51051 | 0.40608 | 24.8836 | 20.585 | 21.0974 | 0.012764 | 22.313 | 35.692 | 15.0471 | 24.2501 | 0.0089 | 0.0089 | 1.011 | 14.9493 | 0.04646 | 0.04745 | 0.045259 | 0.045547
2 | 2024 | 0.15359 | 0.14121 | 0.11591 | 0.10017 | 0.012124 | 0.0089412 | 0.0082028 | 0.005723 | 0.004469 | 138.3669 | 71.766 | 71.766 | 0 | 44.9696 | 0 | 0 | 0 | 0 | 0 | 202.7781 | 0 | 175.6644 | 13.1324 | 16.7635 | 19.2847 | 18.1017 | 14.6145 | 17.2404 | 16.0929 | 0 | 0.68925 | 0.68925 | 1.3031 | 1.0882 | 0.68925 | 1.3031 | 1.0348 | 49.7656 | 41.1751 | 42.2143 | 0.025404 | 44.6246 | 71.0426 | 30.0931 | 48.4985 | 0.017676 | 0.017676 | 2.0079 | 30.8853 | 0.091876 | 0.093834 | 0.089503 | 0.090071
3 | 2025 | 0.22555 | 0.20958 | 0.17351 | 0.15224 | 0.020402 | 0.015103 | 0.014971 | 0.010223 | 0.0072075 | 212.4835 | 138.5433 | 138.5433 | 0 | 8.0933 | 0 | 0 | 0 | 0 | 0 | 302.0511 | 0 | 261.6635 | 19.6327 | 25.0349 | 28.7886 | 27.0281 | 21.838 | 25.7453 | 24.0378 | 0 | 1.1539 | 1.1539 | 2.1585 | 1.8069 | 1.1539 | 2.1585 | 1.7195 | 74.8054 | 62.0064 | 63.6131 | 0.038056 | 67.0778 | 105.8281 | 45.2347 | 72.9009 | 0.026329 | 0.026329 | 2.9908 | 47.7776 | 0.13629 | 0.13919 | 0.13277 | 0.13361
4 | 2026 | 0.29597 | 0.27589 | 0.23383 | 0.20557 | 0.028567 | 0.020979 | 0.021571 | 0.014419 | 0.0099115 | 291.7002 | 229.995 | 229.995 | 0 | 6.1163 | 0 | 0 | 0 | 0 | 0 | 399.9395 | 0 | 346.4631 | 26.1233 | 33.2691 | 38.2375 | 35.9081 | 29.0407 | 34.2099 | 31.951 | 0.010414 | 1.6121 | 1.6121 | 3.0124 | 2.5223 | 1.6121 | 3.0124 | 2.4005 | 99.8824 | 82.8854 | 85.078 | 0.050673 | 89.5642 | 140.1913 | 60.3987 | 97.3394 | 0.034862 | 0.034862 | 3.9601 | 65.5964 | 0.17973 | 0.18356 | 0.17509 | 0.1762
5 | 2027 | 0.36978 | 0.34523 | 0.29009 | 0.25478 | 0.036102 | 0.026241 | 0.027111 | 0.017888 | 0.011858 | 376.0581 | 337.8323 | 337.8323 | 0 | 4.0669 | 0 | 0 | 0 | 0 | 0 | 496.4627 | 0 | 430.0801 | 32.5618 | 41.4228 | 47.5878 | 44.6985 | 36.18 | 42.5908 | 39.7893 | 0.020682 | 2.0229 | 2.0229 | 3.7723 | 3.16 | 2.0229 | 3.7723 | 3.0078 | 124.8125 | 103.6955 | 106.4844 | 0.063076 | 111.919 | 174.395 | 75.4739 | 121.6348 | 0.043276 | 0.043276 | 4.9158 | 84.3126 | 0.22225 | 0.22699 | 0.21651 | 0.21788
6 | 2028 | 0.44444 | 0.41132 | 0.35005 | 0.30421 | 0.042223 | 0.03087 | 0.031234 | 0.020893 | 0.013094 | 465.3441 | 450.4018 | 450.4018 | 0 | 0 | 4.3152 | 4.3152 | 0 | 0 | 0 | 591.6398 | 0 | 512.5308 | 39.035 | 49.5869 | 56.9318 | 53.4905 | 43.3443 | 50.979 | 47.6427 | 0.030807 | 2.3165 | 2.3165 | 4.3089 | 3.6116 | 2.3165 | 4.3089 | 3.4382 | 149.4368 | 124.2766 | 127.6621 | 0.075192 | 133.9995 | 208.214 | 90.3642 | 145.6321 | 0.051572 | 0.051572 | 5.8582 | 103.8976 | 0.26388 | 0.2695 | 0.25706 | 0.2587
7 | 2029 | 0.52007 | 0.48077 | 0.40796 | 0.3536 | 0.046574 | 0.034158 | 0.034522 | 0.023241 | 0.014017 | 559.4043 | 568.6809 | 568.6809 | 0 | 0 | 95.4797 | 95.4797 | 0 | 0 | 0 | 685.4894 | 0 | 593.8317 | 45.5241 | 57.7417 | 66.2497 | 62.2645 | 50.5146 | 59.355 | 55.4917 | 0.040791 | 2.4962 | 2.4962 | 4.6384 | 3.8886 | 2.4962 | 4.6384 | 3.7023 | 173.9366 | 144.8154 | 148.817 | 0.087087 | 155.9684 | 241.5982 | 105.1791 | 169.5081 | 0.059753 | 0.059753 | 6.7875 | 124.3236 | 0.30465 | 0.31114 | 0.29678 | 0.29867
8 | 2030 | 0.58877 | 0.5458 | 0.46804 | 0.4087 | 0.049633 | 0.036421 | 0.037026 | 0.024978 | 0.014645 | 647.7011 | 681.5534 | 681.5534 | 0 | 0 | 129.9354 | 129.9354 | 0 | 0 | 0 | 778.0301 | 0 | 673.9987 | 51.9837 | 65.841 | 75.4951 | 70.9741 | 57.6449 | 67.6723 | 63.2903 | 0.050636 | 2.634 | 2.634 | 4.8845 | 4.0969 | 2.634 | 4.8845 | 3.9011 | 198.548 | 165.48 | 170.1176 | 0.098971 | 178.0373 | 274.772 | 120.0616 | 193.4929 | 0.06782 | 0.06782 | 7.7038 | 146.0517 | 0.34436 | 0.3517 | 0.33547 | 0.3376
9 | 2031 | 0.65608 | 0.60912 | 0.52211 | 0.45618 | 0.051309 | 0.037679 | 0.038246 | 0.02582 | 0.014999 | 733.3032 | 789.4784 | 789.4784 | 0 | 0 | 151.2837 | 151.2837 | 0 | 0 | 0 | 869.2802 | 0 | 753.0476 | 58.5093 | 73.9845 | 84.7689 | 79.7195 | 64.8326 | 76.0308 | 71.1372 | 0.060344 | 2.7214 | 2.7214 | 5.0398 | 4.2284 | 2.7214 | 5.0398 | 4.0267 | 223.2141 | 186.2 | 191.489 | 0.11069 | 200.1553 | 308.1341 | 134.9771 | 217.531 | 0.075774 | 0.075774 | 8.6074 | 169.1618 | 0.38306 | 0.39123 | 0.37317 | 0.37554
10 | 2032 | 0.72149 | 0.6703 | 0.5769 | 0.50403 | 0.052276 | 0.038365 | 0.038991 | 0.02631 | 0.015098 | 823.4825 | 902.8774 | 902.8774 | 0 | 0 | 148.6074 | 148.6074 | 0 | 0 | 0 | 959.2576 | 0 | 830.994 | 64.9598 | 82.026 | 93.924 | 88.3545 | 71.9344 | 84.2844 | 78.8875 | 0.069916 | 2.7693 | 2.7693 | 5.1164 | 4.2949 | 2.7693 | 5.1164 | 4.0907 | 248.0103 | 207.0278 | 212.984 | 0.12224 | 222.39 | 341.5123 | 149.9713 | 241.6959 | 0.083617 | 0.083617 | 9.4983 | 193.6112 | 0.42078 | 0.42975 | 0.40991 | 0.41252
11 | 2033 | 0.79113 | 0.73189 | 0.63182 | 0.5495 | 0.052276 | 0.038365 | 0.038991 | 0.02631 | 0.015196 | 908.1362 | 1011.0928 | 1011.0928 | 0 | 0 | 114.5521 | 114.5521 | 0 | 0 | 0 | 1047.9802 | 0 | 907.8534 | 71.2717 | 89.9001 | 102.8944 | 96.8137 | 78.8857 | 92.3678 | 86.4761 | 0.079354 | 2.7787 | 2.7787 | 5.1164 | 4.2982 | 2.7787 | 5.1164 | 4.0948 | 272.3827 | 227.5514 | 234.1735 | 0.13364 | 244.2446 | 374.5166 | 164.7093 | 265.4477 | 0.091351 | 0.091351 | 10.3768 | 219.3581 | 0.45757 | 0.46732 | 0.44575 | 0.44858
12 | 2034 | 0.85906 | 0.78937 | 0.68925 | 0.59534 | 0.052276 | 0.038365 | 0.038991 | 0.02631 | 0.015293 | 990.2064 | 1114.5649 | 1114.5649 | 0 | 0 | 63.1294 | 63.1294 | 0 | 0 | 0 | 1135.4653 | 0 | 983.6408 | 77.4158 | 97.5781 | 111.6518 | 105.0685 | 85.6576 | 100.2521 | 93.8743 | 0.088661 | 2.788 | 2.788 | 5.1164 | 4.3015 | 2.788 | 5.1164 | 4.0989 | 296.7031 | 248.046 | 255.3443 | 0.14487 | 266.0527 | 407.4066 | 179.4158 | 289.149 | 0.098977 | 0.098977 | 11.2431 | 246.2461 | 0.49346 | 0.50398 | 0.48071 | 0.48377
13 | 2035 | 0.9283 | 0.85151 | 0.75211 | 0.64909 | 0.052276 | 0.038365 | 0.038991 | 0.02631 | 0.015389 | 1076.6651 | 1223.2851 | 1223.2851 | 0 | 0 | 36.4411 | 36.4411 | 0 | 0 | 0 | 1221.7303 | 0 | 1058.3712 | 83.5005 | 105.172 | 120.309 | 113.2311 | 92.3602 | 108.0495 | 101.1933 | 0.097838 | 2.788 | 2.788 | 5.1164 | 4.3015 | 2.788 | 5.1164 | 4.0989 | 320.8828 | 268.4075 | 276.3794 | 0.15595 | 287.7345 | 439.9938 | 194.0372 | 312.713 | 0.1065 | 0.1065 | 12.0972 | 274.3521 | 0.52849 | 0.53976 | 0.51484 | 0.51811
14 | 2036 | 0.99805 | 0.91339 | 0.81738 | 0.70455 | 0.052276 | 0.038365 | 0.038991 | 0.02631 | 0.015484 | 1163.3392 | 1332.2051 | 1332.2051 | 0 | 0 | 17.1316 | 17.1316 | 0 | 0 | 0 | 1306.7922 | 0 | 1132.0594 | 89.5376 | 112.6941 | 128.8788 | 121.3138 | 99.0053 | 115.7723 | 108.4451 | 0.10689 | 2.788 | 2.788 | 5.1164 | 4.3015 | 2.788 | 5.1164 | 4.0989 | 345.2048 | 288.8995 | 297.5646 | 0.16687 | 309.544 | 472.605 | 208.7447 | 336.4158 | 0.11391 | 0.11391 | 12.9395 | 303.7492 | 0.56266 | 0.57465 | 0.54813 | 0.55161
15 | 2037 | 1.0683 | 0.97503 | 0.88517 | 0.76177 | 0.052276 | 0.038365 | 0.038991 | 0.02631 | 0.015577 | 1250.2293 | 1441.3252 | 1441.3252 | 0 | 0 | 4.1597 | 4.1597 | 0 | 0 | 0 | 1390.6678 | 0 | 1204.7198 | 95.5274 | 120.1451 | 137.3621 | 129.3175 | 105.5934 | 123.4212 | 115.6304 | 0.11581 | 2.788 | 2.788 | 5.1164 | 4.3015 | 2.788 | 5.1164 | 4.0989 | 369.2547 | 309.1491 | 318.5004 | 0.17764 | 331.1094 | 504.9781 | 223.2876 | 359.8533 | 0.12122 | 0.12122 | 13.77 | 334.3958 | 0.59599 | 0.60869 | 0.58059 | 0.58428
16 | 2038 | 1.1391 | 1.0364 | 0.95556 | 0.82081 | 0.052276 | 0.038365 | 0.038991 | 0.02631 | 0.015669 | 1337.3359 | 1550.6458 | 1550.6458 | 0 | 0 | 0 | 0 | 0 | 0 | 0 | 1473.3736 | 0 | 1276.3669 | 101.4702 | 127.5256 | 145.7596 | 137.2428 | 112.1252 | 130.9968 | 122.7499 | 0.12461 | 2.788 | 2.788 | 5.1164 | 4.3015 | 2.788 | 5.1164 | 4.0989 | 393.1156 | 329.2058 | 339.2342 | 0.18826 | 352.5054 | 537.3252 | 237.7163 | 383.1068 | 0.12843 | 0.12843 | 14.5889 | 366.4697 | 0.6285 | 0.6419 | 0.61226 | 0.61616
17 | 2039 | 1.2105 | 1.0976 | 1.0287 | 0.88172 | 0.052276 | 0.038365 | 0.038991 | 0.02631 | 0.01576 | 1424.6597 | 1660.1672 | 1660.1672 | 0 | 0 | 0 | 0 | 0 | 0 | 0 | 1554.9259 | 0 | 1347.0148 | 107.3666 | 134.8364 | 154.0723 | 145.0907 | 118.601 | 138.5 | 129.804 | 0.13328 | 2.788 | 2.788 | 5.1164 | 4.3015 | 2.788 | 5.1164 | 4.0989 | 416.9667 | 349.2456 | 359.9534 | 0.19873 | 373.8926 | 569.8151 | 252.139 | 406.3506 | 0.13554 | 0.13554 | 15.3964 | 400.0325 | 0.66021 | 0.67428 | 0.64316 | 0.64724
18 | 2040 | 1.2825 | 1.1587 | 1.1046 | 0.94458 | 0.052276 | 0.038365 | 0.038991 | 0.02631 | 0.01585 | 1512.201 | 1769.8898 | 1769.8898 | 0 | 0 | 0 | 0 | 0 | 0 | 0 | 1635.3408 | 0 | 1416.6773 | 113.2167 | 142.078 | 162.301 | 152.8618 | 125.0213 | 145.9314 | 136.7935 | 0.14184 | 2.788 | 2.788 | 5.1164 | 4.3015 | 2.788 | 5.1164 | 4.0989 | 440.6549 | 369.1216 | 380.5048 | 0.20906 | 395.1338 | 602.0703 | 266.4632 | 429.4358 | 0.14255 | 0.14255 | 16.1927 | 435.0366 | 0.69114 | 0.70587 | 0.67329 | 0.67757
19 | 2041 | 1.355 | 1.2195 | 1.1834 | 1.0094 | 0.052276 | 0.038365 | 0.038991 | 0.02631 | 0.015938 | 1599.9606 | 1879.814 | 1879.814 | 0 | 0 | 0 | 0 | 0 | 0 | 0 | 1714.6342 | 0 | 1485.3683 | 119.0211 | 149.2511 | 170.4466 | 160.5569 | 131.3866 | 153.2917 | 143.7189 | 0.15027 | 2.788 | 2.788 | 5.1164 | 4.3015 | 2.788 | 5.1164 | 4.0989 | 464.0496 | 388.7644 | 400.8254 | 0.21924 | 416.1117 | 634.2234 | 280.6099 | 452.2347 | 0.14946 | 0.14946 | 16.9778 | 471.6443 | 0.72132 | 0.73669 | 0.70268 | 0.70715
20 | 2042 | 1.4281 | 1.2802 | 1.2653 | 1.0764 | 0.052276 | 0.038365 | 0.038991 | 0.02631 | 0.016025 | 1687.9388 | 1989.9401 | 1989.9401 | 0 | 0 | 0 | 0 | 0 | 0 | 0 | 1792.8217 | 0 | 1553.1013 | 124.7799 | 156.3565 | 178.5099 | 168.1767 | 137.6974 | 160.5816 | 150.5808 | 0.15859 | 2.788 | 2.788 | 5.1164 | 4.3015 | 2.788 | 5.1164 | 4.0989 | 487.1615 | 408.1159 | 420.8337 | 0.22928 | 436.8361 | 666.1085 | 294.5856 | 474.7582 | 0.15628 | 0.15628 | 17.752 | 509.9073 | 0.75075 | 0.76675 | 0.73135 | 0.736
21 | 2043 | 1.5019 | 1.3407 | 1.3504 | 1.1455 | 0.052276 | 0.038365 | 0.038991 | 0.02631 | 0.016111 | 1776.1364 | 2100.2686 | 2100.2686 | 0 | 0 | 0 | 0 | 0 | 0 | 0 | 1869.9188 | 0 | 1619.8896 | 130.4937 | 163.3946 | 186.4917 | 175.722 | 143.9541 | 167.8017 | 157.3798 | 0.16679 | 2.788 | 2.788 | 5.1164 | 4.3015 | 2.788 | 5.1164 | 4.0989 | 510.0014 | 427.2099 | 440.5725 | 0.23918 | 457.3165 | 697.8045 | 308.3969 | 497.0166 | 0.163 | 0.163 | 18.5154 | 549.874 | 0.77945 | 0.79606 | 0.75932 | 0.76414
22 | 2044 | 1.5763 | 1.4011 | 1.4387 | 1.2168 | 0.052276 | 0.038365 | 0.038991 | 0.02631 | 0.016196 | 1864.5537 | 2210.7998 | 2210.7998 | 0 | 0 | 0 | 0 | 0 | 0 | 0 | 1945.9406 | 0 | 1685.7464 | 136.1628 | 170.3663 | 194.3929 | 183.1935 | 150.1573 | 174.9527 | 164.1165 | 0.17488 | 2.788 | 2.788 | 5.1164 | 4.3015 | 2.788 | 5.1164 | 4.0989 | 532.602 | 446.0762 | 460.0741 | 0.24894 | 477.5824 | 729.2755 | 322.0634 | 519.0418 | 0.16962 | 0.16962 | 19.2681 | 591.5897 | 0.80745 | 0.82466 | 0.78659 | 0.79159
23 | 2045 | 1.6513 | 1.4615 | 1.5305 | 1.2904 | 0.052276 | 0.038365 | 0.038991 | 0.02631 | 0.016279 | 1953.1913 | 2321.534 | 2321.534 | 0 | 0 | 0 | 0 | 0 | 0 | 0 | 2020.9021 | 0 | 1750.6847 | 141.7874 | 177.2719 | 202.2142 | 190.5919 | 156.3073 | 182.0353 | 170.7914 | 0.18286 | 2.788 | 2.788 | 5.1164 | 4.3015 | 2.788 | 5.1164 | 4.0989 | 554.9607 | 464.7575 | 479.3899 | 0.25857 | 497.6314 | 760.409 | 335.5837 | 540.8313 | 0.17616 | 0.17616 | 20.0104 | 635.1955 | 0.83477 | 0.85256 | 0.8132 | 0.81837
24 | 2046 | 1.7271 | 1.5218 | 1.6258 | 1.3664 | 0.052276 | 0.038365 | 0.038991 | 0.02631 | 0.016361 | 2042.0499 | 2432.4717 | 2432.4717 | 0 | 0 | 0 | 0 | 0 | 0 | 0 | 2094.8182 | 0 | 1814.7174 | 147.368 | 184.1124 | 209.9566 | 197.9179 | 162.4046 | 189.0502 | 177.4051 | 0.19072 | 2.788 | 2.788 | 5.1164 | 4.3015 | 2.788 | 5.1164 | 4.0989 | 577.1424 | 483.305 | 498.5734 | 0.26806 | 517.5216 | 791.3389 | 348.9969 | 562.4482 | 0.1826 | 0.1826 | 20.7423 | 680.8257 | 0.86141 | 0.87977 | 0.83916 | 0.84449
25 | 2047 | 1.8035 | 1.582 | 1.7248 | 1.4448 | 0.052276 | 0.038365 | 0.038991 | 0.02631 | 0.016442 | 2131.1299 | 2543.6131 | 2543.6131 | 0 | 0 | 0 | 0 | 0 | 0 | 0 | 2167.7034 | 0 | 1877.857 | 152.9049 | 190.8881 | 217.6207 | 205.1723 | 168.4497 | 195.9979 | 183.9581 | 0.19847 | 2.788 | 2.788 | 5.1164 | 4.3015 | 2.788 | 5.1164 | 4.0989 | 599.2826 | 501.8243 | 517.7329 | 0.27742 | 537.3747 | 822.0794 | 362.385 | 584.0247 | 0.18896 | 0.18896 | 21.464 | 728.4154 | 0.8874 | 0.90631 | 0.86447 | 0.86996
Avoided Electricity Costs from AESC
| AESC 2018 Appendix B Workbooks - June 1, 2018 FINAL | [45 empty] | Rest-of-Pool is NOT used in NH
| 1 | 2 | 3 | 4 | 5 | 6 | 7 | 8 | 9 | 10 | 11 | 12 | 13 | 14 | 15 | 16 | 17 | 18 | 19 | 20 | 21 | 22 | 23 | 24 | 25 | 26 | 27 | 28 | 29 | 30 | 31 | 32 | 33 | 34 | 35 | 36 | 37 | 38 | 39 | 40 | 41 | 42 | 43 | 44 | 45 | 46 | 47 | 48 | 49 | 50 | 51 | 52 | 53 | 54 | 55 | 56 | 57 | 58 | 59 | 60 | 61 | 62 | 63 | 64 | 65 | 66 | 67 | 68 | 69 | 70 | 71 | 72 | 73 | 74 | 75 | 76 | 77 | 78 | 79 | 80 | 81 | 82 | 83 | 84 | 85 | 86 | 87 | 88 | 89 | 90 | 91 | 92 | 93 | 94
| AESC 2018 Results: Avoided Cost of Electricity (2018 $) | [18 empty] | Page One of Four |  | AESC 2018 Results: Avoided Cost of Electricity (2018 $) | [20 empty] | Page Two of Four |  | AESC 2018 Results: Avoided Cost of Electricity (2018 $) | [18 empty] | Page Three of Four |  | AESC 2018 Results: Avoided Cost of Electricity (2018 $) | [9 empty] | Page Four of Four |  | Not part of AESC. Added to apply Wholesale Risk Premium to Energy DRIPE. | [10 empty] | Not part of AESC. Added to apply Wholesale Risk Premium to Reliability.
| Zone: |  | New Hampshire | [18 empty] | Zone: |  | New Hampshire | [20 empty] | Zone: |  | New Hampshire | [18 empty] | Zone: |  | New Hampshire
|  |  | Wholesale Cost of Electric Energy |  |  |  | Wholesale REC Costs | Retail Cost of Electric Energy1 |  |  |  | Wholesale Capacity Values |  | Retail Cost of Electric Capacity3 |  |  | Wholesale Non-Embedded Costs | [6 empty] | Intrastate | [17 empty] | Wholesale Cross-DRIPE7 |  |  |  |  | Rest-of-Pool | [20 empty] | Transmission & Distribution (T&D) Cost | Wholesale Reliability Value8 | [5 empty] | Retail Reliability Value |  |  | DRIPE: 2018 vintage measures |  |  |  | DRIPE: 2019 vintage measures |  |  |  | Retail Cross-DRIPE |  |  | Retail Reliability Value
[24 empty] | DRIPE: 2018 vintage measures | [8 empty] | DRIPE: 2019 vintage measures | [13 empty] | DRIPE: 2018 vintage measures | [8 empty] | DRIPE: 2019 vintage measures | [12 empty] | Reliability: 2018 vintage measures |  |  | Reliability: 2019 vintage measures |  |  | 2018 vintage | 2019 vintage | [12 empty] | Reliability: 2018 vintage measures |  |  | Reliability: 2019 vintage measures
[24 empty] | Wholesale Energy DRIPE |  |  |  | Wholesale Capacity DRIPE |  | Retail Capacity DRIPE3 |  |  | Wholesale Energy DRIPE |  |  |  | Wholesale Capacity DRIPE2 |  | Retail Capacity DRIPE3 | [7 empty] | Wholesale Energy DRIPE |  |  |  | Wholesale Capacity DRIPE2 |  | Retail Capacity DRIPE3 |  |  | Wholesale Energy DRIPE |  |  |  | Wholesale Capacity DRIPE2 |  | Retail Capacity DRIPE3 | [15 empty] | Retail Energy DRIPE |  |  |  | Retail Energy DRIPE
|  |  | Winter Peak | Winter Off-Peak | Summer Peak | Summer Off-Peak |  | Winter Peak | Winter Off-Peak | Summer Peak | Summer Off-Peak | Cleared (FCA Price) | Uncleared2 | Cleared4 | Uncleared5 | Weighted Avg6 | Winter Peak | Winter Off-Peak | Summer Peak | Summer Off-Peak |  |  |  | Winter Peak | Winter Off-Peak | Summer Peak | Summer Off-Peak | Cleared | Uncleared2 | Cleared4 | Uncleared5 | Weighted Avg6 | Winter Peak | Winter Off-Peak | Summer Peak | Summer Off-Peak | Cleared | Uncleared2 | Cleared4 | Uncleared5 | Weighted Avg6 | 2018 Installation Year | 2019 Installation Year |  |  |  | Winter Peak | Winter Off-Peak | Summer Peak | Summer Off-Peak | Cleared | Uncleared2 | Cleared4 | Uncleared5 | Weighted Avg6 | Winter Peak | Winter Off-Peak | Summer Peak | Summer Off-Peak | Cleared | Uncleared2 | Cleared4 | Uncleared5 | Weighted Avg6 |  |  |  |  | Cleared | Uncleared | Weighted Avg5 | Cleared | Uncleared | Weighted Avg5 | Weighted Avg5 | Weighted Avg5 |  | Winter Peak | Winter Off-Peak | Summer Peak | Summer Off-Peak | Winter Peak | Winter Off-Peak | Summer Peak | Summer Off-Peak | 2018 Installation Year | 2019 Installation Year |  | Cleared | Uncleared | Weighted Avg5 | Cleared | Uncleared | Weighted Avg5
| Units: |  | $/kWh | $/kWh | $/kWh | $/kWh | $/kWh | $/kWh | $/kWh | $/kWh | $/kWh | $/kW-yr | $/kW-yr | $/kW-yr | $/kW-yr | $/kW-yr | $/kWh | $/kWh | $/kWh | $/kWh |  | Units: |  | $/kWh | $/kWh | $/kWh | $/kWh | $/kW-yr | $/kW-yr | $/kW-yr | $/kW-yr | $/kW-yr | $/kWh | $/kWh | $/kWh | $/kWh | $/kW-yr | $/kW-yr | $/kW-yr | $/kW-yr | $/kW-yr | $/kWh | $/kWh |  | Units: |  | $/kWh | $/kWh | $/kWh | $/kWh | $/kW-yr | $/kW-yr | $/kW-yr | $/kW-yr | $/kW-yr | $/kWh | $/kWh | $/kWh | $/kWh | $/kW-yr | $/kW-yr | $/kW-yr | $/kW-yr | $/kW-yr |  | Units: |  | $/kW-yr | $/kW-yr | $/kW-yr | $/kW-yr | $/kW-yr | $/kW-yr | $/kW-yr | $/kW-yr | $/kW-yr |  | $/kWh | $/kWh | $/kWh | $/kWh | $/kWh | $/kWh | $/kWh | $/kWh | $/kWh | $/kWh |  | $/kW-yr | $/kW-yr | $/kW-yr | $/kW-yr | $/kW-yr | $/kW-yr
| Period: |  | a | b | c | d | e | f =(a+e)*(1+WRP) | g =(b+e)*(1+WRP) | h =(c+e)*(1+WRP) | i =(d+e)*(1+WRP) | j | k | l=j*DL | m=k*(1+PTF Loss)*(1+WRP)*(1+DL) | n = (l*%Bid)+m*(1-%Bid) | o | p | q | r |  | Period: |  | s | t | u | v | w | x | y=w*DL | z=x*(1+PTF Loss)*(1+WRP)*(1+DL) | aa = (y*%Bid)+z*(1-%Bid) | bb | cc | dd | ee | ff | gg | hh=ff*DL | ii=gg*(1+PTF Loss)*(1+WRP)*(1+DL) | jj = (hh*%Bid)+ii*(1-%Bid) | kk | ll |  | Period: |  | mm | nn | oo | pp | qq | rr | ss=qq*DL | tt=rr*(1+PTF Loss)*(1+WRP)*(1+DL) | uu = (ss*%Bid)+tt*(1-%Bid) | vv | ww | xx | yy | zz | aaa | bbb=zz*DL | ccc=aaa*(1+PTF Loss)*(1+WRP)*(1+DL) | ddd = (bbb*%Bid)+ccc*(1-%Bid) |  | Period: |  | eee | fff | ggg | hhh = (fff*%Bid)+ggg*(1-%Bid) | iii | jjj | kkk = (iii*%Bid)+jjj*(1-%Bid) | lll = hhh*(1+WRP)*(1+DL) | mmm = kkk*(1+WRP)*(1+DL) | [12 empty] | fff | ggg | hhh = (fff*%Bid)+ggg*(1-%Bid) | iii | jjj | kkk = (iii*%Bid)+jjj*(1-%Bid)
| 2018 |  | 0.047241 | 0.043045 | 0.031788 | 0.02577 | 0.0074124 | 0.063099 | 0.058254 | 0.045258 | 0.03831 | 104.4975 | 0 | 111.7078 | 0 | 0 | 0.045904 | 0.046882 | 0.044718 | 0.045002 |  | 2018 |  | 0.0039143 | 0.0028505 | 0.0025351 | 0.0016445 | 48.9149 | 0 | 52.29 | 0 | 0 | 0 | 0 | 0 | 0 | 0 | 0 | 0 | 0 | 0 | 0.0015265 | 0 |  | 2018 |  | 0.034793 | 0.024554 | 0.023784 | 0.015602 | 438.0331 | - | 468.2574 | 0 | 0 | - | - | - | - | - | - | 0 | 0 | 0 |  | 2018 |  | 94 | 5.325 | 16.644 | 16.644 | - | - | 0 | 19.2158 | 0 |  | 0.0042274 | 0.0030785 | 0.0027379 | 0.001776 | 0 | 0 | 0 | 0 | 0.0016486 | 0 |  | 6.1478 | 19.2158 | 19.2158 | 0 | 0 | 0
| 2019 |  | 0.048098 | 0.044652 | 0.031744 | 0.028378 | 0.011291 | 0.068565 | 0.064587 | 0.049685 | 0.045798 | 100.01 | 0 | 106.9107 | 0 | 0 | 0.044647 | 0.045598 | 0.043493 | 0.04377 |  | 2019 |  | 0.0060919 | 0.0044218 | 0.0038837 | 0.0027677 | 25.7634 | 0 | 27.541 | 0 | 0 | 0.0039299 | 0.0028525 | 0.0025053 | 0.0017854 | 31.0402 | 0 | 33.182 | 0 | 0 | 0.0023987 | 0.0014992 |  | 2019 |  | 0.054293 | 0.038095 | 0.036212 | 0.026282 | 229.2428 | - | 245.0606 | 0 | 0 | 0.035024 | 0.024575 | 0.02336 | 0.016954 | 276.1962 | - | 295.2537 | 0 | 0 |  | 2019 |  | 94 | 2.15 | 12.6688 | 12.6688 | 2.6 | 12.6688 | 12.6688 | 14.6264 | 14.6264 |  | 0.0065793 | 0.0047755 | 0.0041944 | 0.0029891 | 0.0042443 | 0.0030807 | 0.0027058 | 0.0019282 | 0.0025906 | 0.0016191 |  | 2.4822 | 14.6264 | 14.6264 | 3.0018 | 14.6264 | 14.6264
| 2020 |  | 0.051464 | 0.04835 | 0.037507 | 0.032648 | 0.0086818 | 0.06944 | 0.065845 | 0.053326 | 0.047717 | 73.85 | 0 | 78.9456 | 0 | 0 | 0.043441 | 0.044366 | 0.042318 | 0.042587 |  | 2020 |  | 0.007015 | 0.0052236 | 0.0049144 | 0.0033876 | 31.2633 | 0 | 33.4205 | 0 | 0 | 0.0064959 | 0.004837 | 0.0045507 | 0.0031369 | 38.7292 | 0 | 41.4015 | 0 | 0 | 0.0026392 | 0.0023432 |  | 2020 |  | 0.062092 | 0.044997 | 0.045938 | 0.031999 | 279.0811 | - | 298.3377 | 0 | 0 | 0.057497 | 0.041667 | 0.042538 | 0.029631 | 345.7273 | - | 369.5825 | 0 | 0 |  | 2020 |  | 94 | 0.925 | 4.6398 | 4.6398 | 1.15 | 4.6398 | 4.6398 | 5.3567 | 5.3567 |  | 0.0075762 | 0.0056415 | 0.0053076 | 0.0036586 | 0.0070155 | 0.005224 | 0.0049148 | 0.0033879 | 0.0028503 | 0.0025306 |  | 1.0679 | 5.3567 | 5.3567 | 1.3277 | 5.3567 | 5.3567
| 2021 |  | 0.053723 | 0.050216 | 0.045499 | 0.037822 | 0.0067363 | 0.069801 | 0.065753 | 0.060307 | 0.051443 | 59.93 | 0 | 64.0652 | 0 | 0 | 0.043207 | 0.044128 | 0.042091 | 0.042358 |  | 2021 |  | 0.007375 | 0.005489 | 0.0060299 | 0.0040093 | 5.2017 | 0 | 5.5606 | 0 | 0 | 0.0072582 | 0.0054021 | 0.0059343 | 0.0039458 | 6.9702 | 0 | 7.4512 | 0 | 0 | 0.0026643 | 0.002401 |  | 2021 |  | 0.065071 | 0.046965 | 0.055615 | 0.037559 | 46.4975 | - | 49.7058 | 0 | 0 | 0.06404 | 0.046221 | 0.054735 | 0.036964 | 62.3066 | - | 66.6058 | 0 | 0 |  | 2021 |  | 94 | 0.275 | 7.7651 | 7.7651 | 0.35 | 7.7651 | 7.7651 | 8.9649 | 8.9649 |  | 0.007965 | 0.0059281 | 0.0065122 | 0.00433 | 0.0078388 | 0.0058342 | 0.0064091 | 0.0042615 | 0.0028775 | 0.002593 |  | 0.31749 | 8.9649 | 8.9649 | 0.40408 | 8.9649 | 8.9649
| 2022 |  | 0.053335 | 0.048411 | 0.044545 | 0.035861 | 0.0051144 | 0.067481 | 0.061796 | 0.057333 | 0.047306 | 57.58 | 0 | 61.553 | 0 | 0 | 0.042985 | 0.043901 | 0.041874 | 0.04214 |  | 2022 |  | 0.0065896 | 0.0047425 | 0.0053265 | 0.0033863 | 3.4766 | 0 | 3.7165 | 0 | 0 | 0.0072596 | 0.0052247 | 0.0058681 | 0.0037306 | 5.2676 | 0 | 5.631 | 0 | 0 | 0.0024043 | 0.0024043 |  | 2022 |  | 0.058181 | 0.040604 | 0.049356 | 0.031755 | 31.0859 | - | 33.2308 | 0 | 0 | 0.064097 | 0.044733 | 0.054374 | 0.034984 | 47.0998 | - | 50.3497 | 0 | 0 |  | 2022 |  | 94 | 0.175 | 7.965 | 7.965 | 0.275 | 7.965 | 7.965 | 9.1958 | 9.1958 |  | 0.0071167 | 0.0051219 | 0.0057526 | 0.0036572 | 0.0078403 | 0.0056427 | 0.0063375 | 0.004029 | 0.0025966 | 0.0025966 |  | 0.20204 | 9.1958 | 9.1958 | 0.31749 | 9.1958 | 9.1958
| 2023 |  | 0.054837 | 0.048478 | 0.041727 | 0.032735 | 0.0054721 | 0.069628 | 0.062286 | 0.054492 | 0.044111 | 58.78 | 20.7905 | 62.8358 | 24.3871 | 24.3871 | 0.042773 | 0.043685 | 0.041668 | 0.041933 |  | 2023 |  | 0.0054062 | 0.0037754 | 0.003975 | 0.0024891 | 0 | 3.337 | 0 | 3.9143 | 3.9143 | 0.0067942 | 0.0047448 | 0.0049956 | 0.0031282 | 3.5026 | 0 | 3.7442 | 0 | 0 | 0.0017554 | 0.0017554 |  | 2023 |  | 0.043216 | 0.029285 | 0.033424 | 0.021146 | - | 29.812 | 0 | 34.9692 | 34.9692 | 0.054311 | 0.036804 | 0.042005 | 0.026576 | 31.2912 | - | 33.4503 | 0 | 0 |  | 2023 |  | 94 | 0.1 | 5.8757 | 5.8757 | 0.2 | 8.1056 | 8.1056 | 6.7836 | 9.3581 |  | 0.0058386 | 0.0040775 | 0.004293 | 0.0026883 | 0.0073377 | 0.0051243 | 0.0053952 | 0.0033785 | 0.0018959 | 0.0018959 |  | 0.11545 | 6.7836 | 6.7836 | 0.2309 | 9.3581 | 9.3581
| 2024 |  | 0.058031 | 0.054472 | 0.040857 | 0.037243 | 0.0050143 | 0.072787 | 0.068678 | 0.052959 | 0.048787 | 61.24 | 36.0397 | 65.4656 | 42.2743 | 42.2743 | 0.042404 | 0.043308 | 0.041309 | 0.041571 |  | 2024 |  | 0.0043376 | 0.0032803 | 0.0029216 | 0.0021288 | 0 | 5.8351 | 0 | 6.8446 | 6.8446 | 0.0055981 | 0.0042336 | 0.0037706 | 0.0027474 | 0 | 3.3869 | 0 | 3.9728 | 3.9728 | 0.0011303 | 0.0011303 |  | 2024 |  | 0.034927 | 0.025553 | 0.024755 | 0.018402 | - | 52.0256 | 0 | 61.0256 | 61.0256 | 0.045076 | 0.032978 | 0.031949 | 0.023749 | - | 30.1973 | 0 | 35.4212 | 35.4212 |  | 2024 |  | 94 | - | 4.636 | 4.636 | 0.1 | 6.2407 | 6.2407 | 5.3523 | 7.205 |  | 0.0046846 | 0.0035427 | 0.0031553 | 0.0022991 | 0.006046 | 0.0045722 | 0.0040722 | 0.0029672 | 0.0012207 | 0.0012207 |  | 0 | 5.3523 | 5.3523 | 0.11545 | 7.205 | 7.205
| 2025 |  | 0.054886 | 0.051938 | 0.043111 | 0.03858 | 0.0041326 | 0.068138 | 0.064735 | 0.054544 | 0.049312 | 65.65 | 53.9052 | 70.1799 | 63.2304 | 63.2304 | 0.042052 | 0.042948 | 0.040966 | 0.041226 |  | 2025 |  | 0.0029311 | 0.0022152 | 0.0022148 | 0.0015824 | 0 | 95.5547 | 0 | 112.0849 | 112.0849 | 0.0040348 | 0.0030494 | 0.0030488 | 0.0021783 | 0 | 74.94 | 0 | 87.904 | 87.904 | 0.00085596 | 0.00085596 |  | 2025 |  | 0.023272 | 0.0171 | 0.018476 | 0.013475 | - | 854.6923 | 0 | 1002.5476 | 1002.5476 | 0.032034 | 0.023539 | 0.025434 | 0.018549 | - | 670.3033 | 0 | 786.2607 | 786.2607 |  | 2025 |  | 94 | - | 8.277 | 8.277 | - | 8.9778 | 8.9778 | 9.5559 | 10.3651 |  | 0.0031656 | 0.0023925 | 0.002392 | 0.001709 | 0.0043576 | 0.0032933 | 0.0032927 | 0.0023525 | 0.00092444 | 0.00092444 |  | 0 | 9.5559 | 9.5559 | 0 | 10.3651 | 10.3651
| 2026 |  | 0.05516 | 0.051743 | 0.046758 | 0.040938 | 0.0034129 | 0.067623 | 0.063678 | 0.057924 | 0.051204 | 71.16 | 74.8674 | 76.07 | 87.8189 | 87.8189 | 0.041716 | 0.042605 | 0.040638 | 0.040897 |  | 2026 |  | 0.0015526 | 0.0011487 | 0.0012713 | 0.00088155 | 0 | 112.7605 | 0 | 132.2672 | 132.2672 | 0.0028768 | 0.0021284 | 0.0023556 | 0.0016334 | 0 | 101.9835 | 0 | 119.6259 | 119.6259 | 0.0005906 | 0.0005906 |  | 2026 |  | 0.012165 | 0.0087527 | 0.010487 | 0.0073433 | - | 1009.3157 | 0 | 1183.9196 | 1183.9196 | 0.022541 | 0.016218 | 0.019432 | 0.013607 | - | 912.8512 | 0 | 1070.7675 | 1070.7675 |  | 2026 |  | 94 | - | 7.6259 | 7.6259 | - | 9.0239 | 9.0239 | 8.8043 | 10.4183 |  | 0.0016768 | 0.0012406 | 0.001373 | 0.00095207 | 0.003107 | 0.0022987 | 0.002544 | 0.0017641 | 0.00063784 | 0.00063784 |  | 0 | 8.8043 | 8.8043 | 0 | 10.4183 | 10.4183
| 2027 |  | 0.059556 | 0.055791 | 0.044754 | 0.038807 | 0.0027024 | 0.071879 | 0.067532 | 0.054789 | 0.047923 | 76.85 | 89.5302 | 82.1526 | 105.0183 | 105.0183 | 0.041409 | 0.042291 | 0.040339 | 0.040595 |  | 2027 |  | 0.00094771 | 0.00071095 | 0.00068957 | 0.00047628 | 0 | 110.4288 | 0 | 129.5322 | 129.5322 | 0.0015987 | 0.0011994 | 0.0011633 | 0.00080346 | 0 | 118.7393 | 0 | 139.2803 | 139.2803 | 0.00033726 | 0.00033726 |  | 2027 |  | 0.0074721 | 0.0054592 | 0.0056989 | 0.0039898 | - | 988.4448 | 0 | 1159.4382 | 1159.4382 | 0.012605 | 0.0092094 | 0.0096139 | 0.0067307 | - | 1062.8321 | 0 | 1246.6939 | 1246.6939 |  | 2027 |  | 94 | - | 6.4062 | 6.4062 | - | 8.3519 | 8.3519 | 7.3961 | 9.6425 |  | 0.0010235 | 0.00076783 | 0.00074473 | 0.00051438 | 0.0017266 | 0.0012953 | 0.0012563 | 0.00086774 | 0.00036424 | 0.00036424 |  | 0 | 7.3961 | 7.3961 | 0 | 9.6425 | 9.6425
| 2028 |  | 0.061464 | 0.054125 | 0.048888 | 0.039882 | 0.0024063 | 0.07374 | 0.065267 | 0.05922 | 0.048822 | 82.49 | 94.781 | 88.1818 | 111.1774 | 111.1774 | 0.041116 | 0.041992 | 0.040054 | 0.040308 |  | 2028 |  | 0 | 0 | 0 | 0 | 0 | 84.5884 | 0 | 99.2216 | 99.2216 | 0.00093565 | 0.0006634 | 0.00072061 | 0.0004735 | 0 | 116.6387 | 0 | 136.8163 | 136.8163 | 9.5635e-05 | 9.5635e-05 |  | 2028 |  | 0 | 0 | 0 | 0 | - | 757.1484 | 0 | 888.1292 | 888.1292 | 0.0074063 | 0.0050854 | 0.0060056 | 0.004004 | - | 1044.0295 | 0 | 1224.6386 | 1224.6386 |  | 2028 |  | 94 | - | 6.5389 | 6.5389 | - | 9.0249 | 9.0249 | 7.5493 | 10.4195 |  | 0 | 0 | 0 | 0 | 0.0010105 | 0.00071647 | 0.00077826 | 0.00051138 | 0.00010329 | 0.00010329 |  | 0 | 7.5493 | 7.5493 | 0 | 10.4195 | 10.4195
| 2029 |  | 0.063334 | 0.057975 | 0.047951 | 0.040565 | 0.0022812 | 0.075754 | 0.069567 | 0.057995 | 0.049467 | 88.13 | 100.997 | 94.211 | 118.4687 | 118.4687 | 0.040838 | 0.041708 | 0.039783 | 0.040035 |  | 2029 |  | 0 | 0 | 0 | 0 | 0 | 55.6274 | 0 | 65.2506 | 65.2506 | 0 | 0 | 0 | 0 | 0 | 89.9095 | 0 | 105.4631 | 105.4631 | 9.6351e-05 | 9.6351e-05 |  | 2029 |  | 0 | 0 | 0 | 0 | - | 497.9195 | 0 | 584.0558 | 584.0558 | - | - | - | - | - | 804.7769 | 0 | 943.9971 | 943.9971 |  | 2029 |  | 94 | - | 4.2747 | 4.2747 | - | 6.9484 | 6.9484 | 4.9353 | 8.0221 |  | 0 | 0 | 0 | 0 | 0 | 0 | 0 | 0 | 0.00010406 | 0.00010406 |  | 0 | 4.9353 | 4.9353 | 0 | 8.0221 | 8.0221
| 2030 |  | 0.058157 | 0.054928 | 0.050578 | 0.046196 | 0.0022868 | 0.069783 | 0.066056 | 0.061033 | 0.055974 | 83.9 | 97.7435 | 89.6891 | 114.6524 | 114.6524 | 0.040339 | 0.041199 | 0.039297 | 0.039546 |  | 2030 |  | 0 | 0 | 0 | 0 | 0 | 27.0791 | 0 | 31.7635 | 31.7635 | 0 | 0 | 0 | 0 | 0 | 49.5489 | 0 | 58.1205 | 58.1205 | 9.6902e-05 | 9.6902e-05 |  | 2030 |  | - | - | - | - | - | 242.3839 | 0 | 284.3144 | 284.3144 | - | - | - | - | - | 443.5109 | 0 | 520.2349 | 520.2349 |  | 2030 |  | 94 | - | 1.6042 | 1.6042 | - | 2.8555 | 2.8555 | 1.8521 | 3.2967 |  | 0 | 0 | 0 | 0 | 0 | 0 | 0 | 0 | 0.00010465 | 0.00010465 |  | 0 | 1.8521 | 1.8521 | 0 | 3.2967 | 3.2967
| 2031 |  | 0.05772 | 0.054157 | 0.045907 | 0.040021 | 0.0023389 | 0.06934 | 0.065226 | 0.0557 | 0.048905 | 82.49 | 94.781 | 88.1818 | 111.1774 | 111.1774 | 0.039863 | 0.040712 | 0.038833 | 0.03908 |  | 2031 |  | 0 | 0 | 0 | 0 | 0 | 12.6505 | 0 | 14.8389 | 14.8389 | 0 | 0 | 0 | 0 | 0 | 28.6018 | 0 | 33.5497 | 33.5497 | 9.6902e-05 | 9.6902e-05 |  | 2031 |  | - | - | - | - | - | 113.2339 | 0 | 132.8225 | 132.8225 | - | - | - | - | - | 256.0142 | 0 | 300.3027 | 300.3027 |  | 2031 |  | 94 | - | 1.0095 | 1.0095 | - | 2.26 | 2.26 | 1.1655 | 2.6092 |  | 0 | 0 | 0 | 0 | 0 | 0 | 0 | 0 | 0.00010465 | 0.00010465 |  | 0 | 1.1655 | 1.1655 | 0 | 2.6092 | 2.6092
| 2032 |  | 0.056398 | 0.052567 | 0.04678 | 0.040513 | 0.0027923 | 0.068337 | 0.063913 | 0.057232 | 0.049996 | 88.13 | 100.997 | 94.211 | 118.4687 | 118.4687 | 0.039409 | 0.040249 | 0.038391 | 0.038635 |  | 2032 |  | 0 | 0 | 0 | 0 | 0 | 3.6654 | 0 | 4.2995 | 4.2995 | 0 | 0 | 0 | 0 | 0 | 13.4462 | 0 | 15.7723 | 15.7723 | 9.6902e-05 | 9.6902e-05 |  | 2032 |  | - | - | - | - | - | 32.8087 | 0 | 38.4843 | 38.4843 | - | - | - | - | - | 120.3569 | 0 | 141.1777 | 141.1777 |  | 2032 |  | 94 | - | 0.27217 | 0.27217 | - | 1.0727 | 1.0727 | 0.31423 | 1.2384 |  | 0 | 0 | 0 | 0 | 0 | 0 | 0 | 0 | 0.00010465 | 0.00010465 |  | 0 | 0.31423 | 0.31423 | 0 | 1.2384 | 1.2384
| 2033 |  | 0.061008 | 0.053624 | 0.047501 | 0.038826 | 0.0028981 | 0.073781 | 0.065256 | 0.058186 | 0.048171 | 83.9 | 97.7435 | 89.6891 | 114.6524 | 114.6524 | 0.038976 | 0.039806 | 0.037969 | 0.03821 |  | 2033 |  | 0 | 0 | 0 | 0 | 0 | 0 | 0 | 0 | 0 | 0 | 0 | 0 | 0 | 0 | 3.2649 | 0 | 3.8296 | 3.8296 | 9.6902e-05 | 9.6902e-05 |  | 2033 |  | - | - | - | - | - | - | 0 | 0 | 0 | - | - | - | - | - | 29.2236 | 0 | 34.279 | 34.279 |  | 2033 |  | 94 | - | - | 0 | - | 0.18181 | 0.18181 | 0 | 0.2099 |  | 0 | 0 | 0 | 0 | 0 | 0 | 0 | 0 | 0.00010465 | 0.00010465 |  | 0 | 0 | 0 | 0 | 0.2099 | 0.2099
| 2034 |  | 0.060205 | 0.050486 | 0.050441 | 0.03965 | 0.0030079 | 0.07298 | 0.06176 | 0.061708 | 0.04925 | 82.49 | 94.781 | 88.1818 | 111.1774 | 111.1774 | 0.038564 | 0.039385 | 0.037567 | 0.037806 |  | 2034 |  | 0 | 0 | 0 | 0 | 0 | 0 | 0 | 0 | 0 | 0 | 0 | 0 | 0 | 0 | 0 | 0 | 0 | 0 | 9.6902e-05 | 9.6902e-05 |  | 2034 |  | - | - | - | - | - | - | 0 | 0 | 0 | - | - | - | - | - | - | 0 | 0 | 0 |  | 2034 |  | 94 | - | - | 0 | - | - | 0 | 0 | 0 |  | 0 | 0 | 0 | 0 | 0 | 0 | 0 | 0 | 0.00010465 | 0.00010465 |  | 0 | 0 | 0 | 0 | 0 | 0
| 2035 |  | 0.062228 | 0.055529 | 0.056207 | 0.047614 | 0.0031219 | 0.075448 | 0.067713 | 0.068496 | 0.058576 | 88.13 | 100.997 | 94.211 | 118.4687 | 118.4687 | 0.038171 | 0.038985 | 0.037185 | 0.037421 |  | 2035 |  | 0 | 0 | 0 | 0 | 0 | 0 | 0 | 0 | 0 | 0 | 0 | 0 | 0 | 0 | 0 | 0 | 0 | 0 | 9.6902e-05 | 9.6902e-05 |  | 2035 |  | - | - | - | - | - | - | 0 | 0 | 0 | - | - | - | - | - | - | 0 | 0 | 0 |  | 2035 |  | 94 | - | - | 0 | - | - | 0 | 0 | 0 |  | 0 | 0 | 0 | 0 | 0 | 0 | 0 | 0 | 0.00010465 | 0.00010465 |  | 0 | 0 | 0 | 0 | 0 | 0
| 2036 |  | 0.063409 | 0.055877 | 0.059124 | 0.049728 | 0.0033556 | 0.077082 | 0.068385 | 0.072134 | 0.061286 | 89.5993 | 102.6137 | 95.7816 | 120.365 | 120.365 | 0.03776 | 0.038564 | 0.036784 | 0.037018 |  | 2036 |  | 0 | 0 | 0 | 0 | 0 | 0 | 0 | 0 | 0 | 0 | 0 | 0 | 0 | 0 | 0 | 0 | 0 | 0 | 9.6902e-05 | 9.6902e-05 |  | 2036 |  | - | - | - | - | - | - | 0 | 0 | 0 | - | - | - | - | - | - | 0 | 0 | 0 |  | 2036 |  | 94 | - | - | 0 | - | - | 0 | 0 | 0 |  | 0 | 0 | 0 | 0 | 0 | 0 | 0 | 0 | 0.00010465 | 0.00010465 |  | 0 | 0 | 0 | 0 | 0 | 0
| 2037 |  | 0.064613 | 0.056227 | 0.062193 | 0.051936 | 0.0036068 | 0.078761 | 0.06908 | 0.075968 | 0.064125 | 91.093 | 104.2562 | 97.3784 | 122.2917 | 122.2917 | 0.037353 | 0.038149 | 0.036388 | 0.036619 |  | 2037 |  | 0 | 0 | 0 | 0 | 0 | 0 | 0 | 0 | 0 | 0 | 0 | 0 | 0 | 0 | 0 | 0 | 0 | 0 | 9.6902e-05 | 9.6902e-05 |  | 2037 |  | - | - | - | - | - | - | 0 | 0 | 0 | - | - | - | - | - | - | 0 | 0 | 0 |  | 2037 |  | 94 | - | - | 0 | - | - | 0 | 0 | 0 |  | 0 | 0 | 0 | 0 | 0 | 0 | 0 | 0 | 0.00010465 | 0.00010465 |  | 0 | 0 | 0 | 0 | 0 | 0
| 2038 |  | 0.065839 | 0.05658 | 0.065422 | 0.054241 | 0.0038768 | 0.080489 | 0.069798 | 0.080007 | 0.067098 | 92.6116 | 105.9251 | 99.0019 | 124.2493 | 124.2493 | 0.03695 | 0.037737 | 0.035995 | 0.036224 |  | 2038 |  | 0 | 0 | 0 | 0 | 0 | 0 | 0 | 0 | 0 | 0 | 0 | 0 | 0 | 0 | 0 | 0 | 0 | 0 | 9.6902e-05 | 9.6902e-05 |  | 2038 |  | - | - | - | - | - | - | 0 | 0 | 0 | - | - | - | - | - | - | 0 | 0 | 0 |  | 2038 |  | 94 | - | - | 0 | - | - | 0 | 0 | 0 |  | 0 | 0 | 0 | 0 | 0 | 0 | 0 | 0 | 0.00010465 | 0.00010465 |  | 0 | 0 | 0 | 0 | 0 | 0
| 2039 |  | 0.067089 | 0.056935 | 0.068818 | 0.056649 | 0.0041671 | 0.082266 | 0.070543 | 0.084263 | 0.070213 | 94.1556 | 107.6206 | 100.6524 | 126.2381 | 126.2381 | 0.036552 | 0.037331 | 0.035607 | 0.035834 |  | 2039 |  | 0 | 0 | 0 | 0 | 0 | 0 | 0 | 0 | 0 | 0 | 0 | 0 | 0 | 0 | 0 | 0 | 0 | 0 | 9.6902e-05 | 9.6902e-05 |  | 2039 |  | - | - | - | - | - | - | 0 | 0 | 0 | - | - | - | - | - | - | 0 | 0 | 0 |  | 2039 |  | 94 | - | - | 0 | - | - | 0 | 0 | 0 |  | 0 | 0 | 0 | 0 | 0 | 0 | 0 | 0 | 0.00010465 | 0.00010465 |  | 0 | 0 | 0 | 0 | 0 | 0
| 2040 |  | 0.068362 | 0.057292 | 0.07239 | 0.059164 | 0.004479 | 0.084096 | 0.071315 | 0.088747 | 0.073477 | 95.7253 | 109.3433 | 102.3304 | 128.2589 | 128.2589 | 0.036157 | 0.036928 | 0.035223 | 0.035447 |  | 2040 |  | 0 | 0 | 0 | 0 | 0 | 0 | 0 | 0 | 0 | 0 | 0 | 0 | 0 | 0 | 0 | 0 | 0 | 0 | 9.6902e-05 | 9.6902e-05 |  | 2040 |  | - | - | - | - | - | - | 0 | 0 | 0 | - | - | - | - | - | - | 0 | 0 | 0 |  | 2040 |  | 94 | - | - | 0 | - | - | 0 | 0 | 0 |  | 0 | 0 | 0 | 0 | 0 | 0 | 0 | 0 | 0.00010465 | 0.00010465 |  | 0 | 0 | 0 | 0 | 0 | 0
| 2041 |  | 0.069659 | 0.057651 | 0.076148 | 0.06179 | 0.0048144 | 0.085981 | 0.072117 | 0.093472 | 0.076896 | 97.3212 | 111.0936 | 104.0364 | 130.3119 | 130.3119 | 0.035768 | 0.03653 | 0.034844 | 0.035065 |  | 2041 |  | 0 | 0 | 0 | 0 | 0 | 0 | 0 | 0 | 0 | 0 | 0 | 0 | 0 | 0 | 0 | 0 | 0 | 0 | 9.6902e-05 | 9.6902e-05 |  | 2041 |  | - | - | - | - | - | - | 0 | 0 | 0 | - | - | - | - | - | - | 0 | 0 | 0 |  | 2041 |  | 94 | - | - | 0 | - | - | 0 | 0 | 0 |  | 0 | 0 | 0 | 0 | 0 | 0 | 0 | 0 | 0.00010465 | 0.00010465 |  | 0 | 0 | 0 | 0 | 0 | 0
| 2042 |  | 0.070981 | 0.058012 | 0.080101 | 0.064533 | 0.0051748 | 0.087924 | 0.072951 | 0.098452 | 0.080479 | 98.9437 | 112.8719 | 105.7708 | 132.3978 | 132.3978 | 0.035382 | 0.036136 | 0.034468 | 0.034687 |  | 2042 |  | 0 | 0 | 0 | 0 | 0 | 0 | 0 | 0 | 0 | 0 | 0 | 0 | 0 | 0 | 0 | 0 | 0 | 0 | 9.6902e-05 | 9.6902e-05 |  | 2042 |  | - | - | - | - | - | - | 0 | 0 | 0 | - | - | - | - | - | - | 0 | 0 | 0 |  | 2042 |  | 94 | - | - | 0 | - | - | 0 | 0 | 0 |  | 0 | 0 | 0 | 0 | 0 | 0 | 0 | 0 | 0.00010465 | 0.00010465 |  | 0 | 0 | 0 | 0 | 0 | 0
| 2043 |  | 0.072329 | 0.058376 | 0.084259 | 0.067398 | 0.0055622 | 0.089926 | 0.073818 | 0.1037 | 0.084234 | 100.5932 | 114.6786 | 107.5342 | 134.5172 | 134.5172 | 0.035001 | 0.035746 | 0.034096 | 0.034313 |  | 2043 |  | 0 | 0 | 0 | 0 | 0 | 0 | 0 | 0 | 0 | 0 | 0 | 0 | 0 | 0 | 0 | 0 | 0 | 0 | 9.6902e-05 | 9.6902e-05 |  | 2043 |  | - | - | - | - | - | - | 0 | 0 | 0 | - | - | - | - | - | - | 0 | 0 | 0 |  | 2043 |  | 94 | - | - | 0 | - | - | 0 | 0 | 0 |  | 0 | 0 | 0 | 0 | 0 | 0 | 0 | 0 | 0.00010465 | 0.00010465 |  | 0 | 0 | 0 | 0 | 0 | 0
| 2044 |  | 0.073701 | 0.058742 | 0.088632 | 0.07039 | 0.0059786 | 0.091992 | 0.074721 | 0.10923 | 0.088169 | 102.2703 | 116.5143 | 109.3269 | 136.6704 | 136.6704 | 0.034623 | 0.035361 | 0.033729 | 0.033943 |  | 2044 |  | 0 | 0 | 0 | 0 | 0 | 0 | 0 | 0 | 0 | 0 | 0 | 0 | 0 | 0 | 0 | 0 | 0 | 0 | 9.6902e-05 | 9.6902e-05 |  | 2044 |  | - | - | - | - | - | - | 0 | 0 | 0 | - | - | - | - | - | - | 0 | 0 | 0 |  | 2044 |  | 94 | - | - | 0 | - | - | 0 | 0 | 0 |  | 0 | 0 | 0 | 0 | 0 | 0 | 0 | 0 | 0.00010465 | 0.00010465 |  | 0 | 0 | 0 | 0 | 0 | 0
| 2045 |  | 0.0751 | 0.05911 | 0.093233 | 0.073514 | 0.0064262 | 0.094124 | 0.075663 | 0.11506 | 0.092293 | 103.9752 | 118.3794 | 111.1495 | 138.8581 | 138.8581 | 0.03425 | 0.03498 | 0.033365 | 0.033577 |  | 2045 |  | 0 | 0 | 0 | 0 | 0 | 0 | 0 | 0 | 0 | 0 | 0 | 0 | 0 | 0 | 0 | 0 | 0 | 0 | 9.6902e-05 | 9.6902e-05 |  | 2045 |  | - | - | - | - | - | - | 0 | 0 | 0 | - | - | - | - | - | - | 0 | 0 | 0 |  | 2045 |  | 94 | - | - | 0 | - | - | 0 | 0 | 0 |  | 0 | 0 | 0 | 0 | 0 | 0 | 0 | 0 | 0.00010465 | 0.00010465 |  | 0 | 0 | 0 | 0 | 0 | 0
| 2046 |  | 0.076525 | 0.059481 | 0.098073 | 0.076778 | 0.0069073 | 0.096325 | 0.076647 | 0.1212 | 0.096616 | 105.7087 | 120.2743 | 113.0026 | 141.0808 | 141.0808 | 0.033881 | 0.034603 | 0.033005 | 0.033215 |  | 2046 |  | 0 | 0 | 0 | 0 | 0 | 0 | 0 | 0 | 0 | 0 | 0 | 0 | 0 | 0 | 0 | 0 | 0 | 0 | 9.6902e-05 | 9.6902e-05 |  | 2046 |  | - | - | - | - | - | - | 0 | 0 | 0 | - | - | - | - | - | - | 0 | 0 | 0 |  | 2046 |  | 94 | - | - | 0 | - | - | 0 | 0 | 0 |  | 0 | 0 | 0 | 0 | 0 | 0 | 0 | 0 | 0.00010465 | 0.00010465 |  | 0 | 0 | 0 | 0 | 0 | 0
| 2047 |  | 0.077978 | 0.059854 | 0.10316 | 0.080186 | 0.0074244 | 0.098598 | 0.077674 | 0.12768 | 0.10115 | 107.471 | 122.1995 | 114.8865 | 143.3391 | 143.3391 | 0.033515 | 0.03423 | 0.032649 | 0.032857 |  | 2047 |  | 0 | 0 | 0 | 0 | 0 | 0 | 0 | 0 | 0 | 0 | 0 | 0 | 0 | 0 | 0 | 0 | 0 | 0 | 9.6902e-05 | 9.6902e-05 |  | 2047 |  | - | - | - | - | - | - | 0 | 0 | 0 | - | - | - | - | - | - | 0 | 0 | 0 |  | 2047 |  | 94 | - | - | 0 | - | - | 0 | 0 | 0 |  | 0 | 0 | 0 | 0 | 0 | 0 | 0 | 0 | 0.00010465 | 0.00010465 |  | 0 | 0 | 0 | 0 | 0 | 0
| 2048 |  | 0.079458 | 0.060229 | 0.10852 | 0.083746 | 0.0079802 | 0.10095 | 0.078749 | 0.1345 | 0.1059 | 109.2627 | 124.1556 | 116.8018 | 145.6336 | 145.6336 | 0.033154 | 0.033861 | 0.032297 | 0.032503 |  | 2048 |  | 0 | 0 | 0 | 0 | 0 | 0 | 0 | 0 | 0 | 0 | 0 | 0 | 0 | 0 | 0 | 0 | 0 | 0 | 9.6902e-05 | 9.6902e-05 |  | 2048 |  | - | - | - | - | - | - | 0 | 0 | 0 | - | - | - | - | - | - | 0 | 0 | 0 |  | 2048 |  | 94 | - | - | 0 | - | - | 0 | 0 | 0 |  | 0 | 0 | 0 | 0 | 0 | 0 | 0 | 0 | 0.00010465 | 0.00010465 |  | 0 | 0 | 0 | 0 | 0 | 0
| 2049 |  | 0.080966 | 0.060607 | 0.11415 | 0.087463 | 0.0085776 | 0.10338 | 0.079875 | 0.14169 | 0.11088 | 111.0842 | 126.143 | 118.749 | 147.9647 | 147.9647 | 0.032797 | 0.033496 | 0.031949 | 0.032152 |  | 2049 |  | 0 | 0 | 0 | 0 | 0 | 0 | 0 | 0 | 0 | 0 | 0 | 0 | 0 | 0 | 0 | 0 | 0 | 0 | 9.6902e-05 | 9.6902e-05 |  | 2049 |  | - | - | - | - | - | - | 0 | 0 | 0 | - | - | - | - | - | - | 0 | 0 | 0 |  | 2049 |  | 94 | - | - | 0 | - | - | 0 | 0 | 0 |  | 0 | 0 | 0 | 0 | 0 | 0 | 0 | 0 | 0.00010465 | 0.00010465 |  | 0 | 0 | 0 | 0 | 0 | 0
| 2050 |  | 0.082502 | 0.060987 | 0.12008 | 0.091346 | 0.0092198 | 0.10589 | 0.081055 | 0.14928 | 0.1161 | 112.9362 | 128.1622 | 120.7288 | 150.3332 | 150.3332 | 0.032443 | 0.033134 | 0.031605 | 0.031806 |  | 2050 |  | 0 | 0 | 0 | 0 | 0 | 0 | 0 | 0 | 0 | 0 | 0 | 0 | 0 | 0 | 0 | 0 | 0 | 0 | 9.6902e-05 | 9.6902e-05 |  | 2050 |  | - | - | - | - | - | - | 0 | 0 | 0 | - | - | - | - | - | - | 0 | 0 | 0 |  | 2050 |  | 94 | - | - | 0 | - | - | 0 | 0 | 0 |  | 0 | 0 | 0 | 0 | 0 | 0 | 0 | 0 | 0.00010465 | 0.00010465 |  | 0 | 0 | 0 | 0 | 0 | 0
Avoided Natural Gas Costs from AESC
| AESC 2018 Appendix C Workbooks - June 1, 2018 FINAL | [13 empty] | AESC 2018 Appendix C Workbooks - June 1, 2018 FINAL
| 1 | 2 | 3 | 4 | 5 | 6 | 7 | 8 | 9 | 10 | 11 | 12 | 13 | 14 | 15 | 16 | 17 | 18 | 19 | 20 | 21 | 22 | 23 | 24 | 25 | 26 | 27 | 28 | 29 | 30 | 31 | 32
| Table 119. Avoided cost of gas to retail customers by end-use for Northern New England (NNE) assuming some avoidable retail margin (2018$/MMBtu) | [13 empty] | Table 122. Gas supply DRIPE and gas cross DRIPE – New Hampshire (2018$/MMBtu)
[17 empty] | Gas Supply DRIPE (applicable to reductions in every end-use) |  | Gas Cross DRIPE (applicable to reductions by end-use)
|  |  | RESIDENTIAL |  |  |  |  | COMMERCIAL & INDUSTRIAL |  |  |  | ALL RETAIL END USES | [6 empty] | RESIDENTIAL |  |  |  |  | COMMERCIAL & INDUSTRIAL |  |  |  | ALL RETAIL END USES |  | Source:
| Year |  | Non Heating | Hot Water | Heating | All |  | Non Heating | Heating | All |  |  |  |  | Year |  |  |  | Non Heating | Hot Water | Heating | All |  | Non Heating | Heating | All
[17 empty] | 1 |  | 2 | 3 | 4 | 5 |  | 6 | 7 | 8 |  | 9 |  | Year | $/MMBtu (2018) | Price/ton
| 2018 |  | 4.5933 | 6.3983 | 7.6033 | 7.024 |  | 5.3314 | 6.6236 | 6.0589 |  | 6.3832 |  |  | 2018 |  | 0 |  | 0.25 | 0.25 | 0.47 | 0.393 |  | 0.25 | 0.47 | 0.37386 |  | 0.38408 |  | 2018 | 0.49 | 6.0756
| 2019 |  | 4.267 | 6.0971 | 7.31 | 6.7242 |  | 5.016 | 6.3238 | 5.7523 |  | 6.0802 |  |  | 2019 |  | 0 |  | 0.39 | 0.39 | 0.74 | 0.6175 |  | 0.39 | 0.74 | 0.58705 |  | 0.60331 |  | 2019 | 0.71 | 8.8035
| 2020 |  | 5.1777 | 6.8491 | 8.0146 | 7.4691 |  | 5.858 | 7.0698 | 6.5403 |  | 6.8452 |  |  | 2020 |  | 0 |  | 0.44 | 0.44 | 0.81 | 0.6805 |  | 0.44 | 0.81 | 0.64831 |  | 0.6655 |  | 2020 | 0.93 | 11.5313
| 2021 |  | 6.0898 | 7.7876 | 8.9601 | 8.4082 |  | 6.7825 | 8.0085 | 7.4728 |  | 7.7812 |  |  | 2021 |  | 0.01 |  | 0.44 | 0.44 | 0.82 | 0.687 |  | 0.44 | 0.82 | 0.65394 |  | 0.67159 |  | 2021 | 0.99 | 12.2753
| 2022 |  | 6.0266 | 7.7162 | 8.8865 | 8.3366 |  | 6.716 | 7.9372 | 7.4035 |  | 7.7107 |  |  | 2022 |  | 0.01 |  | 0.4 | 0.4 | 0.74 | 0.621 |  | 0.4 | 0.74 | 0.59142 |  | 0.60722 |  | 2022 | 1.05 | 13.0192
| 2023 |  | 6.0446 | 7.729 | 8.8979 | 8.3493 |  | 6.732 | 7.95 | 7.4177 |  | 7.7241 |  |  | 2023 |  | 0.01 |  | 0.29 | 0.29 | 0.53 | 0.446 |  | 0.29 | 0.53 | 0.42512 |  | 0.43627 |  | 2023 | 1.11 | 13.7632
| 2024 |  | 6.1313 | 7.8135 | 8.9819 | 8.4338 |  | 6.8181 | 8.0346 | 7.5029 |  | 7.8089 |  |  | 2024 |  | 0.01 |  | 0.18 | 0.18 | 0.33 | 0.2775 |  | 0.18 | 0.33 | 0.26445 |  | 0.27142 |  | 2024 | 1.2 | 14.8791
| 2025 |  | 6.155 | 7.832 | 8.9991 | 8.4522 |  | 6.8397 | 8.0532 | 7.5229 |  | 7.8281 |  |  | 2025 |  | 0.01 |  | 0.14 | 0.14 | 0.25 | 0.2115 |  | 0.14 | 0.25 | 0.20193 |  | 0.20704 |  | 2025 | 1.29 | 15.995
| 2026 |  | 6.2328 | 7.9071 | 9.0735 | 8.5273 |  | 6.9167 | 8.1283 | 7.5988 |  | 7.9036 |  |  | 2026 |  | 0.01 |  | 0.09 | 0.09 | 0.16 | 0.1355 |  | 0.09 | 0.16 | 0.12941 |  | 0.13266 |  | 2026 | 1.38 | 17.111
| 2027 |  | 6.2703 | 7.9405 | 9.1059 | 8.5606 |  | 6.9527 | 8.1618 | 7.6334 |  | 7.9375 |  |  | 2027 |  | 0.01 |  | 0.05 | 0.05 | 0.08 | 0.0695 |  | 0.05 | 0.08 | 0.06689 |  | 0.068284 |  | 2027 | 1.47 | 18.2269
| 2028 |  | 6.3931 | 8.0631 | 9.2284 | 8.6832 |  | 7.0757 | 8.2845 | 7.7562 |  | 8.0602 |  |  | 2028 |  | 0.01 |  | 0.01 | 0.01 | 0 | 0.0035 |  | 0.01 | 0 | 0.00437 |  | 0.0039054 |  | 2028 | 1.56 | 19.3428
| 2029 |  | 6.4995 | 8.1679 | 9.3329 | 8.788 |  | 7.1818 | 8.3894 | 7.8616 |  | 8.1653 |  |  | 2029 |  | 0.01 |  | 0.01 | 0.01 | 0 | 0.0035 |  | 0.01 | 0 | 0.00437 |  | 0.0039054 |  | 2029 | 1.65 | 20.4588
| 2030 |  | 6.5615 | 8.227 | 9.3911 | 8.847 |  | 7.2427 | 8.4485 | 7.9216 |  | 8.2247 |  |  | 2030 |  | 0.01 |  | 0 | 0 | 0 | 0 |  | 0 | 0 | 0 |  | 0 |  | 2030 | 1.78 | 22.0707
| 2031 |  | 6.7222 | 8.3889 | 9.5534 | 9.009 |  | 7.4043 | 8.6104 | 8.0834 |  | 8.3866 |  |  | 2031 |  | 0.01 |  | 0 | 0 | 0 | 0 |  | 0 | 0 | 0 |  | 0 |  | 2031 | 1.92 | 23.8066
| 2032 |  | 6.7389 | 8.401 | 9.5643 | 9.021 |  | 7.4193 | 8.6226 | 8.0968 |  | 8.3992 |  |  | 2032 |  | 0.01 |  | 0 | 0 | 0 | 0 |  | 0 | 0 | 0 |  | 0 |  | 2032 | 2.06 | 25.5425
| 2033 |  | 6.6873 | 8.3425 | 9.504 | 8.9624 |  | 7.3648 | 8.5642 | 8.0401 |  | 8.3415 |  |  | 2033 |  | 0.01 |  | 0 | 0 | 0 | 0 |  | 0 | 0 | 0 |  | 0 |  | 2033 | 2.2 | 27.2784
| 2034 |  | 6.6016 | 8.2498 | 9.4095 | 8.8695 |  | 7.2762 | 8.4715 | 7.9491 |  | 8.2496 |  |  | 2034 |  | 0.01 |  | 0 | 0 | 0 | 0 |  | 0 | 0 | 0 |  | 0 |  | 2034 | 2.33 | 28.8903
| 2035 |  | 6.6303 | 8.2748 | 9.4335 | 8.8945 |  | 7.3035 | 8.4965 | 7.9752 |  | 8.275 |  |  | 2035 |  | 0.01 |  | 0 | 0 | 0 | 0 |  | 0 | 0 | 0 |  | 0 |  | 2035 | 2.47 | 30.6262
| 2036 |  | 6.6714 | 8.3125 | 9.4703 | 8.932 |  | 7.3434 | 8.5343 | 8.0138 |  | 8.3131 |  |  | 2036 |  | 0.01 |  | 0 | 0 | 0 | 0 |  | 0 | 0 | 0 |  | 0 |  | 2036 | 2.62 | 32.4861
| 2037 |  | 6.7128 | 8.3504 | 9.5072 | 8.9698 |  | 7.3834 | 8.5722 | 8.0527 |  | 8.3514 |  |  | 2037 |  | 0.01 |  | 0 | 0 | 0 | 0 |  | 0 | 0 | 0 |  | 0 |  | 2037 | 2.77 | 34.3459
| 2038 |  | 6.7544 | 8.3884 | 9.5443 | 9.0077 |  | 7.4237 | 8.6102 | 8.0917 |  | 8.3898 |  |  | 2038 |  | 0.01 |  | 0 | 0 | 0 | 0 |  | 0 | 0 | 0 |  | 0 |  | 2038 | 2.94 | 36.4538
| 2039 |  | 6.7963 | 8.4266 | 9.5815 | 9.0457 |  | 7.4642 | 8.6484 | 8.1309 |  | 8.4284 |  |  | 2039 |  | 0.01 |  | 0 | 0 | 0 | 0 |  | 0 | 0 | 0 |  | 0 |  | 2039 | 3.12 | 38.6857
| 2040 |  | 6.8385 | 8.465 | 9.6188 | 9.0839 |  | 7.505 | 8.6868 | 8.1703 |  | 8.4672 |  |  | 2040 |  | 0.01 |  | 0 | 0 | 0 | 0 |  | 0 | 0 | 0 |  | 0 |  | 2040 | 3.3 | 40.9175
| 2041 |  | 6.8809 | 8.5036 | 9.6563 | 9.1223 |  | 7.5459 | 8.7254 | 8.2099 |  | 8.5062 |  |  | 2041 |  | 0.01 |  | 0 | 0 | 0 | 0 |  | 0 | 0 | 0 |  | 0 |  | 2041 | 3.5 | 43.3974
| 2042 |  | 6.9236 | 8.5423 | 9.694 | 9.1608 |  | 7.5871 | 8.7642 | 8.2497 |  | 8.5454 |  |  | 2042 |  | 0.01 |  | 0 | 0 | 0 | 0 |  | 0 | 0 | 0 |  | 0 |  | 2042 | 3.71 | 46.0012
| 2043 |  | 6.9665 | 8.5812 | 9.7318 | 9.1995 |  | 7.6285 | 8.8031 | 8.2896 |  | 8.5847 |  |  | 2043 |  | 0.01 |  | 0 | 0 | 0 | 0 |  | 0 | 0 | 0 |  | 0 |  | 2043 | 3.93 | 48.7291
| 2044 |  | 7.0097 | 8.6203 | 9.7697 | 9.2384 |  | 7.6701 | 8.8422 | 8.3298 |  | 8.6242 |  |  | 2044 |  | 0.01 |  | 0 | 0 | 0 | 0 |  | 0 | 0 | 0 |  | 0 |  | 2044 | 4.16 | 51.5809
| 2045 |  | 7.0532 | 8.6596 | 9.8078 | 9.2774 |  | 7.712 | 8.8814 | 8.3702 |  | 8.6639 |  |  | 2045 |  | 0.01 |  | 0 | 0 | 0 | 0 |  | 0 | 0 | 0 |  | 0 |  | 2045 | 4.41 | 54.6807
| 2046 |  | 7.0969 | 8.699 | 9.846 | 9.3166 |  | 7.754 | 8.9208 | 8.4107 |  | 8.7038 |  |  | 2046 |  | 0.01 |  | 0 | 0 | 0 | 0 |  | 0 | 0 | 0 |  | 0 |  | 2046 | 4.68 | 58.0285
| 2047 |  | 7.1409 | 8.7387 | 9.8844 | 9.356 |  | 7.7964 | 8.9605 | 8.4515 |  | 8.7438 |  |  | 2047 |  | 0.01 |  | 0 | 0 | 0 | 0 |  | 0 | 0 | 0 |  | 0 |  | 2047 | 4.95 | 61.3763
| 2048 |  | 7.1852 | 8.7785 | 9.923 | 9.3955 |  | 7.8389 | 9.0002 | 8.4924 |  | 8.7841 |  |  | 2048 |  | 0.01 |  | 0 | 0 | 0 | 0 |  | 0 | 0 | 0 |  | 0 |  | 2048 | 5.25 | 65.0961
| 2049 |  | 7.2298 | 8.8185 | 9.9616 | 9.4352 |  | 7.8817 | 9.0402 | 8.5336 |  | 8.8245 |  |  | 2049 |  | 0.01 |  | 0 | 0 | 0 | 0 |  | 0 | 0 | 0 |  | 0 |  | 2049 | 5.56 | 68.9399
| 2050 |  | 7.2746 | 8.8586 | 10.0005 | 9.4751 |  | 7.9247 | 9.0803 | 8.5749 |  | 8.8651 |  |  | 2050 |  | 0.01 |  | 0 | 0 | 0 | 0 |  | 0 | 0 | 0 |  | 0 |  | 2050 | 5.9 | 73.1556
Avoided Other Fuel Costs from AESC
| AESC 2018 Appendix D Workbooks - June 1, 2018 FINAL | [13 empty] | AESC 2018 Appendix D Workbooks - June 1, 2018 FINAL
| 1 | 2 | 3 | 4 | 5 | 6 | 7 | 8 | 9 | 10 | 11 | 12 | 13 | 14 | 15 | 16 | 17 | 18 | 19 | 20 | 21 | 22
| Table 130. Avoided costs of petroleum fuels and other fuels by sector (2018$/MMBtu) | [13 empty] | Table 132. Diesel Fuel DRIPE by state ($/MMBtu per MMBtu reduced)
| Year | Fuel Oils | [6 empty] | Other Fuels
|  | Residential | Commercial |  |  | Industrial |  |  | Residential |  |  |  | Industrial
|  | Distillate Fuel Oil | Distillate Fuel Oil | Residual Fuel Oil | Weighted Average | Distillate Fuel Oil | Residual Fuel Oil | Weighted Average | Cord Wood | Wood Pellets | Kerosene | Propane | Kerosene
|  | $/MMBtu | $/MMBtu | $/MMBtu | $/MMBtu | $/MMBtu | $/MMBtu | $/MMBtu | $/MMBtu | $/MMBtu | $/MMBtu | $/MMBtu | $/MMBtu |  | Year | Zone-on-Zone DRIPE
|  | 2018$ | 2018$ | 2018$ | 2018$ | 2018$ | 2018$ | 2018$ | 2018$ | 2018$ | 2018$ | 2018$ | 2018$ |  |  | NE | CT | MA | ME | NH | RI | VT
| 2018 | 17.3024 | 14.1591 | 10.689 | 14.0444 | 14.4366 | 10.9258 | 14.1571 | 10.4627 | 16.8619 | 15.515 | 26.9815 | 14.631 |  | 2018 | 0.089424 | 0.020127 | 0.032923 | 0.013075 | 0.0095056 | 0.0076028 | 0.0053751
| 2019 | 16.2592 | 13.3557 | 10.6311 | 13.2657 | 13.6587 | 10.9697 | 13.4447 | 9.8319 | 15.8453 | 14.5796 | 24.1213 | 13.8426 |  | 2019 | 0.098772 | 0.022231 | 0.036364 | 0.014442 | 0.010499 | 0.0083975 | 0.005937
| 2020 | 17.7111 | 14.5897 | 12.0897 | 14.5071 | 14.9501 | 12.5655 | 14.7603 | 10.7099 | 17.2602 | 15.8815 | 25.6207 | 15.1514 |  | 2020 | 0.10476 | 0.023579 | 0.038569 | 0.015317 | 0.011136 | 0.0089066 | 0.0062969
| 2021 | 19.3749 | 15.9601 | 13.6151 | 15.8826 | 16.3742 | 14.2397 | 16.2043 | 11.716 | 18.8816 | 17.3734 | 27.5719 | 16.5947 |  | 2021 | 0.10777 | 0.024257 | 0.039678 | 0.015758 | 0.011456 | 0.0091628 | 0.006478
| 2022 | 20.9467 | 17.3774 | 15.0527 | 17.3005 | 17.8731 | 15.8328 | 17.7107 | 12.6664 | 20.4134 | 18.7828 | 30.0825 | 18.1137 |  | 2022 | 0.11015 | 0.024791 | 0.040552 | 0.016105 | 0.011708 | 0.0093645 | 0.0066207
| 2023 | 22.9093 | 19.0273 | 16.7402 | 18.9517 | 19.5805 | 17.6078 | 19.4235 | 13.8532 | 22.326 | 20.5426 | 32.8601 | 19.8442 |  | 2023 | 0.11055 | 0.024882 | 0.0407 | 0.016163 | 0.011751 | 0.0093988 | 0.0066449
| 2024 | 23.2318 | 19.296 | 17.1344 | 19.2246 | 19.8629 | 18.0225 | 19.7164 | 14.0482 | 22.6403 | 20.8318 | 33.006 | 20.1303 |  | 2024 | 0.11103 | 0.02499 | 0.040876 | 0.016233 | 0.011802 | 0.0094395 | 0.0066737
| 2025 | 23.7098 | 19.7942 | 17.6958 | 19.7248 | 20.4048 | 18.613 | 20.2622 | 14.3373 | 23.1062 | 21.2605 | 32.9379 | 20.6796 |  | 2025 | 0.1127 | 0.025367 | 0.041493 | 0.016478 | 0.01198 | 0.0095819 | 0.0067743
| 2026 | 24.0809 | 20.1144 | 18.1556 | 20.0496 | 20.7433 | 19.0966 | 20.6122 | 14.5617 | 23.4678 | 21.5932 | 32.9982 | 21.0226 |  | 2026 | 0.11397 | 0.025653 | 0.041961 | 0.016664 | 0.012115 | 0.00969 | 0.0068508
| 2027 | 24.2784 | 20.3321 | 18.335 | 20.2661 | 20.9819 | 19.2853 | 20.8468 | 14.6811 | 23.6603 | 21.7704 | 33.3096 | 21.2644 |  | 2027 | 0.11363 | 0.025577 | 0.041836 | 0.016615 | 0.012079 | 0.0096611 | 0.0068304
| 2028 | 24.3198 | 20.3919 | 18.4167 | 20.3266 | 21.0494 | 19.3713 | 20.9158 | 14.7061 | 23.7006 | 21.8074 | 33.4008 | 21.3329 |  | 2028 | 0.11258 | 0.025338 | 0.041447 | 0.01646 | 0.011967 | 0.0095712 | 0.0067667
| 2029 | 24.539 | 20.6335 | 18.7651 | 20.5717 | 21.3142 | 19.7377 | 21.1887 | 14.8387 | 23.9143 | 22.0041 | 33.4377 | 21.6012 |  | 2029 | 0.11208 | 0.025227 | 0.041265 | 0.016388 | 0.011914 | 0.0095292 | 0.0067371
| 2030 | 24.9995 | 21.0508 | 19.2254 | 20.9904 | 21.7589 | 20.2219 | 21.6366 | 15.1171 | 24.363 | 22.4169 | 33.697 | 22.0519 |  | 2030 | 0.11356 | 0.025559 | 0.041807 | 0.016603 | 0.012071 | 0.0096545 | 0.0068256
| 2031 | 25.4095 | 21.4011 | 19.6856 | 21.3444 | 22.1287 | 20.7059 | 22.0154 | 15.3651 | 24.7626 | 22.7846 | 34.3675 | 22.4266 |  | 2031 | 0.11356 | 0.025559 | 0.041807 | 0.016603 | 0.012071 | 0.0096545 | 0.0068256
| 2032 | 25.9047 | 21.812 | 20.2044 | 21.7589 | 22.5601 | 21.2516 | 22.4559 | 15.6645 | 25.2452 | 23.2287 | 34.8705 | 22.8639 |  | 2032 | 0.11356 | 0.025559 | 0.041807 | 0.016603 | 0.012071 | 0.0096545 | 0.0068256
| 2033 | 25.8221 | 21.7978 | 20.1849 | 21.7445 | 22.5553 | 21.2311 | 22.4499 | 15.6146 | 25.1647 | 23.1546 | 34.9674 | 22.859 |  | 2033 | 0.11356 | 0.025559 | 0.041807 | 0.016603 | 0.012071 | 0.0096545 | 0.0068256
| 2034 | 26.1315 | 22.0708 | 20.5547 | 22.0207 | 22.8449 | 21.6201 | 22.7474 | 15.8017 | 25.4662 | 23.4321 | 35.3393 | 23.1526 |  | 2034 | 0.11356 | 0.025559 | 0.041807 | 0.016603 | 0.012071 | 0.0096545 | 0.0068256
| 2035 | 26.3478 | 22.2367 | 20.7431 | 22.1873 | 23.0166 | 21.8182 | 22.9212 | 15.9324 | 25.6769 | 23.6259 | 35.5091 | 23.3265 |  | 2035 | 0.11356 | 0.025559 | 0.041807 | 0.016603 | 0.012071 | 0.0096545 | 0.0068256
| 2036 | 26.8777 | 22.69 | 21.3356 | 22.6453 | 23.4951 | 22.4414 | 23.4113 | 16.2529 | 26.1934 | 24.1011 | 36.0379 | 23.8115 |  | 2036 | 0.11356 | 0.025559 | 0.041807 | 0.016603 | 0.012071 | 0.0096545 | 0.0068256
| 2037 | 26.9529 | 22.7364 | 21.4507 | 22.6939 | 23.5408 | 22.5626 | 23.4629 | 16.2984 | 26.2667 | 24.1686 | 36.2808 | 23.8578 |  | 2037 | 0.11356 | 0.025559 | 0.041807 | 0.016603 | 0.012071 | 0.0096545 | 0.0068256
| 2038 | 27.1194 | 22.8367 | 21.5904 | 22.7955 | 23.6391 | 22.7095 | 23.5651 | 16.399 | 26.4289 | 24.3179 | 36.7643 | 23.9574 |  | 2038 | 0.11356 | 0.025559 | 0.041807 | 0.016603 | 0.012071 | 0.0096545 | 0.0068256
| 2039 | 27.4916 | 23.1403 | 21.8773 | 23.0986 | 23.9569 | 23.0113 | 23.8816 | 16.6241 | 26.7916 | 24.6516 | 37.449 | 24.2795 |  | 2039 | 0.11356 | 0.025559 | 0.041807 | 0.016603 | 0.012071 | 0.0096545 | 0.0068256
| 2040 | 27.6901 | 23.272 | 22.1171 | 23.2338 | 24.0891 | 23.2635 | 24.0233 | 16.7441 | 26.9851 | 24.8296 | 37.7043 | 24.4134 |  | 2040 | 0.11356 | 0.025559 | 0.041807 | 0.016603 | 0.012071 | 0.0096545 | 0.0068256
| 2041 | 27.7336 | 23.3174 | 22.3649 | 23.2859 | 24.1384 | 23.5241 | 24.0895 | 16.7705 | 27.0275 | 24.8687 | 38.1165 | 24.4635 |  | 2041 | 0.11356 | 0.025559 | 0.041807 | 0.016603 | 0.012071 | 0.0096545 | 0.0068256
| 2042 | 27.7861 | 23.2982 | 22.2994 | 23.2651 | 24.1065 | 23.4552 | 24.0547 | 16.8022 | 27.0786 | 24.9157 | 38.3335 | 24.4311 |  | 2042 | 0.11356 | 0.025559 | 0.041807 | 0.016603 | 0.012071 | 0.0096545 | 0.0068256
| 2043 | 27.8474 | 23.3117 | 22.3584 | 23.2802 | 24.1138 | 23.5172 | 24.0663 | 16.8392 | 27.1384 | 24.9706 | 38.6451 | 24.4385 |  | 2043 | 0.11356 | 0.025559 | 0.041807 | 0.016603 | 0.012071 | 0.0096545 | 0.0068256
| 2044 | 27.9454 | 23.3574 | 22.4684 | 23.328 | 24.1551 | 23.6329 | 24.1136 | 16.8985 | 27.2339 | 25.0585 | 38.9136 | 24.4804 |  | 2044 | 0.11356 | 0.025559 | 0.041807 | 0.016603 | 0.012071 | 0.0096545 | 0.0068256
| 2045 | 28.0373 | 23.4542 | 22.5977 | 23.4259 | 24.2606 | 23.769 | 24.2215 | 16.9541 | 27.3234 | 25.1409 | 39.0407 | 24.5873 |  | 2045 | 0.11356 | 0.025559 | 0.041807 | 0.016603 | 0.012071 | 0.0096545 | 0.0068256
| 2046 | 28.2087 | 23.6139 | 22.8034 | 23.5871 | 24.4315 | 23.9853 | 24.396 | 17.0578 | 27.4905 | 25.2947 | 39.3339 | 24.7605 |  | 2046 | 0.11356 | 0.025559 | 0.041807 | 0.016603 | 0.012071 | 0.0096545 | 0.0068256
| 2047 | 28.5542 | 23.9112 | 23.1 | 23.8844 | 24.7456 | 24.2973 | 24.71 | 17.2667 | 27.8272 | 25.6045 | 39.6459 | 25.0789 |  | 2047 | 0.11356 | 0.025559 | 0.041807 | 0.016603 | 0.012071 | 0.0096545 | 0.0068256
| 2048 | 28.5725 | 23.9284 | 23.1476 | 23.9026 | 24.7641 | 24.3473 | 24.731 | 17.2777 | 27.845 | 25.6209 | 40.012 | 25.0976 |  | 2048 | 0.11356 | 0.025559 | 0.041807 | 0.016603 | 0.012071 | 0.0096545 | 0.0068256
| 2049 | 28.7603 | 24.104 | 23.3669 | 24.0797 | 24.9522 | 24.578 | 24.9224 | 17.3913 | 28.0281 | 25.7893 | 40.2003 | 25.2882 |  | 2049 | 0.11356 | 0.025559 | 0.041807 | 0.016603 | 0.012071 | 0.0096545 | 0.0068256
| 2050 | 29.0373 | 24.3418 | 23.6639 | 24.3194 | 25.2033 | 24.8905 | 25.1784 | 17.5588 | 28.298 | 26.0376 | 40.5537 | 25.5427 |  | 2050 | 0.11356 | 0.025559 | 0.041807 | 0.016603 | 0.012071 | 0.0096545 | 0.0068256

## DemandLookups (hidden)
1 | 2 | 3 | 4 | 5 | 6 | 7 | 8 | 9 | 10
| Total Energy % |  |  |  | Demand Factor
New Hampshire | Winter | Winter | Summer | Summer | Winter | Summer | Max | Summer CF | Winter CF
LS_ID | OnPeak | OffPeak | OnPeak | OffPeak | Demand Factor | Demand Factor | Demand Factor
Summer Peak | 0% | 0% | 100% | 0% |  |  |  | 100% | 0%
Summer Charging | 0% | 0% | 0% | 100% |  |  |  | 0% | 0%
Winter Peak | 100% | 0% | 0% | 0% |  |  |  | 0% | 100%
Winter Charging | 0% | 100% | 0% | 0% |  |  |  | 0% | 0%

## AvoidedDemand (hidden)
2018 AESC, Final Draft, June 1, 2018, Appendix J
WHOLESALE RATES -- 2018$/kW-yr | [26 empty] | RETAIL RATES ADJUSTED FOR LIMITED HOUR DEMAND REDUCTIONS -- $/kW-yr
| Year Start | Program Duration (Measure Life) | [24 empty] | Program Duration (Measure Life)
|  | 1 | 2 | 3 | 4 | 5 | 6 | 7 | 8 | 9 | 10 | 11 | 12 | 13 | 14 | 15 | 16 | 17 | 18 | 19 | 20 | 21 | 22 | 23 | 24 | 25 | 1 | 2 | 3 | 4 | 5 | 6 | 7 | 8 | 9 | 10 | 11 | 12 | 13 | 14 | 15 | 16 | 17 | 18 | 19 | 20 | 21 | 22 | 23 | 24 | 25
2021 | [26 empty] | 2021$
|  | Program Duration (Measure Life) 1: Wholesale Uncleared Capacity Avoided Costs - NH - Sustained Demand Reductions | Retail Uncleared Capacity Avoided Costs - NH - Sustained Demand Reductions
2018 |  | 0 | 0 | 0 | 0 | 0 | 0 | 0 | 0 | 0 | 0 | 0 | 0 | 0 | 0 | 0 | 0 | 0 | 0 | 0 | 0 | 0 | 0 | 0 | 0 | 0 | 0 | 0 | 0 | 0 | 0 | 0 | 0 | 0 | 0 | 0 | 0 | 0 | 0 | 0 | 0 | 0 | 0 | 0 | 0 | 0 | 0 | 0 | 0 | 0 | 0
2019 |  | 0 | 0 | 0 | 0 | 0 | 0 | 0 | 0 | 0 | 0 | 0 | 0 | 0 | 0 | 0 | 0 | 0 | 0 | 0 | 0 | 0 | 0 | 0 | 0 | 0 | 0 | 0 | 0 | 0 | 0 | 0 | 0 | 0 | 0 | 0 | 0 | 0 | 0 | 0 | 0 | 0 | 0 | 0 | 0 | 0 | 0 | 0 | 0 | 0 | 0
2020 |  | 0 | 0 | 0 | 0 | 0 | 0 | 0 | 0 | 0 | 0 | 0 | 0 | 0 | 0 | 0 | 0 | 0 | 0 | 0 | 0 | 0 | 0 | 0 | 0 | 0 | 0 | 0 | 0 | 0 | 0 | 0 | 0 | 0 | 0 | 0 | 0 | 0 | 0 | 0 | 0 | 0 | 0 | 0 | 0 | 0 | 0 | 0 | 0 | 0 | 0
2021 | N | 0 | 0 | 0 | 0 | 0 | 0 | 0 | 0 | 0 | 0 | 0 | 0 | 0 | 0 | 0 | 0 | 0 | 0 | 0 | 0 | 0 | 0 | 0 | 0 | 0 | 0 | 0 | 0 | 0 | 0 | 0 | 0 | 0 | 0 | 0 | 0 | 0 | 0 | 0 | 0 | 0 | 0 | 0 | 0 | 0 | 0 | 0 | 0 | 0 | 0
2022 | N+1 | 0 | 0 | 0 | 0 | 0 | 0 | 0 | 0 | 0 | 0 | 0 | 0 | 0 | 0 | 0 | 0 | 0 | 0 | 0 | 0 | 0 | 0 | 0 | 0 | 0 | 0 | 0 | 0 | 0 | 0 | 0 | 0 | 0 | 0 | 0 | 0 | 0 | 0 | 0 | 0 | 0 | 0 | 0 | 0 | 0 | 0 | 0 | 0 | 0 | 0
2023 | N+2 | 0 | 0 | 0 | 0 | 0 | 0 | 0 | 0 | 0 | 0 | 0 | 0 | 0 | 0 | 0 | 0 | 0 | 0 | 0 | 0 | 0 | 0 | 0 | 0 | 0 | 0 | 0 | 0 | 0 | 0 | 0 | 0 | 0 | 0 | 0 | 0 | 0 | 0 | 0 | 0 | 0 | 0 | 0 | 0 | 0 | 0 | 0 | 0 | 0 | 0
2024 | N+3 | 0 | 0 | 0 | 0 | 0 | 0 | 0 | 0 | 0 | 0 | 0 | 0 | 0 | 0 | 0 | 0 | 0 | 0 | 0 | 0 | 0 | 0 | 0 | 0 | 0 | 0 | 0 | 0 | 0 | 0 | 0 | 0 | 0 | 0 | 0 | 0 | 0 | 0 | 0 | 0 | 0 | 0 | 0 | 0 | 0 | 0 | 0 | 0 | 0 | 0
2025 | N+4 | 0 | 0 | 0 | 0 | 0 | 0 | 0 | 0 | 0 | 0 | 0 | 0 | 0 | 0 | 0 | 0 | 0 | 0 | 0 | 0 | 0 | 0 | 0 | 0 | 0 | 0 | 0 | 0 | 0 | 0 | 0 | 0 | 0 | 0 | 0 | 0 | 0 | 0 | 0 | 0 | 0 | 0 | 0 | 0 | 0 | 0 | 0 | 0 | 0 | 0
2026 | N+5 | 24.9558 | 24.9558 | 24.9558 | 24.9558 | 24.9558 | 24.9558 | 24.9558 | 24.9558 | 24.9558 | 24.9558 | 24.9558 | 24.9558 | 24.9558 | 24.9558 | 24.9558 | 24.9558 | 24.9558 | 24.9558 | 24.9558 | 24.9558 | 24.9558 | 24.9558 | 24.9558 | 24.9558 | 24.9558 | 30.8914 | 30.8914 | 30.8914 | 30.8914 | 30.8914 | 30.8914 | 30.8914 | 30.8914 | 30.8914 | 30.8914 | 30.8914 | 30.8914 | 30.8914 | 30.8914 | 30.8914 | 30.8914 | 30.8914 | 30.8914 | 30.8914 | 30.8914 | 30.8914 | 30.8914 | 30.8914 | 30.8914 | 30.8914
2027 | N+6 | 17.9061 | 44.7651 | 44.7651 | 44.7651 | 44.7651 | 44.7651 | 44.7651 | 44.7651 | 44.7651 | 44.7651 | 44.7651 | 44.7651 | 44.7651 | 44.7651 | 44.7651 | 44.7651 | 44.7651 | 44.7651 | 44.7651 | 44.7651 | 44.7651 | 44.7651 | 44.7651 | 44.7651 | 44.7651 | 22.1649 | 55.4123 | 55.4123 | 55.4123 | 55.4123 | 55.4123 | 55.4123 | 55.4123 | 55.4123 | 55.4123 | 55.4123 | 55.4123 | 55.4123 | 55.4123 | 55.4123 | 55.4123 | 55.4123 | 55.4123 | 55.4123 | 55.4123 | 55.4123 | 55.4123 | 55.4123 | 55.4123 | 55.4123
2028 | N+7 | 18.9562 | 37.9124 | 66.3467 | 66.3467 | 66.3467 | 66.3467 | 66.3467 | 66.3467 | 66.3467 | 66.3467 | 66.3467 | 66.3467 | 66.3467 | 66.3467 | 66.3467 | 66.3467 | 66.3467 | 66.3467 | 66.3467 | 66.3467 | 66.3467 | 66.3467 | 66.3467 | 66.3467 | 66.3467 | 23.4649 | 46.9297 | 82.127 | 82.127 | 82.127 | 82.127 | 82.127 | 82.127 | 82.127 | 82.127 | 82.127 | 82.127 | 82.127 | 82.127 | 82.127 | 82.127 | 82.127 | 82.127 | 82.127 | 82.127 | 82.127 | 82.127 | 82.127 | 82.127 | 82.127
2029 | N+8 | 20.1994 | 40.3988 | 60.5982 | 90.8973 | 90.8973 | 90.8973 | 90.8973 | 90.8973 | 90.8973 | 90.8973 | 90.8973 | 90.8973 | 90.8973 | 90.8973 | 90.8973 | 90.8973 | 90.8973 | 90.8973 | 90.8973 | 90.8973 | 90.8973 | 90.8973 | 90.8973 | 90.8973 | 90.8973 | 25.0037 | 50.0075 | 75.0112 | 112.5168 | 112.5168 | 112.5168 | 112.5168 | 112.5168 | 112.5168 | 112.5168 | 112.5168 | 112.5168 | 112.5168 | 112.5168 | 112.5168 | 112.5168 | 112.5168 | 112.5168 | 112.5168 | 112.5168 | 112.5168 | 112.5168 | 112.5168 | 112.5168 | 112.5168
2030 | N+9 | 9.7744 | 29.3231 | 48.8718 | 68.4205 | 97.7435 | 97.7435 | 97.7435 | 97.7435 | 97.7435 | 97.7435 | 97.7435 | 97.7435 | 97.7435 | 97.7435 | 97.7435 | 97.7435 | 97.7435 | 97.7435 | 97.7435 | 97.7435 | 97.7435 | 97.7435 | 97.7435 | 97.7435 | 97.7435 | 12.0991 | 36.2974 | 60.4957 | 84.694 | 120.9914 | 120.9914 | 120.9914 | 120.9914 | 120.9914 | 120.9914 | 120.9914 | 120.9914 | 120.9914 | 120.9914 | 120.9914 | 120.9914 | 120.9914 | 120.9914 | 120.9914 | 120.9914 | 120.9914 | 120.9914 | 120.9914 | 120.9914 | 120.9914
2031 | N+10 | 0 | 9.4781 | 28.4343 | 47.3905 | 66.3467 | 94.781 | 94.781 | 94.781 | 94.781 | 94.781 | 94.781 | 94.781 | 94.781 | 94.781 | 94.781 | 94.781 | 94.781 | 94.781 | 94.781 | 94.781 | 94.781 | 94.781 | 94.781 | 94.781 | 94.781 | 0 | 11.7324 | 35.1973 | 58.6621 | 82.127 | 117.3243 | 117.3243 | 117.3243 | 117.3243 | 117.3243 | 117.3243 | 117.3243 | 117.3243 | 117.3243 | 117.3243 | 117.3243 | 117.3243 | 117.3243 | 117.3243 | 117.3243 | 117.3243 | 117.3243 | 117.3243 | 117.3243 | 117.3243
2032 | N+11 | 0 | 0 | 10.0997 | 30.2991 | 50.4985 | 70.6979 | 100.997 | 100.997 | 100.997 | 100.997 | 100.997 | 100.997 | 100.997 | 100.997 | 100.997 | 100.997 | 100.997 | 100.997 | 100.997 | 100.997 | 100.997 | 100.997 | 100.997 | 100.997 | 100.997 | 0 | 0 | 12.5019 | 37.5056 | 62.5093 | 87.5131 | 125.0187 | 125.0187 | 125.0187 | 125.0187 | 125.0187 | 125.0187 | 125.0187 | 125.0187 | 125.0187 | 125.0187 | 125.0187 | 125.0187 | 125.0187 | 125.0187 | 125.0187 | 125.0187 | 125.0187 | 125.0187 | 125.0187
2033 | N+12 | 0 | 0 | 0 | 9.7744 | 29.3231 | 48.8718 | 68.4205 | 97.7435 | 97.7435 | 97.7435 | 97.7435 | 97.7435 | 97.7435 | 97.7435 | 97.7435 | 97.7435 | 97.7435 | 97.7435 | 97.7435 | 97.7435 | 97.7435 | 97.7435 | 97.7435 | 97.7435 | 97.7435 | 0 | 0 | 0 | 12.0991 | 36.2974 | 60.4957 | 84.694 | 120.9914 | 120.9914 | 120.9914 | 120.9914 | 120.9914 | 120.9914 | 120.9914 | 120.9914 | 120.9914 | 120.9914 | 120.9914 | 120.9914 | 120.9914 | 120.9914 | 120.9914 | 120.9914 | 120.9914 | 120.9914
2034 | N+13 | 0 | 0 | 0 | 0 | 9.4781 | 28.4343 | 47.3905 | 66.3467 | 94.781 | 94.781 | 94.781 | 94.781 | 94.781 | 94.781 | 94.781 | 94.781 | 94.781 | 94.781 | 94.781 | 94.781 | 94.781 | 94.781 | 94.781 | 94.781 | 94.781 | 0 | 0 | 0 | 0 | 11.7324 | 35.1973 | 58.6621 | 82.127 | 117.3243 | 117.3243 | 117.3243 | 117.3243 | 117.3243 | 117.3243 | 117.3243 | 117.3243 | 117.3243 | 117.3243 | 117.3243 | 117.3243 | 117.3243 | 117.3243 | 117.3243 | 117.3243 | 117.3243
2035 | N+14 | 0 | 0 | 0 | 0 | 0 | 10.0997 | 30.2991 | 50.4985 | 70.6979 | 100.997 | 100.997 | 100.997 | 100.997 | 100.997 | 100.997 | 100.997 | 100.997 | 100.997 | 100.997 | 100.997 | 100.997 | 100.997 | 100.997 | 100.997 | 100.997 | 0 | 0 | 0 | 0 | 0 | 12.5019 | 37.5056 | 62.5093 | 87.5131 | 125.0187 | 125.0187 | 125.0187 | 125.0187 | 125.0187 | 125.0187 | 125.0187 | 125.0187 | 125.0187 | 125.0187 | 125.0187 | 125.0187 | 125.0187 | 125.0187 | 125.0187 | 125.0187
2036 | N+15 | 0 | 0 | 0 | 0 | 0 | 0 | 10.2614 | 30.7843 | 51.3072 | 71.8301 | 102.6144 | 102.6144 | 102.6144 | 102.6144 | 102.6144 | 102.6144 | 102.6144 | 102.6144 | 102.6144 | 102.6144 | 102.6144 | 102.6144 | 102.6144 | 102.6144 | 102.6144 | 0 | 0 | 0 | 0 | 0 | 0 | 12.7021 | 38.1062 | 63.5104 | 88.9145 | 127.0208 | 127.0208 | 127.0208 | 127.0208 | 127.0208 | 127.0208 | 127.0208 | 127.0208 | 127.0208 | 127.0208 | 127.0208 | 127.0208 | 127.0208 | 127.0208 | 127.0208
2037 | N+16 | 0 | 0 | 0 | 0 | 0 | 0 | 0 | 10.4258 | 31.2774 | 52.129 | 72.9806 | 104.258 | 104.258 | 104.258 | 104.258 | 104.258 | 104.258 | 104.258 | 104.258 | 104.258 | 104.258 | 104.258 | 104.258 | 104.258 | 104.258 | 0 | 0 | 0 | 0 | 0 | 0 | 0 | 12.9055 | 38.7166 | 64.5277 | 90.3387 | 129.0553 | 129.0553 | 129.0553 | 129.0553 | 129.0553 | 129.0553 | 129.0553 | 129.0553 | 129.0553 | 129.0553 | 129.0553 | 129.0553 | 129.0553 | 129.0553
2038 | N+17 | 0 | 0 | 0 | 0 | 0 | 0 | 0 | 0 | 10.5928 | 31.7785 | 52.9641 | 74.1498 | 105.9283 | 105.9283 | 105.9283 | 105.9283 | 105.9283 | 105.9283 | 105.9283 | 105.9283 | 105.9283 | 105.9283 | 105.9283 | 105.9283 | 105.9283 | 0 | 0 | 0 | 0 | 0 | 0 | 0 | 0 | 13.1123 | 39.3368 | 65.5614 | 91.786 | 131.1228 | 131.1228 | 131.1228 | 131.1228 | 131.1228 | 131.1228 | 131.1228 | 131.1228 | 131.1228 | 131.1228 | 131.1228 | 131.1228 | 131.1228
2039 | N+18 | 0 | 0 | 0 | 0 | 0 | 0 | 0 | 0 | 0 | 10.7626 | 32.2877 | 53.8128 | 75.3379 | 107.6256 | 107.6256 | 107.6256 | 107.6256 | 107.6256 | 107.6256 | 107.6256 | 107.6256 | 107.6256 | 107.6256 | 107.6256 | 107.6256 | 0 | 0 | 0 | 0 | 0 | 0 | 0 | 0 | 0 | 13.3224 | 39.9671 | 66.6119 | 93.2567 | 133.2238 | 133.2238 | 133.2238 | 133.2238 | 133.2238 | 133.2238 | 133.2238 | 133.2238 | 133.2238 | 133.2238 | 133.2238 | 133.2238
2040 | N+19 | 0 | 0 | 0 | 0 | 0 | 0 | 0 | 0 | 0 | 0 | 10.935 | 32.8051 | 54.6752 | 76.5453 | 109.3504 | 109.3504 | 109.3504 | 109.3504 | 109.3504 | 109.3504 | 109.3504 | 109.3504 | 109.3504 | 109.3504 | 109.3504 | 0 | 0 | 0 | 0 | 0 | 0 | 0 | 0 | 0 | 0 | 13.5359 | 40.6077 | 67.6794 | 94.7512 | 135.3589 | 135.3589 | 135.3589 | 135.3589 | 135.3589 | 135.3589 | 135.3589 | 135.3589 | 135.3589 | 135.3589 | 135.3589
2041 | N+20 | 0 | 0 | 0 | 0 | 0 | 0 | 0 | 0 | 0 | 0 | 0 | 11.1103 | 33.3309 | 55.5516 | 77.7722 | 111.1031 | 111.1031 | 111.1031 | 111.1031 | 111.1031 | 111.1031 | 111.1031 | 111.1031 | 111.1031 | 111.1031 | 0 | 0 | 0 | 0 | 0 | 0 | 0 | 0 | 0 | 0 | 0 | 13.7529 | 41.2586 | 68.7643 | 96.27 | 137.5285 | 137.5285 | 137.5285 | 137.5285 | 137.5285 | 137.5285 | 137.5285 | 137.5285 | 137.5285 | 137.5285
2042 | N+21 | 0 | 0 | 0 | 0 | 0 | 0 | 0 | 0 | 0 | 0 | 0 | 0 | 11.2884 | 33.8653 | 56.4422 | 79.019 | 112.8843 | 112.8843 | 112.8843 | 112.8843 | 112.8843 | 112.8843 | 112.8843 | 112.8843 | 112.8843 | 0 | 0 | 0 | 0 | 0 | 0 | 0 | 0 | 0 | 0 | 0 | 0 | 13.9733 | 41.92 | 69.8667 | 97.8134 | 139.7334 | 139.7334 | 139.7334 | 139.7334 | 139.7334 | 139.7334 | 139.7334 | 139.7334 | 139.7334
2043 | N+22 | 0 | 0 | 0 | 0 | 0 | 0 | 0 | 0 | 0 | 0 | 0 | 0 | 0 | 11.4694 | 34.4083 | 57.3472 | 80.2861 | 114.6944 | 114.6944 | 114.6944 | 114.6944 | 114.6944 | 114.6944 | 114.6944 | 114.6944 | 0 | 0 | 0 | 0 | 0 | 0 | 0 | 0 | 0 | 0 | 0 | 0 | 0 | 14.1974 | 42.5922 | 70.987 | 99.3817 | 141.9739 | 141.9739 | 141.9739 | 141.9739 | 141.9739 | 141.9739 | 141.9739 | 141.9739
2044 | N+23 | 0 | 0 | 0 | 0 | 0 | 0 | 0 | 0 | 0 | 0 | 0 | 0 | 0 | 0 | 11.6534 | 34.9601 | 58.2669 | 81.5736 | 116.5338 | 116.5338 | 116.5338 | 116.5338 | 116.5338 | 116.5338 | 116.5338 | 0 | 0 | 0 | 0 | 0 | 0 | 0 | 0 | 0 | 0 | 0 | 0 | 0 | 0 | 14.4251 | 43.2752 | 72.1254 | 100.9756 | 144.2508 | 144.2508 | 144.2508 | 144.2508 | 144.2508 | 144.2508 | 144.2508
2045 | N+24 | 0 | 0 | 0 | 0 | 0 | 0 | 0 | 0 | 0 | 0 | 0 | 0 | 0 | 0 | 0 | 11.8403 | 35.5209 | 59.2015 | 82.8821 | 118.403 | 118.403 | 118.403 | 118.403 | 118.403 | 118.403 | 0 | 0 | 0 | 0 | 0 | 0 | 0 | 0 | 0 | 0 | 0 | 0 | 0 | 0 | 0 | 14.6565 | 43.9694 | 73.2823 | 102.5953 | 146.5646 | 146.5646 | 146.5646 | 146.5646 | 146.5646 | 146.5646
2046 | N+25 | 0 | 0 | 0 | 0 | 0 | 0 | 0 | 0 | 0 | 0 | 0 | 0 | 0 | 0 | 0 | 0 | 12.0303 | 36.0908 | 60.1513 | 84.2118 | 120.3026 | 120.3026 | 120.3026 | 120.3026 | 120.3026 | 0 | 0 | 0 | 0 | 0 | 0 | 0 | 0 | 0 | 0 | 0 | 0 | 0 | 0 | 0 | 0 | 14.8916 | 44.6748 | 74.458 | 104.2412 | 148.916 | 148.916 | 148.916 | 148.916 | 148.916
2047 | N+26 | 0 | 0 | 0 | 0 | 0 | 0 | 0 | 0 | 0 | 0 | 0 | 0 | 0 | 0 | 0 | 0 | 0 | 12.2233 | 36.6699 | 61.1165 | 85.563 | 122.2329 | 122.2329 | 122.2329 | 122.2329 | 0 | 0 | 0 | 0 | 0 | 0 | 0 | 0 | 0 | 0 | 0 | 0 | 0 | 0 | 0 | 0 | 0 | 15.1305 | 45.3916 | 75.6527 | 105.9138 | 151.3055 | 151.3055 | 151.3055 | 151.3055
2048 | N+27 | 0 | 0 | 0 | 0 | 0 | 0 | 0 | 0 | 0 | 0 | 0 | 0 | 0 | 0 | 0 | 0 | 0 | 0 | 12.4195 | 37.2584 | 62.0973 | 86.9362 | 124.1946 | 124.1946 | 124.1946 | 0 | 0 | 0 | 0 | 0 | 0 | 0 | 0 | 0 | 0 | 0 | 0 | 0 | 0 | 0 | 0 | 0 | 0 | 15.3734 | 46.1201 | 76.8669 | 107.6136 | 153.7337 | 153.7337 | 153.7337
2049 | N+28 | 0 | 0 | 0 | 0 | 0 | 0 | 0 | 0 | 0 | 0 | 0 | 0 | 0 | 0 | 0 | 0 | 0 | 0 | 0 | 12.6188 | 37.8564 | 63.0941 | 88.3317 | 126.1881 | 126.1881 | 0 | 0 | 0 | 0 | 0 | 0 | 0 | 0 | 0 | 0 | 0 | 0 | 0 | 0 | 0 | 0 | 0 | 0 | 0 | 15.6201 | 46.8604 | 78.1007 | 109.341 | 156.2014 | 156.2014
2050 | N+29 | 0 | 0 | 0 | 0 | 0 | 0 | 0 | 0 | 0 | 0 | 0 | 0 | 0 | 0 | 0 | 0 | 0 | 0 | 0 | 0 | 12.8214 | 38.4642 | 64.107 | 89.7498 | 128.214 | 0 | 0 | 0 | 0 | 0 | 0 | 0 | 0 | 0 | 0 | 0 | 0 | 0 | 0 | 0 | 0 | 0 | 0 | 0 | 0 | 15.8709 | 47.6127 | 79.3545 | 111.0964 | 158.7091
Total for Benefits |  | 79.5613 | 160.8514 | 242.8957 | 325.0988 | 405.1022 | 483.7615 | 562.9486 | 641.123 | 719.0991 | 798.3216 | 877.6906 | 957.2066 | 1036.87 | 1116.6814 | 1196.6413 | 1276.7502 | 1357.0085 | 1437.4168 | 1517.9756 | 1598.6854 | 1679.5467 | 1752.422 | 1809.1585 | 1849.7259 | 1874.0939 | 98.4846 | 199.1092 | 300.6674 | 402.4222 | 501.454 | 598.822 | 696.8434 | 793.6113 | 890.1337 | 988.1989 | 1086.4455 | 1184.874 | 1283.485 | 1382.2792 | 1481.2572 | 1580.4196 | 1679.767 | 1779.3001 | 1879.0194 | 1978.9257 | 2079.0195 | 2169.2279 | 2239.4589 | 2289.6751 | 2319.8388
|  | Program Duration (Measure Life) 1: Wholesale Net Uncleared Capacity DRIPE Intrastate - NH - Sustained Demand Reductions | Retail Net Uncleared Capacity DRIPE Intrastate - NH - Sustained Demand Reductions
2018 |  | 0 | 0 | 0 | 0 | 0 | 0 | 0 | 0 | 0 | 0 | 0 | 0 | 0 | 0 | 0 | 0 | 0 | 0 | 0 | 0 | 0 | 0 | 0 | 0 | 0 | 0 | 0 | 0 | 0 | 0 | 0 | 0 | 0 | 0 | 0 | 0 | 0 | 0 | 0 | 0 | 0 | 0 | 0 | 0 | 0 | 0 | 0 | 0 | 0 | 0
2019 |  | 0 | 0 | 0 | 0 | 0 | 0 | 0 | 0 | 0 | 0 | 0 | 0 | 0 | 0 | 0 | 0 | 0 | 0 | 0 | 0 | 0 | 0 | 0 | 0 | 0 | 0 | 0 | 0 | 0 | 0 | 0 | 0 | 0 | 0 | 0 | 0 | 0 | 0 | 0 | 0 | 0 | 0 | 0 | 0 | 0 | 0 | 0 | 0 | 0 | 0
2020 |  | 0 | 0 | 0 | 0 | 0 | 0 | 0 | 0 | 0 | 0 | 0 | 0 | 0 | 0 | 0 | 0 | 0 | 0 | 0 | 0 | 0 | 0 | 0 | 0 | 0 | 0 | 0 | 0 | 0 | 0 | 0 | 0 | 0 | 0 | 0 | 0 | 0 | 0 | 0 | 0 | 0 | 0 | 0 | 0 | 0 | 0 | 0 | 0 | 0 | 0
2021 | N | 0 | 0 | 0 | 0 | 0 | 0 | 0 | 0 | 0 | 0 | 0 | 0 | 0 | 0 | 0 | 0 | 0 | 0 | 0 | 0 | 0 | 0 | 0 | 0 | 0 | 0 | 0 | 0 | 0 | 0 | 0 | 0 | 0 | 0 | 0 | 0 | 0 | 0 | 0 | 0 | 0 | 0 | 0 | 0 | 0 | 0 | 0 | 0 | 0 | 0
2022 | N+1 | 0 | 0 | 0 | 0 | 0 | 0 | 0 | 0 | 0 | 0 | 0 | 0 | 0 | 0 | 0 | 0 | 0 | 0 | 0 | 0 | 0 | 0 | 0 | 0 | 0 | 0 | 0 | 0 | 0 | 0 | 0 | 0 | 0 | 0 | 0 | 0 | 0 | 0 | 0 | 0 | 0 | 0 | 0 | 0 | 0 | 0 | 0 | 0 | 0 | 0
2023 | N+2 | 0 | 0 | 0 | 0 | 0 | 0 | 0 | 0 | 0 | 0 | 0 | 0 | 0 | 0 | 0 | 0 | 0 | 0 | 0 | 0 | 0 | 0 | 0 | 0 | 0 | 0 | 0 | 0 | 0 | 0 | 0 | 0 | 0 | 0 | 0 | 0 | 0 | 0 | 0 | 0 | 0 | 0 | 0 | 0 | 0 | 0 | 0 | 0 | 0 | 0
2024 | N+3 | 0 | 0 | 0 | 0 | 0 | 0 | 0 | 0 | 0 | 0 | 0 | 0 | 0 | 0 | 0 | 0 | 0 | 0 | 0 | 0 | 0 | 0 | 0 | 0 | 0 | 0 | 0 | 0 | 0 | 0 | 0 | 0 | 0 | 0 | 0 | 0 | 0 | 0 | 0 | 0 | 0 | 0 | 0 | 0 | 0 | 0 | 0 | 0 | 0 | 0
2025 | N+4 | 0 | 0 | 0 | 0 | 0 | 0 | 0 | 0 | 0 | 0 | 0 | 0 | 0 | 0 | 0 | 0 | 0 | 0 | 0 | 0 | 0 | 0 | 0 | 0 | 0 | 0 | 0 | 0 | 0 | 0 | 0 | 0 | 0 | 0 | 0 | 0 | 0 | 0 | 0 | 0 | 0 | 0 | 0 | 0 | 0 | 0 | 0 | 0 | 0 | 0
2026 | N+5 | 52.26 | 52.26 | 52.26 | 52.26 | 52.26 | 52.26 | 52.26 | 52.26 | 52.26 | 52.26 | 52.26 | 52.26 | 52.26 | 52.26 | 52.26 | 52.26 | 52.26 | 52.26 | 52.26 | 52.26 | 52.26 | 52.26 | 52.26 | 52.26 | 52.26 | 64.6898 | 64.6898 | 64.6898 | 64.6898 | 64.6898 | 64.6898 | 64.6898 | 64.6898 | 64.6898 | 64.6898 | 64.6898 | 64.6898 | 64.6898 | 64.6898 | 64.6898 | 64.6898 | 64.6898 | 64.6898 | 64.6898 | 64.6898 | 64.6898 | 64.6898 | 64.6898 | 64.6898 | 64.6898
2027 | N+6 | 46.025 | 82.845 | 82.845 | 82.845 | 82.845 | 82.845 | 82.845 | 82.845 | 82.845 | 82.845 | 82.845 | 82.845 | 82.845 | 82.845 | 82.845 | 82.845 | 82.845 | 82.845 | 82.845 | 82.845 | 82.845 | 82.845 | 82.845 | 82.845 | 82.845 | 56.9718 | 102.5493 | 102.5493 | 102.5493 | 102.5493 | 102.5493 | 102.5493 | 102.5493 | 102.5493 | 102.5493 | 102.5493 | 102.5493 | 102.5493 | 102.5493 | 102.5493 | 102.5493 | 102.5493 | 102.5493 | 102.5493 | 102.5493 | 102.5493 | 102.5493 | 102.5493 | 102.5493 | 102.5493
2028 | N+7 | 38.76 | 71.706 | 110.466 | 110.466 | 110.466 | 110.466 | 110.466 | 110.466 | 110.466 | 110.466 | 110.466 | 110.466 | 110.466 | 110.466 | 110.466 | 110.466 | 110.466 | 110.466 | 110.466 | 110.466 | 110.466 | 110.466 | 110.466 | 110.466 | 110.466 | 47.9789 | 88.761 | 136.7399 | 136.7399 | 136.7399 | 136.7399 | 136.7399 | 136.7399 | 136.7399 | 136.7399 | 136.7399 | 136.7399 | 136.7399 | 136.7399 | 136.7399 | 136.7399 | 136.7399 | 136.7399 | 136.7399 | 136.7399 | 136.7399 | 136.7399 | 136.7399 | 136.7399 | 136.7399
2029 | N+8 | 30.975 | 57.82 | 92.925 | 134.225 | 134.225 | 134.225 | 134.225 | 134.225 | 134.225 | 134.225 | 134.225 | 134.225 | 134.225 | 134.225 | 134.225 | 134.225 | 134.225 | 134.225 | 134.225 | 134.225 | 134.225 | 134.225 | 134.225 | 134.225 | 134.225 | 38.3423 | 71.5722 | 115.0268 | 166.1498 | 166.1498 | 166.1498 | 166.1498 | 166.1498 | 166.1498 | 166.1498 | 166.1498 | 166.1498 | 166.1498 | 166.1498 | 166.1498 | 166.1498 | 166.1498 | 166.1498 | 166.1498 | 166.1498 | 166.1498 | 166.1498 | 166.1498 | 166.1498 | 166.1498
2030 | N+9 | 18.41 | 36.82 | 60.753 | 92.05 | 110.46 | 110.46 | 110.46 | 110.46 | 110.46 | 110.46 | 110.46 | 110.46 | 110.46 | 110.46 | 110.46 | 110.46 | 110.46 | 110.46 | 110.46 | 110.46 | 110.46 | 110.46 | 110.46 | 110.46 | 110.46 | 22.7887 | 45.5775 | 75.2028 | 113.9437 | 136.7324 | 136.7324 | 136.7324 | 136.7324 | 136.7324 | 136.7324 | 136.7324 | 136.7324 | 136.7324 | 136.7324 | 136.7324 | 136.7324 | 136.7324 | 136.7324 | 136.7324 | 136.7324 | 136.7324 | 136.7324 | 136.7324 | 136.7324 | 136.7324
2031 | N+10 | 9.69 | 23.256 | 42.636 | 67.83 | 83.334 | 83.334 | 83.334 | 83.334 | 83.334 | 83.334 | 83.334 | 83.334 | 83.334 | 83.334 | 83.334 | 83.334 | 83.334 | 83.334 | 83.334 | 83.334 | 83.334 | 83.334 | 83.334 | 83.334 | 83.334 | 11.9947 | 28.7873 | 52.7768 | 83.9631 | 103.1546 | 103.1546 | 103.1546 | 103.1546 | 103.1546 | 103.1546 | 103.1546 | 103.1546 | 103.1546 | 103.1546 | 103.1546 | 103.1546 | 103.1546 | 103.1546 | 103.1546 | 103.1546 | 103.1546 | 103.1546 | 103.1546 | 103.1546 | 103.1546
2032 | N+11 | 0 | 6.195 | 20.65 | 41.3 | 55.755 | 55.755 | 55.755 | 55.755 | 55.755 | 55.755 | 55.755 | 55.755 | 55.755 | 55.755 | 55.755 | 55.755 | 55.755 | 55.755 | 55.755 | 55.755 | 55.755 | 55.755 | 55.755 | 55.755 | 55.755 | 0 | 7.6685 | 25.5615 | 51.123 | 69.0161 | 69.0161 | 69.0161 | 69.0161 | 69.0161 | 69.0161 | 69.0161 | 69.0161 | 69.0161 | 69.0161 | 69.0161 | 69.0161 | 69.0161 | 69.0161 | 69.0161 | 69.0161 | 69.0161 | 69.0161 | 69.0161 | 69.0161 | 69.0161
2033 | N+12 | 0 | 0 | 5.523 | 18.41 | 27.615 | 27.615 | 27.615 | 27.615 | 27.615 | 27.615 | 27.615 | 27.615 | 27.615 | 27.615 | 27.615 | 27.615 | 27.615 | 27.615 | 27.615 | 27.615 | 27.615 | 27.615 | 27.615 | 27.615 | 27.615 | 0 | 0 | 6.8366 | 22.7887 | 34.1831 | 34.1831 | 34.1831 | 34.1831 | 34.1831 | 34.1831 | 34.1831 | 34.1831 | 34.1831 | 34.1831 | 34.1831 | 34.1831 | 34.1831 | 34.1831 | 34.1831 | 34.1831 | 34.1831 | 34.1831 | 34.1831 | 34.1831 | 34.1831
2034 | N+13 | 0 | 0 | 0 | 5.814 | 13.566 | 13.566 | 13.566 | 13.566 | 13.566 | 13.566 | 13.566 | 13.566 | 13.566 | 13.566 | 13.566 | 13.566 | 13.566 | 13.566 | 13.566 | 13.566 | 13.566 | 13.566 | 13.566 | 13.566 | 13.566 | 0 | 0 | 0 | 7.1968 | 16.7926 | 16.7926 | 16.7926 | 16.7926 | 16.7926 | 16.7926 | 16.7926 | 16.7926 | 16.7926 | 16.7926 | 16.7926 | 16.7926 | 16.7926 | 16.7926 | 16.7926 | 16.7926 | 16.7926 | 16.7926 | 16.7926 | 16.7926 | 16.7926
2035 | N+14 | 0 | 0 | 0 | 0 | 4.13 | 4.13 | 4.13 | 4.13 | 4.13 | 4.13 | 4.13 | 4.13 | 4.13 | 4.13 | 4.13 | 4.13 | 4.13 | 4.13 | 4.13 | 4.13 | 4.13 | 4.13 | 4.13 | 4.13 | 4.13 | 0 | 0 | 0 | 0 | 5.1123 | 5.1123 | 5.1123 | 5.1123 | 5.1123 | 5.1123 | 5.1123 | 5.1123 | 5.1123 | 5.1123 | 5.1123 | 5.1123 | 5.1123 | 5.1123 | 5.1123 | 5.1123 | 5.1123 | 5.1123 | 5.1123 | 5.1123 | 5.1123
2036 | N+15 | 0 | 0 | 0 | 0 | 0 | 0 | 0 | 0 | 0 | 0 | 0 | 0 | 0 | 0 | 0 | 0 | 0 | 0 | 0 | 0 | 0 | 0 | 0 | 0 | 0 | 0 | 0 | 0 | 0 | 0 | 0 | 0 | 0 | 0 | 0 | 0 | 0 | 0 | 0 | 0 | 0 | 0 | 0 | 0 | 0 | 0 | 0 | 0 | 0 | 0
2037 | N+16 | 0 | 0 | 0 | 0 | 0 | 0 | 0 | 0 | 0 | 0 | 0 | 0 | 0 | 0 | 0 | 0 | 0 | 0 | 0 | 0 | 0 | 0 | 0 | 0 | 0 | 0 | 0 | 0 | 0 | 0 | 0 | 0 | 0 | 0 | 0 | 0 | 0 | 0 | 0 | 0 | 0 | 0 | 0 | 0 | 0 | 0 | 0 | 0 | 0 | 0
2038 | N+17 | 0 | 0 | 0 | 0 | 0 | 0 | 0 | 0 | 0 | 0 | 0 | 0 | 0 | 0 | 0 | 0 | 0 | 0 | 0 | 0 | 0 | 0 | 0 | 0 | 0 | 0 | 0 | 0 | 0 | 0 | 0 | 0 | 0 | 0 | 0 | 0 | 0 | 0 | 0 | 0 | 0 | 0 | 0 | 0 | 0 | 0 | 0 | 0 | 0 | 0
2039 | N+18 | 0 | 0 | 0 | 0 | 0 | 0 | 0 | 0 | 0 | 0 | 0 | 0 | 0 | 0 | 0 | 0 | 0 | 0 | 0 | 0 | 0 | 0 | 0 | 0 | 0 | 0 | 0 | 0 | 0 | 0 | 0 | 0 | 0 | 0 | 0 | 0 | 0 | 0 | 0 | 0 | 0 | 0 | 0 | 0 | 0 | 0 | 0 | 0 | 0 | 0
2040 | N+19 | 0 | 0 | 0 | 0 | 0 | 0 | 0 | 0 | 0 | 0 | 0 | 0 | 0 | 0 | 0 | 0 | 0 | 0 | 0 | 0 | 0 | 0 | 0 | 0 | 0 | 0 | 0 | 0 | 0 | 0 | 0 | 0 | 0 | 0 | 0 | 0 | 0 | 0 | 0 | 0 | 0 | 0 | 0 | 0 | 0 | 0 | 0 | 0 | 0 | 0
2041 | N+20 | 0 | 0 | 0 | 0 | 0 | 0 | 0 | 0 | 0 | 0 | 0 | 0 | 0 | 0 | 0 | 0 | 0 | 0 | 0 | 0 | 0 | 0 | 0 | 0 | 0 | 0 | 0 | 0 | 0 | 0 | 0 | 0 | 0 | 0 | 0 | 0 | 0 | 0 | 0 | 0 | 0 | 0 | 0 | 0 | 0 | 0 | 0 | 0 | 0 | 0
2042 | N+21 | 0 | 0 | 0 | 0 | 0 | 0 | 0 | 0 | 0 | 0 | 0 | 0 | 0 | 0 | 0 | 0 | 0 | 0 | 0 | 0 | 0 | 0 | 0 | 0 | 0 | 0 | 0 | 0 | 0 | 0 | 0 | 0 | 0 | 0 | 0 | 0 | 0 | 0 | 0 | 0 | 0 | 0 | 0 | 0 | 0 | 0 | 0 | 0 | 0 | 0
2043 | N+22 | 0 | 0 | 0 | 0 | 0 | 0 | 0 | 0 | 0 | 0 | 0 | 0 | 0 | 0 | 0 | 0 | 0 | 0 | 0 | 0 | 0 | 0 | 0 | 0 | 0 | 0 | 0 | 0 | 0 | 0 | 0 | 0 | 0 | 0 | 0 | 0 | 0 | 0 | 0 | 0 | 0 | 0 | 0 | 0 | 0 | 0 | 0 | 0 | 0 | 0
2044 | N+23 | 0 | 0 | 0 | 0 | 0 | 0 | 0 | 0 | 0 | 0 | 0 | 0 | 0 | 0 | 0 | 0 | 0 | 0 | 0 | 0 | 0 | 0 | 0 | 0 | 0 | 0 | 0 | 0 | 0 | 0 | 0 | 0 | 0 | 0 | 0 | 0 | 0 | 0 | 0 | 0 | 0 | 0 | 0 | 0 | 0 | 0 | 0 | 0 | 0 | 0
2045 | N+24 | 0 | 0 | 0 | 0 | 0 | 0 | 0 | 0 | 0 | 0 | 0 | 0 | 0 | 0 | 0 | 0 | 0 | 0 | 0 | 0 | 0 | 0 | 0 | 0 | 0 | 0 | 0 | 0 | 0 | 0 | 0 | 0 | 0 | 0 | 0 | 0 | 0 | 0 | 0 | 0 | 0 | 0 | 0 | 0 | 0 | 0 | 0 | 0 | 0 | 0
2046 | N+25 | 0 | 0 | 0 | 0 | 0 | 0 | 0 | 0 | 0 | 0 | 0 | 0 | 0 | 0 | 0 | 0 | 0 | 0 | 0 | 0 | 0 | 0 | 0 | 0 | 0 | 0 | 0 | 0 | 0 | 0 | 0 | 0 | 0 | 0 | 0 | 0 | 0 | 0 | 0 | 0 | 0 | 0 | 0 | 0 | 0 | 0 | 0 | 0 | 0 | 0
2047 | N+26 | 0 | 0 | 0 | 0 | 0 | 0 | 0 | 0 | 0 | 0 | 0 | 0 | 0 | 0 | 0 | 0 | 0 | 0 | 0 | 0 | 0 | 0 | 0 | 0 | 0 | 0 | 0 | 0 | 0 | 0 | 0 | 0 | 0 | 0 | 0 | 0 | 0 | 0 | 0 | 0 | 0 | 0 | 0 | 0 | 0 | 0 | 0 | 0 | 0 | 0
2048 | N+27 | 0 | 0 | 0 | 0 | 0 | 0 | 0 | 0 | 0 | 0 | 0 | 0 | 0 | 0 | 0 | 0 | 0 | 0 | 0 | 0 | 0 | 0 | 0 | 0 | 0 | 0 | 0 | 0 | 0 | 0 | 0 | 0 | 0 | 0 | 0 | 0 | 0 | 0 | 0 | 0 | 0 | 0 | 0 | 0 | 0 | 0 | 0 | 0 | 0 | 0
2049 | N+28 | 0 | 0 | 0 | 0 | 0 | 0 | 0 | 0 | 0 | 0 | 0 | 0 | 0 | 0 | 0 | 0 | 0 | 0 | 0 | 0 | 0 | 0 | 0 | 0 | 0 | 0 | 0 | 0 | 0 | 0 | 0 | 0 | 0 | 0 | 0 | 0 | 0 | 0 | 0 | 0 | 0 | 0 | 0 | 0 | 0 | 0 | 0 | 0 | 0 | 0
2050 | N+29 | 0 | 0 | 0 | 0 | 0 | 0 | 0 | 0 | 0 | 0 | 0 | 0 | 0 | 0 | 0 | 0 | 0 | 0 | 0 | 0 | 0 | 0 | 0 | 0 | 0 | 0 | 0 | 0 | 0 | 0 | 0 | 0 | 0 | 0 | 0 | 0 | 0 | 0 | 0 | 0 | 0 | 0 | 0 | 0 | 0 | 0 | 0 | 0 | 0 | 0
Total for Benefits |  | 169.918 | 285.1309 | 400.792 | 514.8551 | 571.7014 | 571.7014 | 571.7014 | 571.7014 | 571.7014 | 571.7014 | 571.7014 | 571.7014 | 571.7014 | 571.7014 | 571.7014 | 571.7014 | 571.7014 | 571.7014 | 571.7014 | 571.7014 | 571.7014 | 571.7014 | 571.7014 | 571.7014 | 571.7014 | 210.3323 | 352.9481 | 496.1186 | 637.3111 | 707.6781 | 707.6781 | 707.6781 | 707.6781 | 707.6781 | 707.6781 | 707.6781 | 707.6781 | 707.6781 | 707.6781 | 707.6781 | 707.6781 | 707.6781 | 707.6781 | 707.6781 | 707.6781 | 707.6781 | 707.6781 | 707.6781 | 707.6781 | 707.6781
2022 | [26 empty] | 2022$
|  | Program Duration (Measure Life) 1: Wholesale Uncleared Capacity Avoided Costs - NH - Sustained Demand Reductions | Retail Uncleared Capacity Avoided Costs - NH - Sustained Demand Reductions
2018 |  | 0 | 0 | 0 | 0 | 0 | 0 | 0 | 0 | 0 | 0 | 0 | 0 | 0 | 0 | 0 | 0 | 0 | 0 | 0 | 0 | 0 | 0 | 0 | 0 | 0 | 0 | 0 | 0 | 0 | 0 | 0 | 0 | 0 | 0 | 0 | 0 | 0 | 0 | 0 | 0 | 0 | 0 | 0 | 0 | 0 | 0 | 0 | 0 | 0 | 0
2019 |  | 0 | 0 | 0 | 0 | 0 | 0 | 0 | 0 | 0 | 0 | 0 | 0 | 0 | 0 | 0 | 0 | 0 | 0 | 0 | 0 | 0 | 0 | 0 | 0 | 0 | 0 | 0 | 0 | 0 | 0 | 0 | 0 | 0 | 0 | 0 | 0 | 0 | 0 | 0 | 0 | 0 | 0 | 0 | 0 | 0 | 0 | 0 | 0 | 0 | 0
2020 |  | 0 | 0 | 0 | 0 | 0 | 0 | 0 | 0 | 0 | 0 | 0 | 0 | 0 | 0 | 0 | 0 | 0 | 0 | 0 | 0 | 0 | 0 | 0 | 0 | 0 | 0 | 0 | 0 | 0 | 0 | 0 | 0 | 0 | 0 | 0 | 0 | 0 | 0 | 0 | 0 | 0 | 0 | 0 | 0 | 0 | 0 | 0 | 0 | 0 | 0
2021 |  | 0 | 0 | 0 | 0 | 0 | 0 | 0 | 0 | 0 | 0 | 0 | 0 | 0 | 0 | 0 | 0 | 0 | 0 | 0 | 0 | 0 | 0 | 0 | 0 | 0 | 0 | 0 | 0 | 0 | 0 | 0 | 0 | 0 | 0 | 0 | 0 | 0 | 0 | 0 | 0 | 0 | 0 | 0 | 0 | 0 | 0 | 0 | 0 | 0 | 0
2022 | N | 0 | 0 | 0 | 0 | 0 | 0 | 0 | 0 | 0 | 0 | 0 | 0 | 0 | 0 | 0 | 0 | 0 | 0 | 0 | 0 | 0 | 0 | 0 | 0 | 0 | 0 | 0 | 0 | 0 | 0 | 0 | 0 | 0 | 0 | 0 | 0 | 0 | 0 | 0 | 0 | 0 | 0 | 0 | 0 | 0 | 0 | 0 | 0 | 0 | 0
2023 | N+1 | 0 | 0 | 0 | 0 | 0 | 0 | 0 | 0 | 0 | 0 | 0 | 0 | 0 | 0 | 0 | 0 | 0 | 0 | 0 | 0 | 0 | 0 | 0 | 0 | 0 | 0 | 0 | 0 | 0 | 0 | 0 | 0 | 0 | 0 | 0 | 0 | 0 | 0 | 0 | 0 | 0 | 0 | 0 | 0 | 0 | 0 | 0 | 0 | 0 | 0
2024 | N+2 | 0 | 0 | 0 | 0 | 0 | 0 | 0 | 0 | 0 | 0 | 0 | 0 | 0 | 0 | 0 | 0 | 0 | 0 | 0 | 0 | 0 | 0 | 0 | 0 | 0 | 0 | 0 | 0 | 0 | 0 | 0 | 0 | 0 | 0 | 0 | 0 | 0 | 0 | 0 | 0 | 0 | 0 | 0 | 0 | 0 | 0 | 0 | 0 | 0 | 0
2025 | N+3 | 0 | 0 | 0 | 0 | 0 | 0 | 0 | 0 | 0 | 0 | 0 | 0 | 0 | 0 | 0 | 0 | 0 | 0 | 0 | 0 | 0 | 0 | 0 | 0 | 0 | 0 | 0 | 0 | 0 | 0 | 0 | 0 | 0 | 0 | 0 | 0 | 0 | 0 | 0 | 0 | 0 | 0 | 0 | 0 | 0 | 0 | 0 | 0 | 0 | 0
2026 | N+4 | 0 | 0 | 0 | 0 | 0 | 0 | 0 | 0 | 0 | 0 | 0 | 0 | 0 | 0 | 0 | 0 | 0 | 0 | 0 | 0 | 0 | 0 | 0 | 0 | 0 | 0 | 0 | 0 | 0 | 0 | 0 | 0 | 0 | 0 | 0 | 0 | 0 | 0 | 0 | 0 | 0 | 0 | 0 | 0 | 0 | 0 | 0 | 0 | 0 | 0
2027 | N+5 | 26.8591 | 26.8591 | 26.8591 | 26.8591 | 26.8591 | 26.8591 | 26.8591 | 26.8591 | 26.8591 | 26.8591 | 26.8591 | 26.8591 | 26.8591 | 26.8591 | 26.8591 | 26.8591 | 26.8591 | 26.8591 | 26.8591 | 26.8591 | 26.8591 | 26.8591 | 26.8591 | 26.8591 | 26.8591 | 33.8492 | 33.8492 | 33.8492 | 33.8492 | 33.8492 | 33.8492 | 33.8492 | 33.8492 | 33.8492 | 33.8492 | 33.8492 | 33.8492 | 33.8492 | 33.8492 | 33.8492 | 33.8492 | 33.8492 | 33.8492 | 33.8492 | 33.8492 | 33.8492 | 33.8492 | 33.8492 | 33.8492 | 33.8492
2028 | N+6 | 18.9562 | 47.3905 | 47.3905 | 47.3905 | 47.3905 | 47.3905 | 47.3905 | 47.3905 | 47.3905 | 47.3905 | 47.3905 | 47.3905 | 47.3905 | 47.3905 | 47.3905 | 47.3905 | 47.3905 | 47.3905 | 47.3905 | 47.3905 | 47.3905 | 47.3905 | 47.3905 | 47.3905 | 47.3905 | 23.8896 | 59.7239 | 59.7239 | 59.7239 | 59.7239 | 59.7239 | 59.7239 | 59.7239 | 59.7239 | 59.7239 | 59.7239 | 59.7239 | 59.7239 | 59.7239 | 59.7239 | 59.7239 | 59.7239 | 59.7239 | 59.7239 | 59.7239 | 59.7239 | 59.7239 | 59.7239 | 59.7239 | 59.7239
2029 | N+7 | 20.1994 | 40.3988 | 70.6979 | 70.6979 | 70.6979 | 70.6979 | 70.6979 | 70.6979 | 70.6979 | 70.6979 | 70.6979 | 70.6979 | 70.6979 | 70.6979 | 70.6979 | 70.6979 | 70.6979 | 70.6979 | 70.6979 | 70.6979 | 70.6979 | 70.6979 | 70.6979 | 70.6979 | 70.6979 | 25.4563 | 50.9126 | 89.0971 | 89.0971 | 89.0971 | 89.0971 | 89.0971 | 89.0971 | 89.0971 | 89.0971 | 89.0971 | 89.0971 | 89.0971 | 89.0971 | 89.0971 | 89.0971 | 89.0971 | 89.0971 | 89.0971 | 89.0971 | 89.0971 | 89.0971 | 89.0971 | 89.0971 | 89.0971
2030 | N+8 | 19.5487 | 39.0974 | 58.6461 | 87.9692 | 87.9692 | 87.9692 | 87.9692 | 87.9692 | 87.9692 | 87.9692 | 87.9692 | 87.9692 | 87.9692 | 87.9692 | 87.9692 | 87.9692 | 87.9692 | 87.9692 | 87.9692 | 87.9692 | 87.9692 | 87.9692 | 87.9692 | 87.9692 | 87.9692 | 24.6363 | 49.2725 | 73.9088 | 110.8632 | 110.8632 | 110.8632 | 110.8632 | 110.8632 | 110.8632 | 110.8632 | 110.8632 | 110.8632 | 110.8632 | 110.8632 | 110.8632 | 110.8632 | 110.8632 | 110.8632 | 110.8632 | 110.8632 | 110.8632 | 110.8632 | 110.8632 | 110.8632 | 110.8632
2031 | N+9 | 9.4781 | 28.4343 | 47.3905 | 66.3467 | 94.781 | 94.781 | 94.781 | 94.781 | 94.781 | 94.781 | 94.781 | 94.781 | 94.781 | 94.781 | 94.781 | 94.781 | 94.781 | 94.781 | 94.781 | 94.781 | 94.781 | 94.781 | 94.781 | 94.781 | 94.781 | 11.9448 | 35.8343 | 59.7239 | 83.6135 | 119.4478 | 119.4478 | 119.4478 | 119.4478 | 119.4478 | 119.4478 | 119.4478 | 119.4478 | 119.4478 | 119.4478 | 119.4478 | 119.4478 | 119.4478 | 119.4478 | 119.4478 | 119.4478 | 119.4478 | 119.4478 | 119.4478 | 119.4478 | 119.4478
2032 | N+10 | 0 | 10.0997 | 30.2991 | 50.4985 | 70.6979 | 100.997 | 100.997 | 100.997 | 100.997 | 100.997 | 100.997 | 100.997 | 100.997 | 100.997 | 100.997 | 100.997 | 100.997 | 100.997 | 100.997 | 100.997 | 100.997 | 100.997 | 100.997 | 100.997 | 100.997 | 0 | 12.7282 | 38.1845 | 63.6408 | 89.0971 | 127.2815 | 127.2815 | 127.2815 | 127.2815 | 127.2815 | 127.2815 | 127.2815 | 127.2815 | 127.2815 | 127.2815 | 127.2815 | 127.2815 | 127.2815 | 127.2815 | 127.2815 | 127.2815 | 127.2815 | 127.2815 | 127.2815 | 127.2815
2033 | N+11 | 0 | 0 | 9.7744 | 29.3231 | 48.8718 | 68.4205 | 97.7435 | 97.7435 | 97.7435 | 97.7435 | 97.7435 | 97.7435 | 97.7435 | 97.7435 | 97.7435 | 97.7435 | 97.7435 | 97.7435 | 97.7435 | 97.7435 | 97.7435 | 97.7435 | 97.7435 | 97.7435 | 97.7435 | 0 | 0 | 12.3181 | 36.9544 | 61.5907 | 86.2269 | 123.1813 | 123.1813 | 123.1813 | 123.1813 | 123.1813 | 123.1813 | 123.1813 | 123.1813 | 123.1813 | 123.1813 | 123.1813 | 123.1813 | 123.1813 | 123.1813 | 123.1813 | 123.1813 | 123.1813 | 123.1813 | 123.1813
2034 | N+12 | 0 | 0 | 0 | 9.4781 | 28.4343 | 47.3905 | 66.3467 | 94.781 | 94.781 | 94.781 | 94.781 | 94.781 | 94.781 | 94.781 | 94.781 | 94.781 | 94.781 | 94.781 | 94.781 | 94.781 | 94.781 | 94.781 | 94.781 | 94.781 | 94.781 | 0 | 0 | 0 | 11.9448 | 35.8343 | 59.7239 | 83.6135 | 119.4478 | 119.4478 | 119.4478 | 119.4478 | 119.4478 | 119.4478 | 119.4478 | 119.4478 | 119.4478 | 119.4478 | 119.4478 | 119.4478 | 119.4478 | 119.4478 | 119.4478 | 119.4478 | 119.4478 | 119.4478
2035 | N+13 | 0 | 0 | 0 | 0 | 10.0997 | 30.2991 | 50.4985 | 70.6979 | 100.997 | 100.997 | 100.997 | 100.997 | 100.997 | 100.997 | 100.997 | 100.997 | 100.997 | 100.997 | 100.997 | 100.997 | 100.997 | 100.997 | 100.997 | 100.997 | 100.997 | 0 | 0 | 0 | 0 | 12.7282 | 38.1845 | 63.6408 | 89.0971 | 127.2815 | 127.2815 | 127.2815 | 127.2815 | 127.2815 | 127.2815 | 127.2815 | 127.2815 | 127.2815 | 127.2815 | 127.2815 | 127.2815 | 127.2815 | 127.2815 | 127.2815 | 127.2815 | 127.2815
2036 | N+14 | 0 | 0 | 0 | 0 | 0 | 10.2614 | 30.7843 | 51.3072 | 71.8301 | 102.6144 | 102.6144 | 102.6144 | 102.6144 | 102.6144 | 102.6144 | 102.6144 | 102.6144 | 102.6144 | 102.6144 | 102.6144 | 102.6144 | 102.6144 | 102.6144 | 102.6144 | 102.6144 | 0 | 0 | 0 | 0 | 0 | 12.932 | 38.796 | 64.6599 | 90.5239 | 129.3199 | 129.3199 | 129.3199 | 129.3199 | 129.3199 | 129.3199 | 129.3199 | 129.3199 | 129.3199 | 129.3199 | 129.3199 | 129.3199 | 129.3199 | 129.3199 | 129.3199 | 129.3199
2037 | N+15 | 0 | 0 | 0 | 0 | 0 | 0 | 10.4258 | 31.2774 | 52.129 | 72.9806 | 104.258 | 104.258 | 104.258 | 104.258 | 104.258 | 104.258 | 104.258 | 104.258 | 104.258 | 104.258 | 104.258 | 104.258 | 104.258 | 104.258 | 104.258 | 0 | 0 | 0 | 0 | 0 | 0 | 13.1391 | 39.4174 | 65.6956 | 91.9739 | 131.3912 | 131.3912 | 131.3912 | 131.3912 | 131.3912 | 131.3912 | 131.3912 | 131.3912 | 131.3912 | 131.3912 | 131.3912 | 131.3912 | 131.3912 | 131.3912 | 131.3912
2038 | N+16 | 0 | 0 | 0 | 0 | 0 | 0 | 0 | 10.5928 | 31.7785 | 52.9641 | 74.1498 | 105.9283 | 105.9283 | 105.9283 | 105.9283 | 105.9283 | 105.9283 | 105.9283 | 105.9283 | 105.9283 | 105.9283 | 105.9283 | 105.9283 | 105.9283 | 105.9283 | 0 | 0 | 0 | 0 | 0 | 0 | 0 | 13.3496 | 40.0488 | 66.7481 | 93.4473 | 133.4961 | 133.4961 | 133.4961 | 133.4961 | 133.4961 | 133.4961 | 133.4961 | 133.4961 | 133.4961 | 133.4961 | 133.4961 | 133.4961 | 133.4961 | 133.4961
2039 | N+17 | 0 | 0 | 0 | 0 | 0 | 0 | 0 | 0 | 10.7626 | 32.2877 | 53.8128 | 75.3379 | 107.6256 | 107.6256 | 107.6256 | 107.6256 | 107.6256 | 107.6256 | 107.6256 | 107.6256 | 107.6256 | 107.6256 | 107.6256 | 107.6256 | 107.6256 | 0 | 0 | 0 | 0 | 0 | 0 | 0 | 0 | 13.5635 | 40.6906 | 67.8176 | 94.9446 | 135.6352 | 135.6352 | 135.6352 | 135.6352 | 135.6352 | 135.6352 | 135.6352 | 135.6352 | 135.6352 | 135.6352 | 135.6352 | 135.6352 | 135.6352
2040 | N+18 | 0 | 0 | 0 | 0 | 0 | 0 | 0 | 0 | 0 | 10.935 | 32.8051 | 54.6752 | 76.5453 | 109.3504 | 109.3504 | 109.3504 | 109.3504 | 109.3504 | 109.3504 | 109.3504 | 109.3504 | 109.3504 | 109.3504 | 109.3504 | 109.3504 | 0 | 0 | 0 | 0 | 0 | 0 | 0 | 0 | 0 | 13.7809 | 41.3427 | 68.9044 | 96.4662 | 137.8089 | 137.8089 | 137.8089 | 137.8089 | 137.8089 | 137.8089 | 137.8089 | 137.8089 | 137.8089 | 137.8089 | 137.8089 | 137.8089
2041 | N+19 | 0 | 0 | 0 | 0 | 0 | 0 | 0 | 0 | 0 | 0 | 11.1103 | 33.3309 | 55.5516 | 77.7722 | 111.1031 | 111.1031 | 111.1031 | 111.1031 | 111.1031 | 111.1031 | 111.1031 | 111.1031 | 111.1031 | 111.1031 | 111.1031 | 0 | 0 | 0 | 0 | 0 | 0 | 0 | 0 | 0 | 0 | 14.0018 | 42.0053 | 70.0089 | 98.0125 | 140.0178 | 140.0178 | 140.0178 | 140.0178 | 140.0178 | 140.0178 | 140.0178 | 140.0178 | 140.0178 | 140.0178 | 140.0178
2042 | N+20 | 0 | 0 | 0 | 0 | 0 | 0 | 0 | 0 | 0 | 0 | 0 | 11.2884 | 33.8653 | 56.4422 | 79.019 | 112.8843 | 112.8843 | 112.8843 | 112.8843 | 112.8843 | 112.8843 | 112.8843 | 112.8843 | 112.8843 | 112.8843 | 0 | 0 | 0 | 0 | 0 | 0 | 0 | 0 | 0 | 0 | 0 | 14.2263 | 42.6788 | 71.1313 | 99.5838 | 142.2625 | 142.2625 | 142.2625 | 142.2625 | 142.2625 | 142.2625 | 142.2625 | 142.2625 | 142.2625 | 142.2625
2043 | N+21 | 0 | 0 | 0 | 0 | 0 | 0 | 0 | 0 | 0 | 0 | 0 | 0 | 11.4694 | 34.4083 | 57.3472 | 80.2861 | 114.6944 | 114.6944 | 114.6944 | 114.6944 | 114.6944 | 114.6944 | 114.6944 | 114.6944 | 114.6944 | 0 | 0 | 0 | 0 | 0 | 0 | 0 | 0 | 0 | 0 | 0 | 0 | 14.4544 | 43.3631 | 72.2718 | 101.1806 | 144.5437 | 144.5437 | 144.5437 | 144.5437 | 144.5437 | 144.5437 | 144.5437 | 144.5437 | 144.5437
2044 | N+22 | 0 | 0 | 0 | 0 | 0 | 0 | 0 | 0 | 0 | 0 | 0 | 0 | 0 | 11.6534 | 34.9601 | 58.2669 | 81.5736 | 116.5338 | 116.5338 | 116.5338 | 116.5338 | 116.5338 | 116.5338 | 116.5338 | 116.5338 | 0 | 0 | 0 | 0 | 0 | 0 | 0 | 0 | 0 | 0 | 0 | 0 | 0 | 14.6862 | 44.0585 | 73.4309 | 102.8032 | 146.8618 | 146.8618 | 146.8618 | 146.8618 | 146.8618 | 146.8618 | 146.8618 | 146.8618
2045 | N+23 | 0 | 0 | 0 | 0 | 0 | 0 | 0 | 0 | 0 | 0 | 0 | 0 | 0 | 0 | 11.8403 | 35.5209 | 59.2015 | 82.8821 | 118.403 | 118.403 | 118.403 | 118.403 | 118.403 | 118.403 | 118.403 | 0 | 0 | 0 | 0 | 0 | 0 | 0 | 0 | 0 | 0 | 0 | 0 | 0 | 0 | 14.9217 | 44.7652 | 74.6087 | 104.4522 | 149.2175 | 149.2175 | 149.2175 | 149.2175 | 149.2175 | 149.2175 | 149.2175
2046 | N+24 | 0 | 0 | 0 | 0 | 0 | 0 | 0 | 0 | 0 | 0 | 0 | 0 | 0 | 0 | 0 | 12.0303 | 36.0908 | 60.1513 | 84.2118 | 120.3026 | 120.3026 | 120.3026 | 120.3026 | 120.3026 | 120.3026 | 0 | 0 | 0 | 0 | 0 | 0 | 0 | 0 | 0 | 0 | 0 | 0 | 0 | 0 | 0 | 15.1611 | 45.4834 | 75.8057 | 106.128 | 151.6114 | 151.6114 | 151.6114 | 151.6114 | 151.6114 | 151.6114
2047 | N+25 | 0 | 0 | 0 | 0 | 0 | 0 | 0 | 0 | 0 | 0 | 0 | 0 | 0 | 0 | 0 | 0 | 12.2233 | 36.6699 | 61.1165 | 85.563 | 122.2329 | 122.2329 | 122.2329 | 122.2329 | 122.2329 | 0 | 0 | 0 | 0 | 0 | 0 | 0 | 0 | 0 | 0 | 0 | 0 | 0 | 0 | 0 | 0 | 15.4044 | 46.2132 | 77.0221 | 107.8309 | 154.0441 | 154.0441 | 154.0441 | 154.0441 | 154.0441
2048 | N+26 | 0 | 0 | 0 | 0 | 0 | 0 | 0 | 0 | 0 | 0 | 0 | 0 | 0 | 0 | 0 | 0 | 0 | 12.4195 | 37.2584 | 62.0973 | 86.9362 | 124.1946 | 124.1946 | 124.1946 | 124.1946 | 0 | 0 | 0 | 0 | 0 | 0 | 0 | 0 | 0 | 0 | 0 | 0 | 0 | 0 | 0 | 0 | 0 | 15.6516 | 46.9549 | 78.2582 | 109.5614 | 156.5163 | 156.5163 | 156.5163 | 156.5163
2049 | N+27 | 0 | 0 | 0 | 0 | 0 | 0 | 0 | 0 | 0 | 0 | 0 | 0 | 0 | 0 | 0 | 0 | 0 | 0 | 12.6188 | 37.8564 | 63.0941 | 88.3317 | 126.1881 | 126.1881 | 126.1881 | 0 | 0 | 0 | 0 | 0 | 0 | 0 | 0 | 0 | 0 | 0 | 0 | 0 | 0 | 0 | 0 | 0 | 0 | 15.9029 | 47.7086 | 79.5143 | 111.32 | 159.0286 | 159.0286 | 159.0286
2050 | N+28 | 0 | 0 | 0 | 0 | 0 | 0 | 0 | 0 | 0 | 0 | 0 | 0 | 0 | 0 | 0 | 0 | 0 | 0 | 0 | 12.8214 | 38.4642 | 64.107 | 89.7498 | 128.214 | 128.214 | 0 | 0 | 0 | 0 | 0 | 0 | 0 | 0 | 0 | 0 | 0 | 0 | 0 | 0 | 0 | 0 | 0 | 0 | 0 | 16.1582 | 48.4745 | 80.7909 | 113.1072 | 161.5817 | 161.5817
Total for Benefits |  | 81.2901 | 163.3345 | 245.5376 | 325.5409 | 404.2002 | 483.3873 | 561.5617 | 639.5379 | 718.7604 | 798.1294 | 877.6453 | 957.3087 | 1037.1202 | 1117.08 | 1197.1889 | 1277.4472 | 1357.8555 | 1438.4143 | 1519.1241 | 1599.9854 | 1672.8607 | 1729.5972 | 1770.1647 | 1794.5326 | 1794.5326 | 102.4459 | 205.8424 | 309.4389 | 410.2632 | 509.3936 | 609.1892 | 707.7085 | 805.978 | 905.8182 | 1005.843 | 1106.0531 | 1206.4489 | 1307.0313 | 1407.8008 | 1508.758 | 1609.9037 | 1711.2383 | 1812.7626 | 1914.4771 | 2016.3826 | 2108.2238 | 2179.726 | 2230.8511 | 2261.5608 | 2261.5608
|  | Program Duration (Measure Life) 1: Wholesale Net Uncleared Capacity DRIPE Intrastate - NH - Sustained Demand Reductions | Retail Net Uncleared Capacity DRIPE Intrastate - NH - Sustained Demand Reductions
2018 |  | 0 | 0 | 0 | 0 | 0 | 0 | 0 | 0 | 0 | 0 | 0 | 0 | 0 | 0 | 0 | 0 | 0 | 0 | 0 | 0 | 0 | 0 | 0 | 0 | 0 | 0 | 0 | 0 | 0 | 0 | 0 | 0 | 0 | 0 | 0 | 0 | 0 | 0 | 0 | 0 | 0 | 0 | 0 | 0 | 0 | 0 | 0 | 0 | 0 | 0
2019 |  | 0 | 0 | 0 | 0 | 0 | 0 | 0 | 0 | 0 | 0 | 0 | 0 | 0 | 0 | 0 | 0 | 0 | 0 | 0 | 0 | 0 | 0 | 0 | 0 | 0 | 0 | 0 | 0 | 0 | 0 | 0 | 0 | 0 | 0 | 0 | 0 | 0 | 0 | 0 | 0 | 0 | 0 | 0 | 0 | 0 | 0 | 0 | 0 | 0 | 0
2020 |  | 0 | 0 | 0 | 0 | 0 | 0 | 0 | 0 | 0 | 0 | 0 | 0 | 0 | 0 | 0 | 0 | 0 | 0 | 0 | 0 | 0 | 0 | 0 | 0 | 0 | 0 | 0 | 0 | 0 | 0 | 0 | 0 | 0 | 0 | 0 | 0 | 0 | 0 | 0 | 0 | 0 | 0 | 0 | 0 | 0 | 0 | 0 | 0 | 0 | 0
2021 |  | 0 | 0 | 0 | 0 | 0 | 0 | 0 | 0 | 0 | 0 | 0 | 0 | 0 | 0 | 0 | 0 | 0 | 0 | 0 | 0 | 0 | 0 | 0 | 0 | 0 | 0 | 0 | 0 | 0 | 0 | 0 | 0 | 0 | 0 | 0 | 0 | 0 | 0 | 0 | 0 | 0 | 0 | 0 | 0 | 0 | 0 | 0 | 0 | 0 | 0
2022 | N | 0 | 0 | 0 | 0 | 0 | 0 | 0 | 0 | 0 | 0 | 0 | 0 | 0 | 0 | 0 | 0 | 0 | 0 | 0 | 0 | 0 | 0 | 0 | 0 | 0 | 0 | 0 | 0 | 0 | 0 | 0 | 0 | 0 | 0 | 0 | 0 | 0 | 0 | 0 | 0 | 0 | 0 | 0 | 0 | 0 | 0 | 0 | 0 | 0 | 0
2023 | N+1 | 0 | 0 | 0 | 0 | 0 | 0 | 0 | 0 | 0 | 0 | 0 | 0 | 0 | 0 | 0 | 0 | 0 | 0 | 0 | 0 | 0 | 0 | 0 | 0 | 0 | 0 | 0 | 0 | 0 | 0 | 0 | 0 | 0 | 0 | 0 | 0 | 0 | 0 | 0 | 0 | 0 | 0 | 0 | 0 | 0 | 0 | 0 | 0 | 0 | 0
2024 | N+2 | 0 | 0 | 0 | 0 | 0 | 0 | 0 | 0 | 0 | 0 | 0 | 0 | 0 | 0 | 0 | 0 | 0 | 0 | 0 | 0 | 0 | 0 | 0 | 0 | 0 | 0 | 0 | 0 | 0 | 0 | 0 | 0 | 0 | 0 | 0 | 0 | 0 | 0 | 0 | 0 | 0 | 0 | 0 | 0 | 0 | 0 | 0 | 0 | 0 | 0
2025 | N+3 | 0 | 0 | 0 | 0 | 0 | 0 | 0 | 0 | 0 | 0 | 0 | 0 | 0 | 0 | 0 | 0 | 0 | 0 | 0 | 0 | 0 | 0 | 0 | 0 | 0 | 0 | 0 | 0 | 0 | 0 | 0 | 0 | 0 | 0 | 0 | 0 | 0 | 0 | 0 | 0 | 0 | 0 | 0 | 0 | 0 | 0 | 0 | 0 | 0 | 0
2026 | N+4 | 0 | 0 | 0 | 0 | 0 | 0 | 0 | 0 | 0 | 0 | 0 | 0 | 0 | 0 | 0 | 0 | 0 | 0 | 0 | 0 | 0 | 0 | 0 | 0 | 0 | 0 | 0 | 0 | 0 | 0 | 0 | 0 | 0 | 0 | 0 | 0 | 0 | 0 | 0 | 0 | 0 | 0 | 0 | 0 | 0 | 0 | 0 | 0 | 0 | 0
2027 | N+5 | 55.23 | 55.23 | 55.23 | 55.23 | 55.23 | 55.23 | 55.23 | 55.23 | 55.23 | 55.23 | 55.23 | 55.23 | 55.23 | 55.23 | 55.23 | 55.23 | 55.23 | 55.23 | 55.23 | 55.23 | 55.23 | 55.23 | 55.23 | 55.23 | 55.23 | 69.6036 | 69.6036 | 69.6036 | 69.6036 | 69.6036 | 69.6036 | 69.6036 | 69.6036 | 69.6036 | 69.6036 | 69.6036 | 69.6036 | 69.6036 | 69.6036 | 69.6036 | 69.6036 | 69.6036 | 69.6036 | 69.6036 | 69.6036 | 69.6036 | 69.6036 | 69.6036 | 69.6036 | 69.6036
2028 | N+6 | 48.45 | 87.21 | 87.21 | 87.21 | 87.21 | 87.21 | 87.21 | 87.21 | 87.21 | 87.21 | 87.21 | 87.21 | 87.21 | 87.21 | 87.21 | 87.21 | 87.21 | 87.21 | 87.21 | 87.21 | 87.21 | 87.21 | 87.21 | 87.21 | 87.21 | 61.0591 | 109.9065 | 109.9065 | 109.9065 | 109.9065 | 109.9065 | 109.9065 | 109.9065 | 109.9065 | 109.9065 | 109.9065 | 109.9065 | 109.9065 | 109.9065 | 109.9065 | 109.9065 | 109.9065 | 109.9065 | 109.9065 | 109.9065 | 109.9065 | 109.9065 | 109.9065 | 109.9065 | 109.9065
2029 | N+7 | 41.3 | 76.405 | 117.705 | 117.705 | 117.705 | 117.705 | 117.705 | 117.705 | 117.705 | 117.705 | 117.705 | 117.705 | 117.705 | 117.705 | 117.705 | 117.705 | 117.705 | 117.705 | 117.705 | 117.705 | 117.705 | 117.705 | 117.705 | 117.705 | 117.705 | 52.0484 | 96.2894 | 148.3378 | 148.3378 | 148.3378 | 148.3378 | 148.3378 | 148.3378 | 148.3378 | 148.3378 | 148.3378 | 148.3378 | 148.3378 | 148.3378 | 148.3378 | 148.3378 | 148.3378 | 148.3378 | 148.3378 | 148.3378 | 148.3378 | 148.3378 | 148.3378 | 148.3378 | 148.3378
2030 | N+8 | 27.615 | 51.548 | 82.845 | 119.665 | 119.665 | 119.665 | 119.665 | 119.665 | 119.665 | 119.665 | 119.665 | 119.665 | 119.665 | 119.665 | 119.665 | 119.665 | 119.665 | 119.665 | 119.665 | 119.665 | 119.665 | 119.665 | 119.665 | 119.665 | 119.665 | 34.8018 | 64.9634 | 104.4055 | 150.8079 | 150.8079 | 150.8079 | 150.8079 | 150.8079 | 150.8079 | 150.8079 | 150.8079 | 150.8079 | 150.8079 | 150.8079 | 150.8079 | 150.8079 | 150.8079 | 150.8079 | 150.8079 | 150.8079 | 150.8079 | 150.8079 | 150.8079 | 150.8079 | 150.8079
2031 | N+9 | 19.38 | 38.76 | 63.954 | 96.9 | 116.28 | 116.28 | 116.28 | 116.28 | 116.28 | 116.28 | 116.28 | 116.28 | 116.28 | 116.28 | 116.28 | 116.28 | 116.28 | 116.28 | 116.28 | 116.28 | 116.28 | 116.28 | 116.28 | 116.28 | 116.28 | 24.4237 | 48.8473 | 80.5981 | 122.1183 | 146.5419 | 146.5419 | 146.5419 | 146.5419 | 146.5419 | 146.5419 | 146.5419 | 146.5419 | 146.5419 | 146.5419 | 146.5419 | 146.5419 | 146.5419 | 146.5419 | 146.5419 | 146.5419 | 146.5419 | 146.5419 | 146.5419 | 146.5419 | 146.5419
2032 | N+10 | 10.325 | 24.78 | 45.43 | 72.275 | 88.795 | 88.795 | 88.795 | 88.795 | 88.795 | 88.795 | 88.795 | 88.795 | 88.795 | 88.795 | 88.795 | 88.795 | 88.795 | 88.795 | 88.795 | 88.795 | 88.795 | 88.795 | 88.795 | 88.795 | 88.795 | 13.0121 | 31.229 | 57.2532 | 91.0846 | 111.904 | 111.904 | 111.904 | 111.904 | 111.904 | 111.904 | 111.904 | 111.904 | 111.904 | 111.904 | 111.904 | 111.904 | 111.904 | 111.904 | 111.904 | 111.904 | 111.904 | 111.904 | 111.904 | 111.904 | 111.904
2033 | N+11 | 0 | 5.523 | 18.41 | 36.82 | 49.707 | 49.707 | 49.707 | 49.707 | 49.707 | 49.707 | 49.707 | 49.707 | 49.707 | 49.707 | 49.707 | 49.707 | 49.707 | 49.707 | 49.707 | 49.707 | 49.707 | 49.707 | 49.707 | 49.707 | 49.707 | 0 | 6.9604 | 23.2012 | 46.4024 | 62.6433 | 62.6433 | 62.6433 | 62.6433 | 62.6433 | 62.6433 | 62.6433 | 62.6433 | 62.6433 | 62.6433 | 62.6433 | 62.6433 | 62.6433 | 62.6433 | 62.6433 | 62.6433 | 62.6433 | 62.6433 | 62.6433 | 62.6433 | 62.6433
2034 | N+12 | 0 | 0 | 5.814 | 19.38 | 29.07 | 29.07 | 29.07 | 29.07 | 29.07 | 29.07 | 29.07 | 29.07 | 29.07 | 29.07 | 29.07 | 29.07 | 29.07 | 29.07 | 29.07 | 29.07 | 29.07 | 29.07 | 29.07 | 29.07 | 29.07 | 0 | 0 | 7.3271 | 24.4237 | 36.6355 | 36.6355 | 36.6355 | 36.6355 | 36.6355 | 36.6355 | 36.6355 | 36.6355 | 36.6355 | 36.6355 | 36.6355 | 36.6355 | 36.6355 | 36.6355 | 36.6355 | 36.6355 | 36.6355 | 36.6355 | 36.6355 | 36.6355 | 36.6355
2035 | N+13 | 0 | 0 | 0 | 6.195 | 14.455 | 14.455 | 14.455 | 14.455 | 14.455 | 14.455 | 14.455 | 14.455 | 14.455 | 14.455 | 14.455 | 14.455 | 14.455 | 14.455 | 14.455 | 14.455 | 14.455 | 14.455 | 14.455 | 14.455 | 14.455 | 0 | 0 | 0 | 7.8073 | 18.2169 | 18.2169 | 18.2169 | 18.2169 | 18.2169 | 18.2169 | 18.2169 | 18.2169 | 18.2169 | 18.2169 | 18.2169 | 18.2169 | 18.2169 | 18.2169 | 18.2169 | 18.2169 | 18.2169 | 18.2169 | 18.2169 | 18.2169 | 18.2169
2036 | N+14 | 0 | 0 | 0 | 0 | 0 | 0 | 0 | 0 | 0 | 0 | 0 | 0 | 0 | 0 | 0 | 0 | 0 | 0 | 0 | 0 | 0 | 0 | 0 | 0 | 0 | 0 | 0 | 0 | 0 | 0 | 0 | 0 | 0 | 0 | 0 | 0 | 0 | 0 | 0 | 0 | 0 | 0 | 0 | 0 | 0 | 0 | 0 | 0 | 0 | 0
2037 | N+15 | 0 | 0 | 0 | 0 | 0 | 0 | 0 | 0 | 0 | 0 | 0 | 0 | 0 | 0 | 0 | 0 | 0 | 0 | 0 | 0 | 0 | 0 | 0 | 0 | 0 | 0 | 0 | 0 | 0 | 0 | 0 | 0 | 0 | 0 | 0 | 0 | 0 | 0 | 0 | 0 | 0 | 0 | 0 | 0 | 0 | 0 | 0 | 0 | 0 | 0
2038 | N+16 | 0 | 0 | 0 | 0 | 0 | 0 | 0 | 0 | 0 | 0 | 0 | 0 | 0 | 0 | 0 | 0 | 0 | 0 | 0 | 0 | 0 | 0 | 0 | 0 | 0 | 0 | 0 | 0 | 0 | 0 | 0 | 0 | 0 | 0 | 0 | 0 | 0 | 0 | 0 | 0 | 0 | 0 | 0 | 0 | 0 | 0 | 0 | 0 | 0 | 0
2039 | N+17 | 0 | 0 | 0 | 0 | 0 | 0 | 0 | 0 | 0 | 0 | 0 | 0 | 0 | 0 | 0 | 0 | 0 | 0 | 0 | 0 | 0 | 0 | 0 | 0 | 0 | 0 | 0 | 0 | 0 | 0 | 0 | 0 | 0 | 0 | 0 | 0 | 0 | 0 | 0 | 0 | 0 | 0 | 0 | 0 | 0 | 0 | 0 | 0 | 0 | 0
2040 | N+18 | 0 | 0 | 0 | 0 | 0 | 0 | 0 | 0 | 0 | 0 | 0 | 0 | 0 | 0 | 0 | 0 | 0 | 0 | 0 | 0 | 0 | 0 | 0 | 0 | 0 | 0 | 0 | 0 | 0 | 0 | 0 | 0 | 0 | 0 | 0 | 0 | 0 | 0 | 0 | 0 | 0 | 0 | 0 | 0 | 0 | 0 | 0 | 0 | 0 | 0
2041 | N+19 | 0 | 0 | 0 | 0 | 0 | 0 | 0 | 0 | 0 | 0 | 0 | 0 | 0 | 0 | 0 | 0 | 0 | 0 | 0 | 0 | 0 | 0 | 0 | 0 | 0 | 0 | 0 | 0 | 0 | 0 | 0 | 0 | 0 | 0 | 0 | 0 | 0 | 0 | 0 | 0 | 0 | 0 | 0 | 0 | 0 | 0 | 0 | 0 | 0 | 0
2042 | N+20 | 0 | 0 | 0 | 0 | 0 | 0 | 0 | 0 | 0 | 0 | 0 | 0 | 0 | 0 | 0 | 0 | 0 | 0 | 0 | 0 | 0 | 0 | 0 | 0 | 0 | 0 | 0 | 0 | 0 | 0 | 0 | 0 | 0 | 0 | 0 | 0 | 0 | 0 | 0 | 0 | 0 | 0 | 0 | 0 | 0 | 0 | 0 | 0 | 0 | 0
2043 | N+21 | 0 | 0 | 0 | 0 | 0 | 0 | 0 | 0 | 0 | 0 | 0 | 0 | 0 | 0 | 0 | 0 | 0 | 0 | 0 | 0 | 0 | 0 | 0 | 0 | 0 | 0 | 0 | 0 | 0 | 0 | 0 | 0 | 0 | 0 | 0 | 0 | 0 | 0 | 0 | 0 | 0 | 0 | 0 | 0 | 0 | 0 | 0 | 0 | 0 | 0
2044 | N+22 | 0 | 0 | 0 | 0 | 0 | 0 | 0 | 0 | 0 | 0 | 0 | 0 | 0 | 0 | 0 | 0 | 0 | 0 | 0 | 0 | 0 | 0 | 0 | 0 | 0 | 0 | 0 | 0 | 0 | 0 | 0 | 0 | 0 | 0 | 0 | 0 | 0 | 0 | 0 | 0 | 0 | 0 | 0 | 0 | 0 | 0 | 0 | 0 | 0 | 0
2045 | N+23 | 0 | 0 | 0 | 0 | 0 | 0 | 0 | 0 | 0 | 0 | 0 | 0 | 0 | 0 | 0 | 0 | 0 | 0 | 0 | 0 | 0 | 0 | 0 | 0 | 0 | 0 | 0 | 0 | 0 | 0 | 0 | 0 | 0 | 0 | 0 | 0 | 0 | 0 | 0 | 0 | 0 | 0 | 0 | 0 | 0 | 0 | 0 | 0 | 0 | 0
2046 | N+24 | 0 | 0 | 0 | 0 | 0 | 0 | 0 | 0 | 0 | 0 | 0 | 0 | 0 | 0 | 0 | 0 | 0 | 0 | 0 | 0 | 0 | 0 | 0 | 0 | 0 | 0 | 0 | 0 | 0 | 0 | 0 | 0 | 0 | 0 | 0 | 0 | 0 | 0 | 0 | 0 | 0 | 0 | 0 | 0 | 0 | 0 | 0 | 0 | 0 | 0
2047 | N+25 | 0 | 0 | 0 | 0 | 0 | 0 | 0 | 0 | 0 | 0 | 0 | 0 | 0 | 0 | 0 | 0 | 0 | 0 | 0 | 0 | 0 | 0 | 0 | 0 | 0 | 0 | 0 | 0 | 0 | 0 | 0 | 0 | 0 | 0 | 0 | 0 | 0 | 0 | 0 | 0 | 0 | 0 | 0 | 0 | 0 | 0 | 0 | 0 | 0 | 0
2048 | N+26 | 0 | 0 | 0 | 0 | 0 | 0 | 0 | 0 | 0 | 0 | 0 | 0 | 0 | 0 | 0 | 0 | 0 | 0 | 0 | 0 | 0 | 0 | 0 | 0 | 0 | 0 | 0 | 0 | 0 | 0 | 0 | 0 | 0 | 0 | 0 | 0 | 0 | 0 | 0 | 0 | 0 | 0 | 0 | 0 | 0 | 0 | 0 | 0 | 0 | 0
2049 | N+27 | 0 | 0 | 0 | 0 | 0 | 0 | 0 | 0 | 0 | 0 | 0 | 0 | 0 | 0 | 0 | 0 | 0 | 0 | 0 | 0 | 0 | 0 | 0 | 0 | 0 | 0 | 0 | 0 | 0 | 0 | 0 | 0 | 0 | 0 | 0 | 0 | 0 | 0 | 0 | 0 | 0 | 0 | 0 | 0 | 0 | 0 | 0 | 0 | 0 | 0
2050 | N+28 | 0 | 0 | 0 | 0 | 0 | 0 | 0 | 0 | 0 | 0 | 0 | 0 | 0 | 0 | 0 | 0 | 0 | 0 | 0 | 0 | 0 | 0 | 0 | 0 | 0 | 0 | 0 | 0 | 0 | 0 | 0 | 0 | 0 | 0 | 0 | 0 | 0 | 0 | 0 | 0 | 0 | 0 | 0 | 0 | 0 | 0 | 0 | 0 | 0 | 0
Total for Benefits |  | 172.9024 | 288.5634 | 402.6265 | 513.0858 | 567.1063 | 567.1063 | 567.1063 | 567.1063 | 567.1063 | 567.1063 | 567.1063 | 567.1063 | 567.1063 | 567.1063 | 567.1063 | 567.1063 | 567.1063 | 567.1063 | 567.1063 | 567.1063 | 567.1063 | 567.1063 | 567.1063 | 567.1063 | 567.1063 | 217.9003 | 363.6623 | 507.4103 | 646.6167 | 714.6961 | 714.6961 | 714.6961 | 714.6961 | 714.6961 | 714.6961 | 714.6961 | 714.6961 | 714.6961 | 714.6961 | 714.6961 | 714.6961 | 714.6961 | 714.6961 | 714.6961 | 714.6961 | 714.6961 | 714.6961 | 714.6961 | 714.6961 | 714.6961
2023 | [26 empty] | 2023$
|  | Program Duration (Measure Life) 1: Wholesale Uncleared Capacity Avoided Costs - NH - Sustained Demand Reductions | Retail Uncleared Capacity Avoided Costs - NH - Sustained Demand Reductions
2018 |  | 0 | 0 | 0 | 0 | 0 | 0 | 0 | 0 | 0 | 0 | 0 | 0 | 0 | 0 | 0 | 0 | 0 | 0 | 0 | 0 | 0 | 0 | 0 | 0 | 0 | 0 | 0 | 0 | 0 | 0 | 0 | 0 | 0 | 0 | 0 | 0 | 0 | 0 | 0 | 0 | 0 | 0 | 0 | 0 | 0 | 0 | 0 | 0 | 0 | 0
2019 |  | 0 | 0 | 0 | 0 | 0 | 0 | 0 | 0 | 0 | 0 | 0 | 0 | 0 | 0 | 0 | 0 | 0 | 0 | 0 | 0 | 0 | 0 | 0 | 0 | 0 | 0 | 0 | 0 | 0 | 0 | 0 | 0 | 0 | 0 | 0 | 0 | 0 | 0 | 0 | 0 | 0 | 0 | 0 | 0 | 0 | 0 | 0 | 0 | 0 | 0
2020 |  | 0 | 0 | 0 | 0 | 0 | 0 | 0 | 0 | 0 | 0 | 0 | 0 | 0 | 0 | 0 | 0 | 0 | 0 | 0 | 0 | 0 | 0 | 0 | 0 | 0 | 0 | 0 | 0 | 0 | 0 | 0 | 0 | 0 | 0 | 0 | 0 | 0 | 0 | 0 | 0 | 0 | 0 | 0 | 0 | 0 | 0 | 0 | 0 | 0 | 0
2021 |  | 0 | 0 | 0 | 0 | 0 | 0 | 0 | 0 | 0 | 0 | 0 | 0 | 0 | 0 | 0 | 0 | 0 | 0 | 0 | 0 | 0 | 0 | 0 | 0 | 0 | 0 | 0 | 0 | 0 | 0 | 0 | 0 | 0 | 0 | 0 | 0 | 0 | 0 | 0 | 0 | 0 | 0 | 0 | 0 | 0 | 0 | 0 | 0 | 0 | 0
2022 |  | 0 | 0 | 0 | 0 | 0 | 0 | 0 | 0 | 0 | 0 | 0 | 0 | 0 | 0 | 0 | 0 | 0 | 0 | 0 | 0 | 0 | 0 | 0 | 0 | 0 | 0 | 0 | 0 | 0 | 0 | 0 | 0 | 0 | 0 | 0 | 0 | 0 | 0 | 0 | 0 | 0 | 0 | 0 | 0 | 0 | 0 | 0 | 0 | 0 | 0
2023 | N | 0 | 0 | 0 | 0 | 0 | 0 | 0 | 0 | 0 | 0 | 0 | 0 | 0 | 0 | 0 | 0 | 0 | 0 | 0 | 0 | 0 | 0 | 0 | 0 | 0 | 0 | 0 | 0 | 0 | 0 | 0 | 0 | 0 | 0 | 0 | 0 | 0 | 0 | 0 | 0 | 0 | 0 | 0 | 0 | 0 | 0 | 0 | 0 | 0 | 0
2024 | N+1 | 0 | 0 | 0 | 0 | 0 | 0 | 0 | 0 | 0 | 0 | 0 | 0 | 0 | 0 | 0 | 0 | 0 | 0 | 0 | 0 | 0 | 0 | 0 | 0 | 0 | 0 | 0 | 0 | 0 | 0 | 0 | 0 | 0 | 0 | 0 | 0 | 0 | 0 | 0 | 0 | 0 | 0 | 0 | 0 | 0 | 0 | 0 | 0 | 0 | 0
2025 | N+2 | 0 | 0 | 0 | 0 | 0 | 0 | 0 | 0 | 0 | 0 | 0 | 0 | 0 | 0 | 0 | 0 | 0 | 0 | 0 | 0 | 0 | 0 | 0 | 0 | 0 | 0 | 0 | 0 | 0 | 0 | 0 | 0 | 0 | 0 | 0 | 0 | 0 | 0 | 0 | 0 | 0 | 0 | 0 | 0 | 0 | 0 | 0 | 0 | 0 | 0
2026 | N+3 | 0 | 0 | 0 | 0 | 0 | 0 | 0 | 0 | 0 | 0 | 0 | 0 | 0 | 0 | 0 | 0 | 0 | 0 | 0 | 0 | 0 | 0 | 0 | 0 | 0 | 0 | 0 | 0 | 0 | 0 | 0 | 0 | 0 | 0 | 0 | 0 | 0 | 0 | 0 | 0 | 0 | 0 | 0 | 0 | 0 | 0 | 0 | 0 | 0 | 0
2027 | N+4 | 0 | 0 | 0 | 0 | 0 | 0 | 0 | 0 | 0 | 0 | 0 | 0 | 0 | 0 | 0 | 0 | 0 | 0 | 0 | 0 | 0 | 0 | 0 | 0 | 0 | 0 | 0 | 0 | 0 | 0 | 0 | 0 | 0 | 0 | 0 | 0 | 0 | 0 | 0 | 0 | 0 | 0 | 0 | 0 | 0 | 0 | 0 | 0 | 0 | 0
2028 | N+5 | 28.4343 | 28.4343 | 28.4343 | 28.4343 | 28.4343 | 28.4343 | 28.4343 | 28.4343 | 28.4343 | 28.4343 | 28.4343 | 28.4343 | 28.4343 | 28.4343 | 28.4343 | 28.4343 | 28.4343 | 28.4343 | 28.4343 | 28.4343 | 28.4343 | 28.4343 | 28.4343 | 28.4343 | 28.4343 | 36.4829 | 36.4829 | 36.4829 | 36.4829 | 36.4829 | 36.4829 | 36.4829 | 36.4829 | 36.4829 | 36.4829 | 36.4829 | 36.4829 | 36.4829 | 36.4829 | 36.4829 | 36.4829 | 36.4829 | 36.4829 | 36.4829 | 36.4829 | 36.4829 | 36.4829 | 36.4829 | 36.4829 | 36.4829
2029 | N+6 | 20.1994 | 50.4985 | 50.4985 | 50.4985 | 50.4985 | 50.4985 | 50.4985 | 50.4985 | 50.4985 | 50.4985 | 50.4985 | 50.4985 | 50.4985 | 50.4985 | 50.4985 | 50.4985 | 50.4985 | 50.4985 | 50.4985 | 50.4985 | 50.4985 | 50.4985 | 50.4985 | 50.4985 | 50.4985 | 25.9171 | 64.7927 | 64.7927 | 64.7927 | 64.7927 | 64.7927 | 64.7927 | 64.7927 | 64.7927 | 64.7927 | 64.7927 | 64.7927 | 64.7927 | 64.7927 | 64.7927 | 64.7927 | 64.7927 | 64.7927 | 64.7927 | 64.7927 | 64.7927 | 64.7927 | 64.7927 | 64.7927 | 64.7927
2030 | N+7 | 19.5487 | 39.0974 | 68.4205 | 68.4205 | 68.4205 | 68.4205 | 68.4205 | 68.4205 | 68.4205 | 68.4205 | 68.4205 | 68.4205 | 68.4205 | 68.4205 | 68.4205 | 68.4205 | 68.4205 | 68.4205 | 68.4205 | 68.4205 | 68.4205 | 68.4205 | 68.4205 | 68.4205 | 68.4205 | 25.0822 | 50.1644 | 87.7876 | 87.7876 | 87.7876 | 87.7876 | 87.7876 | 87.7876 | 87.7876 | 87.7876 | 87.7876 | 87.7876 | 87.7876 | 87.7876 | 87.7876 | 87.7876 | 87.7876 | 87.7876 | 87.7876 | 87.7876 | 87.7876 | 87.7876 | 87.7876 | 87.7876 | 87.7876
2031 | N+8 | 18.9562 | 37.9124 | 56.8686 | 85.3029 | 85.3029 | 85.3029 | 85.3029 | 85.3029 | 85.3029 | 85.3029 | 85.3029 | 85.3029 | 85.3029 | 85.3029 | 85.3029 | 85.3029 | 85.3029 | 85.3029 | 85.3029 | 85.3029 | 85.3029 | 85.3029 | 85.3029 | 85.3029 | 85.3029 | 24.322 | 48.6439 | 72.9659 | 109.4488 | 109.4488 | 109.4488 | 109.4488 | 109.4488 | 109.4488 | 109.4488 | 109.4488 | 109.4488 | 109.4488 | 109.4488 | 109.4488 | 109.4488 | 109.4488 | 109.4488 | 109.4488 | 109.4488 | 109.4488 | 109.4488 | 109.4488 | 109.4488 | 109.4488
2032 | N+9 | 10.0997 | 30.2991 | 50.4985 | 70.6979 | 100.997 | 100.997 | 100.997 | 100.997 | 100.997 | 100.997 | 100.997 | 100.997 | 100.997 | 100.997 | 100.997 | 100.997 | 100.997 | 100.997 | 100.997 | 100.997 | 100.997 | 100.997 | 100.997 | 100.997 | 100.997 | 12.9585 | 38.8756 | 64.7927 | 90.7097 | 129.5853 | 129.5853 | 129.5853 | 129.5853 | 129.5853 | 129.5853 | 129.5853 | 129.5853 | 129.5853 | 129.5853 | 129.5853 | 129.5853 | 129.5853 | 129.5853 | 129.5853 | 129.5853 | 129.5853 | 129.5853 | 129.5853 | 129.5853 | 129.5853
2033 | N+10 | 0 | 9.7744 | 29.3231 | 48.8718 | 68.4205 | 97.7435 | 97.7435 | 97.7435 | 97.7435 | 97.7435 | 97.7435 | 97.7435 | 97.7435 | 97.7435 | 97.7435 | 97.7435 | 97.7435 | 97.7435 | 97.7435 | 97.7435 | 97.7435 | 97.7435 | 97.7435 | 97.7435 | 97.7435 | 0 | 12.5411 | 37.6233 | 62.7054 | 87.7876 | 125.4109 | 125.4109 | 125.4109 | 125.4109 | 125.4109 | 125.4109 | 125.4109 | 125.4109 | 125.4109 | 125.4109 | 125.4109 | 125.4109 | 125.4109 | 125.4109 | 125.4109 | 125.4109 | 125.4109 | 125.4109 | 125.4109 | 125.4109
2034 | N+11 | 0 | 0 | 9.4781 | 28.4343 | 47.3905 | 66.3467 | 94.781 | 94.781 | 94.781 | 94.781 | 94.781 | 94.781 | 94.781 | 94.781 | 94.781 | 94.781 | 94.781 | 94.781 | 94.781 | 94.781 | 94.781 | 94.781 | 94.781 | 94.781 | 94.781 | 0 | 0 | 12.161 | 36.4829 | 60.8049 | 85.1269 | 121.6098 | 121.6098 | 121.6098 | 121.6098 | 121.6098 | 121.6098 | 121.6098 | 121.6098 | 121.6098 | 121.6098 | 121.6098 | 121.6098 | 121.6098 | 121.6098 | 121.6098 | 121.6098 | 121.6098 | 121.6098 | 121.6098
2035 | N+12 | 0 | 0 | 0 | 10.0997 | 30.2991 | 50.4985 | 70.6979 | 100.997 | 100.997 | 100.997 | 100.997 | 100.997 | 100.997 | 100.997 | 100.997 | 100.997 | 100.997 | 100.997 | 100.997 | 100.997 | 100.997 | 100.997 | 100.997 | 100.997 | 100.997 | 0 | 0 | 0 | 12.9585 | 38.8756 | 64.7927 | 90.7097 | 129.5853 | 129.5853 | 129.5853 | 129.5853 | 129.5853 | 129.5853 | 129.5853 | 129.5853 | 129.5853 | 129.5853 | 129.5853 | 129.5853 | 129.5853 | 129.5853 | 129.5853 | 129.5853 | 129.5853 | 129.5853
2036 | N+13 | 0 | 0 | 0 | 0 | 10.2614 | 30.7843 | 51.3072 | 71.8301 | 102.6144 | 102.6144 | 102.6144 | 102.6144 | 102.6144 | 102.6144 | 102.6144 | 102.6144 | 102.6144 | 102.6144 | 102.6144 | 102.6144 | 102.6144 | 102.6144 | 102.6144 | 102.6144 | 102.6144 | 0 | 0 | 0 | 0 | 13.1661 | 39.4982 | 65.8303 | 92.1624 | 131.6605 | 131.6605 | 131.6605 | 131.6605 | 131.6605 | 131.6605 | 131.6605 | 131.6605 | 131.6605 | 131.6605 | 131.6605 | 131.6605 | 131.6605 | 131.6605 | 131.6605 | 131.6605 | 131.6605
2037 | N+14 | 0 | 0 | 0 | 0 | 0 | 10.4258 | 31.2774 | 52.129 | 72.9806 | 104.258 | 104.258 | 104.258 | 104.258 | 104.258 | 104.258 | 104.258 | 104.258 | 104.258 | 104.258 | 104.258 | 104.258 | 104.258 | 104.258 | 104.258 | 104.258 | 0 | 0 | 0 | 0 | 0 | 13.3769 | 40.1308 | 66.8847 | 93.6386 | 133.7694 | 133.7694 | 133.7694 | 133.7694 | 133.7694 | 133.7694 | 133.7694 | 133.7694 | 133.7694 | 133.7694 | 133.7694 | 133.7694 | 133.7694 | 133.7694 | 133.7694 | 133.7694
2038 | N+15 | 0 | 0 | 0 | 0 | 0 | 0 | 10.5928 | 31.7785 | 52.9641 | 74.1498 | 105.9283 | 105.9283 | 105.9283 | 105.9283 | 105.9283 | 105.9283 | 105.9283 | 105.9283 | 105.9283 | 105.9283 | 105.9283 | 105.9283 | 105.9283 | 105.9283 | 105.9283 | 0 | 0 | 0 | 0 | 0 | 0 | 13.5912 | 40.7737 | 67.9562 | 95.1387 | 135.9124 | 135.9124 | 135.9124 | 135.9124 | 135.9124 | 135.9124 | 135.9124 | 135.9124 | 135.9124 | 135.9124 | 135.9124 | 135.9124 | 135.9124 | 135.9124 | 135.9124
2039 | N+16 | 0 | 0 | 0 | 0 | 0 | 0 | 0 | 10.7626 | 32.2877 | 53.8128 | 75.3379 | 107.6256 | 107.6256 | 107.6256 | 107.6256 | 107.6256 | 107.6256 | 107.6256 | 107.6256 | 107.6256 | 107.6256 | 107.6256 | 107.6256 | 107.6256 | 107.6256 | 0 | 0 | 0 | 0 | 0 | 0 | 0 | 13.809 | 41.4271 | 69.0451 | 96.6631 | 138.0902 | 138.0902 | 138.0902 | 138.0902 | 138.0902 | 138.0902 | 138.0902 | 138.0902 | 138.0902 | 138.0902 | 138.0902 | 138.0902 | 138.0902 | 138.0902
2040 | N+17 | 0 | 0 | 0 | 0 | 0 | 0 | 0 | 0 | 10.935 | 32.8051 | 54.6752 | 76.5453 | 109.3504 | 109.3504 | 109.3504 | 109.3504 | 109.3504 | 109.3504 | 109.3504 | 109.3504 | 109.3504 | 109.3504 | 109.3504 | 109.3504 | 109.3504 | 0 | 0 | 0 | 0 | 0 | 0 | 0 | 0 | 14.0303 | 42.091 | 70.1516 | 98.2122 | 140.3032 | 140.3032 | 140.3032 | 140.3032 | 140.3032 | 140.3032 | 140.3032 | 140.3032 | 140.3032 | 140.3032 | 140.3032 | 140.3032 | 140.3032
2041 | N+18 | 0 | 0 | 0 | 0 | 0 | 0 | 0 | 0 | 0 | 11.1103 | 33.3309 | 55.5516 | 77.7722 | 111.1031 | 111.1031 | 111.1031 | 111.1031 | 111.1031 | 111.1031 | 111.1031 | 111.1031 | 111.1031 | 111.1031 | 111.1031 | 111.1031 | 0 | 0 | 0 | 0 | 0 | 0 | 0 | 0 | 0 | 14.2552 | 42.7656 | 71.2761 | 99.7865 | 142.5521 | 142.5521 | 142.5521 | 142.5521 | 142.5521 | 142.5521 | 142.5521 | 142.5521 | 142.5521 | 142.5521 | 142.5521 | 142.5521
2042 | N+19 | 0 | 0 | 0 | 0 | 0 | 0 | 0 | 0 | 0 | 0 | 11.2884 | 33.8653 | 56.4422 | 79.019 | 112.8843 | 112.8843 | 112.8843 | 112.8843 | 112.8843 | 112.8843 | 112.8843 | 112.8843 | 112.8843 | 112.8843 | 112.8843 | 0 | 0 | 0 | 0 | 0 | 0 | 0 | 0 | 0 | 0 | 14.4837 | 43.4512 | 72.4187 | 101.3862 | 144.8375 | 144.8375 | 144.8375 | 144.8375 | 144.8375 | 144.8375 | 144.8375 | 144.8375 | 144.8375 | 144.8375 | 144.8375
2043 | N+20 | 0 | 0 | 0 | 0 | 0 | 0 | 0 | 0 | 0 | 0 | 0 | 11.4694 | 34.4083 | 57.3472 | 80.2861 | 114.6944 | 114.6944 | 114.6944 | 114.6944 | 114.6944 | 114.6944 | 114.6944 | 114.6944 | 114.6944 | 114.6944 | 0 | 0 | 0 | 0 | 0 | 0 | 0 | 0 | 0 | 0 | 0 | 14.716 | 44.148 | 73.5799 | 103.0119 | 147.1599 | 147.1599 | 147.1599 | 147.1599 | 147.1599 | 147.1599 | 147.1599 | 147.1599 | 147.1599 | 147.1599
2044 | N+21 | 0 | 0 | 0 | 0 | 0 | 0 | 0 | 0 | 0 | 0 | 0 | 0 | 11.6534 | 34.9601 | 58.2669 | 81.5736 | 116.5338 | 116.5338 | 116.5338 | 116.5338 | 116.5338 | 116.5338 | 116.5338 | 116.5338 | 116.5338 | 0 | 0 | 0 | 0 | 0 | 0 | 0 | 0 | 0 | 0 | 0 | 0 | 14.952 | 44.856 | 74.76 | 104.664 | 149.52 | 149.52 | 149.52 | 149.52 | 149.52 | 149.52 | 149.52 | 149.52 | 149.52
2045 | N+22 | 0 | 0 | 0 | 0 | 0 | 0 | 0 | 0 | 0 | 0 | 0 | 0 | 0 | 11.8403 | 35.5209 | 59.2015 | 82.8821 | 118.403 | 118.403 | 118.403 | 118.403 | 118.403 | 118.403 | 118.403 | 118.403 | 0 | 0 | 0 | 0 | 0 | 0 | 0 | 0 | 0 | 0 | 0 | 0 | 0 | 15.1918 | 45.5755 | 75.9592 | 106.3428 | 151.9183 | 151.9183 | 151.9183 | 151.9183 | 151.9183 | 151.9183 | 151.9183 | 151.9183
2046 | N+23 | 0 | 0 | 0 | 0 | 0 | 0 | 0 | 0 | 0 | 0 | 0 | 0 | 0 | 0 | 12.0303 | 36.0908 | 60.1513 | 84.2118 | 120.3026 | 120.3026 | 120.3026 | 120.3026 | 120.3026 | 120.3026 | 120.3026 | 0 | 0 | 0 | 0 | 0 | 0 | 0 | 0 | 0 | 0 | 0 | 0 | 0 | 0 | 15.4356 | 46.3067 | 77.1778 | 108.0489 | 154.3555 | 154.3555 | 154.3555 | 154.3555 | 154.3555 | 154.3555 | 154.3555
2047 | N+24 | 0 | 0 | 0 | 0 | 0 | 0 | 0 | 0 | 0 | 0 | 0 | 0 | 0 | 0 | 0 | 12.2233 | 36.6699 | 61.1165 | 85.563 | 122.2329 | 122.2329 | 122.2329 | 122.2329 | 122.2329 | 122.2329 | 0 | 0 | 0 | 0 | 0 | 0 | 0 | 0 | 0 | 0 | 0 | 0 | 0 | 0 | 0 | 15.6832 | 47.0497 | 78.4162 | 109.7826 | 156.8323 | 156.8323 | 156.8323 | 156.8323 | 156.8323 | 156.8323
2048 | N+25 | 0 | 0 | 0 | 0 | 0 | 0 | 0 | 0 | 0 | 0 | 0 | 0 | 0 | 0 | 0 | 0 | 12.4195 | 37.2584 | 62.0973 | 86.9362 | 124.1946 | 124.1946 | 124.1946 | 124.1946 | 124.1946 | 0 | 0 | 0 | 0 | 0 | 0 | 0 | 0 | 0 | 0 | 0 | 0 | 0 | 0 | 0 | 0 | 15.9349 | 47.8048 | 79.6746 | 111.5445 | 159.3493 | 159.3493 | 159.3493 | 159.3493 | 159.3493
2049 | N+26 | 0 | 0 | 0 | 0 | 0 | 0 | 0 | 0 | 0 | 0 | 0 | 0 | 0 | 0 | 0 | 0 | 0 | 12.6188 | 37.8564 | 63.0941 | 88.3317 | 126.1881 | 126.1881 | 126.1881 | 126.1881 | 0 | 0 | 0 | 0 | 0 | 0 | 0 | 0 | 0 | 0 | 0 | 0 | 0 | 0 | 0 | 0 | 0 | 16.1907 | 48.5721 | 80.9535 | 113.3349 | 161.9071 | 161.9071 | 161.9071 | 161.9071
2050 | N+27 | 0 | 0 | 0 | 0 | 0 | 0 | 0 | 0 | 0 | 0 | 0 | 0 | 0 | 0 | 0 | 0 | 0 | 0 | 12.8214 | 38.4642 | 64.107 | 89.7498 | 128.214 | 128.214 | 128.214 | 0 | 0 | 0 | 0 | 0 | 0 | 0 | 0 | 0 | 0 | 0 | 0 | 0 | 0 | 0 | 0 | 0 | 0 | 16.4506 | 49.3519 | 82.2532 | 115.1544 | 164.5063 | 164.5063 | 164.5063
Total for Benefits |  | 82.0444 | 164.2475 | 244.2508 | 322.9101 | 402.0972 | 480.2716 | 558.2478 | 637.4703 | 716.8393 | 796.3552 | 876.0186 | 955.8301 | 1035.7899 | 1115.8988 | 1196.1571 | 1276.5654 | 1357.1242 | 1437.834 | 1518.6953 | 1591.5706 | 1648.3071 | 1688.8746 | 1713.2425 | 1713.2425 | 1713.2425 | 105.2679 | 210.7396 | 313.3888 | 414.3134 | 515.9153 | 616.2178 | 716.266 | 817.9134 | 919.7486 | 1021.7724 | 1123.9855 | 1226.3884 | 1328.9818 | 1431.7664 | 1534.7427 | 1637.9115 | 1741.2734 | 1844.829 | 1948.579 | 2042.0824 | 2114.8788 | 2166.9293 | 2198.1949 | 2198.1949 | 2198.1949
|  | Program Duration (Measure Life) 1: Wholesale Net Uncleared Capacity DRIPE Intrastate - NH - Sustained Demand Reductions | Retail Net Uncleared Capacity DRIPE Intrastate - NH - Sustained Demand Reductions
2018 |  | 0 | 0 | 0 | 0 | 0 | 0 | 0 | 0 | 0 | 0 | 0 | 0 | 0 | 0 | 0 | 0 | 0 | 0 | 0 | 0 | 0 | 0 | 0 | 0 | 0 | 0 | 0 | 0 | 0 | 0 | 0 | 0 | 0 | 0 | 0 | 0 | 0 | 0 | 0 | 0 | 0 | 0 | 0 | 0 | 0 | 0 | 0 | 0 | 0 | 0
2019 |  | 0 | 0 | 0 | 0 | 0 | 0 | 0 | 0 | 0 | 0 | 0 | 0 | 0 | 0 | 0 | 0 | 0 | 0 | 0 | 0 | 0 | 0 | 0 | 0 | 0 | 0 | 0 | 0 | 0 | 0 | 0 | 0 | 0 | 0 | 0 | 0 | 0 | 0 | 0 | 0 | 0 | 0 | 0 | 0 | 0 | 0 | 0 | 0 | 0 | 0
2020 |  | 0 | 0 | 0 | 0 | 0 | 0 | 0 | 0 | 0 | 0 | 0 | 0 | 0 | 0 | 0 | 0 | 0 | 0 | 0 | 0 | 0 | 0 | 0 | 0 | 0 | 0 | 0 | 0 | 0 | 0 | 0 | 0 | 0 | 0 | 0 | 0 | 0 | 0 | 0 | 0 | 0 | 0 | 0 | 0 | 0 | 0 | 0 | 0 | 0 | 0
2021 |  | 0 | 0 | 0 | 0 | 0 | 0 | 0 | 0 | 0 | 0 | 0 | 0 | 0 | 0 | 0 | 0 | 0 | 0 | 0 | 0 | 0 | 0 | 0 | 0 | 0 | 0 | 0 | 0 | 0 | 0 | 0 | 0 | 0 | 0 | 0 | 0 | 0 | 0 | 0 | 0 | 0 | 0 | 0 | 0 | 0 | 0 | 0 | 0 | 0 | 0
2022 |  | 0 | 0 | 0 | 0 | 0 | 0 | 0 | 0 | 0 | 0 | 0 | 0 | 0 | 0 | 0 | 0 | 0 | 0 | 0 | 0 | 0 | 0 | 0 | 0 | 0 | 0 | 0 | 0 | 0 | 0 | 0 | 0 | 0 | 0 | 0 | 0 | 0 | 0 | 0 | 0 | 0 | 0 | 0 | 0 | 0 | 0 | 0 | 0 | 0 | 0
2023 | N | 0 | 0 | 0 | 0 | 0 | 0 | 0 | 0 | 0 | 0 | 0 | 0 | 0 | 0 | 0 | 0 | 0 | 0 | 0 | 0 | 0 | 0 | 0 | 0 | 0 | 0 | 0 | 0 | 0 | 0 | 0 | 0 | 0 | 0 | 0 | 0 | 0 | 0 | 0 | 0 | 0 | 0 | 0 | 0 | 0 | 0 | 0 | 0 | 0 | 0
2024 | N+1 | 0 | 0 | 0 | 0 | 0 | 0 | 0 | 0 | 0 | 0 | 0 | 0 | 0 | 0 | 0 | 0 | 0 | 0 | 0 | 0 | 0 | 0 | 0 | 0 | 0 | 0 | 0 | 0 | 0 | 0 | 0 | 0 | 0 | 0 | 0 | 0 | 0 | 0 | 0 | 0 | 0 | 0 | 0 | 0 | 0 | 0 | 0 | 0 | 0 | 0
2025 | N+2 | 0 | 0 | 0 | 0 | 0 | 0 | 0 | 0 | 0 | 0 | 0 | 0 | 0 | 0 | 0 | 0 | 0 | 0 | 0 | 0 | 0 | 0 | 0 | 0 | 0 | 0 | 0 | 0 | 0 | 0 | 0 | 0 | 0 | 0 | 0 | 0 | 0 | 0 | 0 | 0 | 0 | 0 | 0 | 0 | 0 | 0 | 0 | 0 | 0 | 0
2026 | N+3 | 0 | 0 | 0 | 0 | 0 | 0 | 0 | 0 | 0 | 0 | 0 | 0 | 0 | 0 | 0 | 0 | 0 | 0 | 0 | 0 | 0 | 0 | 0 | 0 | 0 | 0 | 0 | 0 | 0 | 0 | 0 | 0 | 0 | 0 | 0 | 0 | 0 | 0 | 0 | 0 | 0 | 0 | 0 | 0 | 0 | 0 | 0 | 0 | 0 | 0
2027 | N+4 | 0 | 0 | 0 | 0 | 0 | 0 | 0 | 0 | 0 | 0 | 0 | 0 | 0 | 0 | 0 | 0 | 0 | 0 | 0 | 0 | 0 | 0 | 0 | 0 | 0 | 0 | 0 | 0 | 0 | 0 | 0 | 0 | 0 | 0 | 0 | 0 | 0 | 0 | 0 | 0 | 0 | 0 | 0 | 0 | 0 | 0 | 0 | 0 | 0 | 0
2028 | N+5 | 58.14 | 58.14 | 58.14 | 58.14 | 58.14 | 58.14 | 58.14 | 58.14 | 58.14 | 58.14 | 58.14 | 58.14 | 58.14 | 58.14 | 58.14 | 58.14 | 58.14 | 58.14 | 58.14 | 58.14 | 58.14 | 58.14 | 58.14 | 58.14 | 58.14 | 74.5972 | 74.5972 | 74.5972 | 74.5972 | 74.5972 | 74.5972 | 74.5972 | 74.5972 | 74.5972 | 74.5972 | 74.5972 | 74.5972 | 74.5972 | 74.5972 | 74.5972 | 74.5972 | 74.5972 | 74.5972 | 74.5972 | 74.5972 | 74.5972 | 74.5972 | 74.5972 | 74.5972 | 74.5972
2029 | N+6 | 51.625 | 92.925 | 92.925 | 92.925 | 92.925 | 92.925 | 92.925 | 92.925 | 92.925 | 92.925 | 92.925 | 92.925 | 92.925 | 92.925 | 92.925 | 92.925 | 92.925 | 92.925 | 92.925 | 92.925 | 92.925 | 92.925 | 92.925 | 92.925 | 92.925 | 66.238 | 119.2285 | 119.2285 | 119.2285 | 119.2285 | 119.2285 | 119.2285 | 119.2285 | 119.2285 | 119.2285 | 119.2285 | 119.2285 | 119.2285 | 119.2285 | 119.2285 | 119.2285 | 119.2285 | 119.2285 | 119.2285 | 119.2285 | 119.2285 | 119.2285 | 119.2285 | 119.2285 | 119.2285
2030 | N+7 | 36.82 | 68.117 | 104.937 | 104.937 | 104.937 | 104.937 | 104.937 | 104.937 | 104.937 | 104.937 | 104.937 | 104.937 | 104.937 | 104.937 | 104.937 | 104.937 | 104.937 | 104.937 | 104.937 | 104.937 | 104.937 | 104.937 | 104.937 | 104.937 | 104.937 | 47.2423 | 87.3983 | 134.6406 | 134.6406 | 134.6406 | 134.6406 | 134.6406 | 134.6406 | 134.6406 | 134.6406 | 134.6406 | 134.6406 | 134.6406 | 134.6406 | 134.6406 | 134.6406 | 134.6406 | 134.6406 | 134.6406 | 134.6406 | 134.6406 | 134.6406 | 134.6406 | 134.6406 | 134.6406
2031 | N+8 | 29.07 | 54.264 | 87.21 | 125.97 | 125.97 | 125.97 | 125.97 | 125.97 | 125.97 | 125.97 | 125.97 | 125.97 | 125.97 | 125.97 | 125.97 | 125.97 | 125.97 | 125.97 | 125.97 | 125.97 | 125.97 | 125.97 | 125.97 | 125.97 | 125.97 | 37.2986 | 69.624 | 111.8958 | 161.6272 | 161.6272 | 161.6272 | 161.6272 | 161.6272 | 161.6272 | 161.6272 | 161.6272 | 161.6272 | 161.6272 | 161.6272 | 161.6272 | 161.6272 | 161.6272 | 161.6272 | 161.6272 | 161.6272 | 161.6272 | 161.6272 | 161.6272 | 161.6272 | 161.6272
2032 | N+9 | 20.65 | 41.3 | 68.145 | 103.25 | 123.9 | 123.9 | 123.9 | 123.9 | 123.9 | 123.9 | 123.9 | 123.9 | 123.9 | 123.9 | 123.9 | 123.9 | 123.9 | 123.9 | 123.9 | 123.9 | 123.9 | 123.9 | 123.9 | 123.9 | 123.9 | 26.4952 | 52.9904 | 87.4342 | 132.4761 | 158.9713 | 158.9713 | 158.9713 | 158.9713 | 158.9713 | 158.9713 | 158.9713 | 158.9713 | 158.9713 | 158.9713 | 158.9713 | 158.9713 | 158.9713 | 158.9713 | 158.9713 | 158.9713 | 158.9713 | 158.9713 | 158.9713 | 158.9713 | 158.9713
2033 | N+10 | 9.205 | 22.092 | 40.502 | 64.435 | 79.163 | 79.163 | 79.163 | 79.163 | 79.163 | 79.163 | 79.163 | 79.163 | 79.163 | 79.163 | 79.163 | 79.163 | 79.163 | 79.163 | 79.163 | 79.163 | 79.163 | 79.163 | 79.163 | 79.163 | 79.163 | 11.8106 | 28.3454 | 51.9665 | 82.674 | 101.571 | 101.571 | 101.571 | 101.571 | 101.571 | 101.571 | 101.571 | 101.571 | 101.571 | 101.571 | 101.571 | 101.571 | 101.571 | 101.571 | 101.571 | 101.571 | 101.571 | 101.571 | 101.571 | 101.571 | 101.571
2034 | N+11 | 0 | 5.814 | 19.38 | 38.76 | 52.326 | 52.326 | 52.326 | 52.326 | 52.326 | 52.326 | 52.326 | 52.326 | 52.326 | 52.326 | 52.326 | 52.326 | 52.326 | 52.326 | 52.326 | 52.326 | 52.326 | 52.326 | 52.326 | 52.326 | 52.326 | 0 | 7.4597 | 24.8657 | 49.7315 | 67.1375 | 67.1375 | 67.1375 | 67.1375 | 67.1375 | 67.1375 | 67.1375 | 67.1375 | 67.1375 | 67.1375 | 67.1375 | 67.1375 | 67.1375 | 67.1375 | 67.1375 | 67.1375 | 67.1375 | 67.1375 | 67.1375 | 67.1375 | 67.1375
2035 | N+12 | 0 | 0 | 6.195 | 20.65 | 30.975 | 30.975 | 30.975 | 30.975 | 30.975 | 30.975 | 30.975 | 30.975 | 30.975 | 30.975 | 30.975 | 30.975 | 30.975 | 30.975 | 30.975 | 30.975 | 30.975 | 30.975 | 30.975 | 30.975 | 30.975 | 0 | 0 | 7.9486 | 26.4952 | 39.7428 | 39.7428 | 39.7428 | 39.7428 | 39.7428 | 39.7428 | 39.7428 | 39.7428 | 39.7428 | 39.7428 | 39.7428 | 39.7428 | 39.7428 | 39.7428 | 39.7428 | 39.7428 | 39.7428 | 39.7428 | 39.7428 | 39.7428 | 39.7428
2036 | N+13 | 0 | 0 | 0 | 0 | 0 | 0 | 0 | 0 | 0 | 0 | 0 | 0 | 0 | 0 | 0 | 0 | 0 | 0 | 0 | 0 | 0 | 0 | 0 | 0 | 0 | 0 | 0 | 0 | 0 | 0 | 0 | 0 | 0 | 0 | 0 | 0 | 0 | 0 | 0 | 0 | 0 | 0 | 0 | 0 | 0 | 0 | 0 | 0 | 0 | 0
2037 | N+14 | 0 | 0 | 0 | 0 | 0 | 0 | 0 | 0 | 0 | 0 | 0 | 0 | 0 | 0 | 0 | 0 | 0 | 0 | 0 | 0 | 0 | 0 | 0 | 0 | 0 | 0 | 0 | 0 | 0 | 0 | 0 | 0 | 0 | 0 | 0 | 0 | 0 | 0 | 0 | 0 | 0 | 0 | 0 | 0 | 0 | 0 | 0 | 0 | 0 | 0
2038 | N+15 | 0 | 0 | 0 | 0 | 0 | 0 | 0 | 0 | 0 | 0 | 0 | 0 | 0 | 0 | 0 | 0 | 0 | 0 | 0 | 0 | 0 | 0 | 0 | 0 | 0 | 0 | 0 | 0 | 0 | 0 | 0 | 0 | 0 | 0 | 0 | 0 | 0 | 0 | 0 | 0 | 0 | 0 | 0 | 0 | 0 | 0 | 0 | 0 | 0 | 0
2039 | N+16 | 0 | 0 | 0 | 0 | 0 | 0 | 0 | 0 | 0 | 0 | 0 | 0 | 0 | 0 | 0 | 0 | 0 | 0 | 0 | 0 | 0 | 0 | 0 | 0 | 0 | 0 | 0 | 0 | 0 | 0 | 0 | 0 | 0 | 0 | 0 | 0 | 0 | 0 | 0 | 0 | 0 | 0 | 0 | 0 | 0 | 0 | 0 | 0 | 0 | 0
2040 | N+17 | 0 | 0 | 0 | 0 | 0 | 0 | 0 | 0 | 0 | 0 | 0 | 0 | 0 | 0 | 0 | 0 | 0 | 0 | 0 | 0 | 0 | 0 | 0 | 0 | 0 | 0 | 0 | 0 | 0 | 0 | 0 | 0 | 0 | 0 | 0 | 0 | 0 | 0 | 0 | 0 | 0 | 0 | 0 | 0 | 0 | 0 | 0 | 0 | 0 | 0
2041 | N+18 | 0 | 0 | 0 | 0 | 0 | 0 | 0 | 0 | 0 | 0 | 0 | 0 | 0 | 0 | 0 | 0 | 0 | 0 | 0 | 0 | 0 | 0 | 0 | 0 | 0 | 0 | 0 | 0 | 0 | 0 | 0 | 0 | 0 | 0 | 0 | 0 | 0 | 0 | 0 | 0 | 0 | 0 | 0 | 0 | 0 | 0 | 0 | 0 | 0 | 0
2042 | N+19 | 0 | 0 | 0 | 0 | 0 | 0 | 0 | 0 | 0 | 0 | 0 | 0 | 0 | 0 | 0 | 0 | 0 | 0 | 0 | 0 | 0 | 0 | 0 | 0 | 0 | 0 | 0 | 0 | 0 | 0 | 0 | 0 | 0 | 0 | 0 | 0 | 0 | 0 | 0 | 0 | 0 | 0 | 0 | 0 | 0 | 0 | 0 | 0 | 0 | 0
2043 | N+20 | 0 | 0 | 0 | 0 | 0 | 0 | 0 | 0 | 0 | 0 | 0 | 0 | 0 | 0 | 0 | 0 | 0 | 0 | 0 | 0 | 0 | 0 | 0 | 0 | 0 | 0 | 0 | 0 | 0 | 0 | 0 | 0 | 0 | 0 | 0 | 0 | 0 | 0 | 0 | 0 | 0 | 0 | 0 | 0 | 0 | 0 | 0 | 0 | 0 | 0
2044 | N+21 | 0 | 0 | 0 | 0 | 0 | 0 | 0 | 0 | 0 | 0 | 0 | 0 | 0 | 0 | 0 | 0 | 0 | 0 | 0 | 0 | 0 | 0 | 0 | 0 | 0 | 0 | 0 | 0 | 0 | 0 | 0 | 0 | 0 | 0 | 0 | 0 | 0 | 0 | 0 | 0 | 0 | 0 | 0 | 0 | 0 | 0 | 0 | 0 | 0 | 0
2045 | N+22 | 0 | 0 | 0 | 0 | 0 | 0 | 0 | 0 | 0 | 0 | 0 | 0 | 0 | 0 | 0 | 0 | 0 | 0 | 0 | 0 | 0 | 0 | 0 | 0 | 0 | 0 | 0 | 0 | 0 | 0 | 0 | 0 | 0 | 0 | 0 | 0 | 0 | 0 | 0 | 0 | 0 | 0 | 0 | 0 | 0 | 0 | 0 | 0 | 0 | 0
2046 | N+23 | 0 | 0 | 0 | 0 | 0 | 0 | 0 | 0 | 0 | 0 | 0 | 0 | 0 | 0 | 0 | 0 | 0 | 0 | 0 | 0 | 0 | 0 | 0 | 0 | 0 | 0 | 0 | 0 | 0 | 0 | 0 | 0 | 0 | 0 | 0 | 0 | 0 | 0 | 0 | 0 | 0 | 0 | 0 | 0 | 0 | 0 | 0 | 0 | 0 | 0
2047 | N+24 | 0 | 0 | 0 | 0 | 0 | 0 | 0 | 0 | 0 | 0 | 0 | 0 | 0 | 0 | 0 | 0 | 0 | 0 | 0 | 0 | 0 | 0 | 0 | 0 | 0 | 0 | 0 | 0 | 0 | 0 | 0 | 0 | 0 | 0 | 0 | 0 | 0 | 0 | 0 | 0 | 0 | 0 | 0 | 0 | 0 | 0 | 0 | 0 | 0 | 0
2048 | N+25 | 0 | 0 | 0 | 0 | 0 | 0 | 0 | 0 | 0 | 0 | 0 | 0 | 0 | 0 | 0 | 0 | 0 | 0 | 0 | 0 | 0 | 0 | 0 | 0 | 0 | 0 | 0 | 0 | 0 | 0 | 0 | 0 | 0 | 0 | 0 | 0 | 0 | 0 | 0 | 0 | 0 | 0 | 0 | 0 | 0 | 0 | 0 | 0 | 0 | 0
2049 | N+26 | 0 | 0 | 0 | 0 | 0 | 0 | 0 | 0 | 0 | 0 | 0 | 0 | 0 | 0 | 0 | 0 | 0 | 0 | 0 | 0 | 0 | 0 | 0 | 0 | 0 | 0 | 0 | 0 | 0 | 0 | 0 | 0 | 0 | 0 | 0 | 0 | 0 | 0 | 0 | 0 | 0 | 0 | 0 | 0 | 0 | 0 | 0 | 0 | 0 | 0
2050 | N+27 | 0 | 0 | 0 | 0 | 0 | 0 | 0 | 0 | 0 | 0 | 0 | 0 | 0 | 0 | 0 | 0 | 0 | 0 | 0 | 0 | 0 | 0 | 0 | 0 | 0 | 0 | 0 | 0 | 0 | 0 | 0 | 0 | 0 | 0 | 0 | 0 | 0 | 0 | 0 | 0 | 0 | 0 | 0 | 0 | 0 | 0 | 0 | 0 | 0 | 0
Total for Benefits |  | 173.2836 | 287.3466 | 397.8059 | 504.4356 | 551.9626 | 551.9626 | 551.9626 | 551.9626 | 551.9626 | 551.9626 | 551.9626 | 551.9626 | 551.9626 | 551.9626 | 551.9626 | 551.9626 | 551.9626 | 551.9626 | 551.9626 | 551.9626 | 551.9626 | 551.9626 | 551.9626 | 551.9626 | 551.9626 | 222.3334 | 368.6833 | 510.4093 | 647.2218 | 708.2017 | 708.2017 | 708.2017 | 708.2017 | 708.2017 | 708.2017 | 708.2017 | 708.2017 | 708.2017 | 708.2017 | 708.2017 | 708.2017 | 708.2017 | 708.2017 | 708.2017 | 708.2017 | 708.2017 | 708.2017 | 708.2017 | 708.2017 | 708.2017

## AvoidedEnergy (hidden)
STRATEGY SUMMARY
Strategy | Link | AESC Sensitivity | AESC Preset | Preset Detail | Other Notes | Line Loss Period | Line Losses
Top 20 All Hours | Strategy 1 | Main 2018 AESC | Peak Load (Top %) | 0.23% | 20 / 8760 = 0.23% | Summer Peak | 8%
Top 20 Summer Hours | Strategy 2 | Main 2018 AESC | Peak Load (Top %) | 0.6831% | 20 / 2928 = 0.68% | Summer Peak | 8%
Summer Daily Discharge | Strategy 3 | Main 2018 AESC | User Input | Discharge daily 4-7 pm June-Sept; 4.05 kW per hour for 3 hours. |  | Summer Peak | 8%
Summer Daily Charge | Strategy 4 | Main 2018 AESC | User Input | Charge daily 2-5 am June-Sept; 5.00 kW per hour for 3 hours. |  | Summer Off-Peak | 8%
Summer Targeted Charge | Strategy 5 | Main 2018 AESC | User Input | Charge 2-5 am, July and August, only on the days when the top 20 hours occur, 5 kW per hour, for 3 hours. |  | Summer Off-Peak | 8% |  |  | Update the orange cells with AESC User Interface values consistent with Strategy
Top 20 Winter Hours | Strategy 6 | Main 2018 AESC | Peak Load (Top %) | 0.34% | 20 / 5832 = 0.34% | Winter Peak | 8%
Winter Targeted Charge | Strategy 7 | Main 2018 AESC | User Input | Charge 2-5 am, December and January, only on the days when the top 20 winter hours occur, 5 kW per hour, for 3 hours. |  | Winter Off-Peak | 8%
1 | 2 | 3 | 4 | 5 | 6 | 7 |  | 1 | 2 | 3 | 4 | 5 | 6
|  | 2 | 4
Top 20 All Hours
Years |  | Retail Energy | Energy DRIPE | Retail Energy | Energy DRIPE | Key |  | Year | Retail Energy Costs | Wholesale Energy Costs | Net ZoZ DRIPE: 2018 vintage | Net ZoZ DRIPE: 2019 vintage | Avoided REC Costs to Load CALCULATED
|  | $/kWh | $/kWh | $/kWh | $/kWh |  |  |  | Other Costing Period | Other Costing Period | Other Costing Period | Other Costing Period
ANNUAL AVOIDED COSTS |  |  |  | CUMULATIVE AVOIDED COSTS |  |  |  |  | $/kWh | $/kWh | $/kWh | $/kWh
2021 | 2021$ | [6 empty] | AESC, ANNUAL AVOIDED COSTS, 2018$
1 | 2021 | 0.11179 | 0.021882 | 0.11101 | 0.021729 | 2021-Top 20 All Hours-1 |  | 2018 | 0.064129 | 0.051966 | 0.0077141 | 0 | 0.0074124
2 | 2022 | 0.079226 | 0.01448 | 0.18858 | 0.035906 | 2021-Top 20 All Hours-2 |  | 2019 | 0.067491 | 0.051201 | 0.011265 | 0.0072668 | 0.011291
3 | 2023 | 0.068088 | 0.0097605 | 0.25432 | 0.04533 | 2021-Top 20 All Hours-3 |  | 2020 | 0.069855 | 0.055999 | 0.01148 | 0.01063 | 0.0086818
4 | 2024 | 0.068375 | 0.0075655 | 0.31942 | 0.052533 | 2021-Top 20 All Hours-4 |  | 2021 | 0.10594 | 0.091352 | 0.020735 | 0.020407 | 0.0067363
5 | 2025 | 0.068937 | 0.0049613 | 0.38413 | 0.05719 | 2021-Top 20 All Hours-5 |  | 2022 | 0.075075 | 0.0644 | 0.013721 | 0.015116 | 0.0051144
6 | 2026 | 0.079688 | 0.002986 | 0.4579 | 0.059954 | 2021-Top 20 All Hours-6 |  | 2023 | 0.06452 | 0.054269 | 0.0092491 | 0.011624 | 0.0054721
7 | 2027 | 0.069704 | 0.001591 | 0.52152 | 0.061406 | 2021-Top 20 All Hours-7 |  | 2024 | 0.064793 | 0.054979 | 0.0071692 | 0.0092525 | 0.0050143
8 | 2028 | 0.073722 | 0 | 0.58787 | 0.061406 | 2021-Top 20 All Hours-8 |  | 2025 | 0.065325 | 0.056354 | 0.0047013 | 0.0064716 | 0.0041326
9 | 2029 | 0.091012 | 0 | 0.66864 | 0.061406 | 2021-Top 20 All Hours-9 |  | 2026 | 0.075513 | 0.066506 | 0.0028295 | 0.0052428 | 0.0034129
10 | 2030 | 0.097922 | 0 | 0.75433 | 0.061406 | 2021-Top 20 All Hours-10 |  | 2027 | 0.066052 | 0.058457 | 0.0015076 | 0.0025433 | 0.0027024
11 | 2031 | 0.076007 | 0 | 0.81992 | 0.061406 | 2021-Top 20 All Hours-11 |  | 2028 | 0.069859 | 0.062278 | 0 | 0.0016579 | 0.0024063
12 | 2032 | 0.071163 | 0 | 0.88047 | 0.061406 | 2021-Top 20 All Hours-12 |  | 2029 | 0.086244 | 0.077574 | 0 | 0 | 0.0022812
13 | 2033 | 0.073388 | 0 | 0.94204 | 0.061406 | 2021-Top 20 All Hours-13 |  | 2030 | 0.092791 | 0.083631 | 0 | 0 | 0.0022868
14 | 2034 | 0.082329 | 0 | 1.0101 | 0.061406 | 2021-Top 20 All Hours-14 |  | 2031 | 0.072025 | 0.064351 | 0 | 0 | 0.0023389
15 | 2035 | 0.092862 | 0 | 1.0859 | 0.061406 | 2021-Top 20 All Hours-15 |  | 2032 | 0.067435 | 0.059647 | 0 | 0 | 0.0027923
16 | 2036 | 0.097634 | 0 | 1.1644 | 0.061406 | 2021-Top 20 All Hours-16 |  | 2033 | 0.069543 | 0.061493 | 0 | 0 | 0.0028981
17 | 2037 | 0.10265 | 0 | 1.2459 | 0.061406 | 2021-Top 20 All Hours-17 |  | 2034 | 0.078016 | 0.069229 | 0 | 0 | 0.0030079
18 | 2038 | 0.10794 | 0 | 1.3303 | 0.061406 | 2021-Top 20 All Hours-18 |  | 2035 | 0.087996 | 0.078356 | 0 | 0 | 0.0031219
19 | 2039 | 0.11349 | 0 | 1.4178 | 0.061406 | 2021-Top 20 All Hours-19 |  | 2036 | 0.092519 | 0.08231 | 0 | 0 | 0.0033556
20 | 2040 | 0.11933 | 0 | 1.5085 | 0.061406 | 2021-Top 20 All Hours-20 |  | 2037 | 0.097276 | 0.086464 | 0 | 0 | 0.0036068
21 | 2041 | 0.12548 | 0 | 1.6026 | 0.061406 | 2021-Top 20 All Hours-21 |  | 2038 | 0.10228 | 0.090827 | 0 | 0 | 0.0038768
22 | 2042 | 0.13194 | 0 | 1.7002 | 0.061406 | 2021-Top 20 All Hours-22 |  | 2039 | 0.10754 | 0.09541 | 0 | 0 | 0.0041671
23 | 2043 | 0.13875 | 0 | 1.8013 | 0.061406 | 2021-Top 20 All Hours-23 |  | 2040 | 0.11308 | 0.10022 | 0 | 0 | 0.004479
24 | 2044 | 0.1459 | 0 | 1.9062 | 0.061406 | 2021-Top 20 All Hours-24 |  | 2041 | 0.1189 | 0.10528 | 0 | 0 | 0.0048144
25 | 2045 | 0.15343 | 0 | 2.015 | 0.061406 | 2021-Top 20 All Hours-25 |  | 2042 | 0.12503 | 0.1106 | 0 | 0 | 0.0051748
26 | 2046 | 0.16135 | 0 | 2.1278 | 0.061406 | 2021-Top 20 All Hours-26 |  | 2043 | 0.13148 | 0.11618 | 0 | 0 | 0.0055622
27 | 2047 | 0.16969 | 0 | 2.2447 | 0.061406 | 2021-Top 20 All Hours-27 |  | 2044 | 0.13826 | 0.12204 | 0 | 0 | 0.0059786
2022 | 2022$ | [6 empty] | 2045 | 0.14539 | 0.1282 | 0 | 0 | 0.0064262
1 | 2022 | 0.08066 | 0.01448 | 0.080096 | 0.014378 | 2022-Top 20 All Hours-1 |  | 2046 | 0.1529 | 0.13467 | 0 | 0 | 0.0069073
2 | 2023 | 0.06932 | 0.0097605 | 0.14797 | 0.023935 | 2022-Top 20 All Hours-2 |  | 2047 | 0.1608 | 0.14146 | 0 | 0 | 0.0074244
3 | 2024 | 0.069613 | 0.0075655 | 0.21518 | 0.03124 | 2022-Top 20 All Hours-3 |  | 2048 | 0.16911 | 0.1486 | 0 | 0 | 0.0079802
4 | 2025 | 0.070185 | 0.0049613 | 0.282 | 0.035963 | 2022-Top 20 All Hours-4 |  | 2049 | 0.17785 | 0.1561 | 0 | 0 | 0.0085776
5 | 2026 | 0.08113 | 0.002986 | 0.35816 | 0.038766 | 2022-Top 20 All Hours-5 |  | 2050 | 0.18705 | 0.16398 | 0 | 0 | 0.0092198
6 | 2027 | 0.070965 | 0.001591 | 0.42385 | 0.040239 | 2022-Top 20 All Hours-6
7 | 2028 | 0.075056 | 0 | 0.49236 | 0.040239 | 2022-Top 20 All Hours-7
8 | 2029 | 0.09266 | 0 | 0.57575 | 0.040239 | 2022-Top 20 All Hours-8
9 | 2030 | 0.099694 | 0 | 0.66423 | 0.040239 | 2022-Top 20 All Hours-9
10 | 2031 | 0.077382 | 0 | 0.73195 | 0.040239 | 2022-Top 20 All Hours-10
11 | 2032 | 0.072451 | 0 | 0.79446 | 0.040239 | 2022-Top 20 All Hours-11
12 | 2033 | 0.074716 | 0 | 0.85804 | 0.040239 | 2022-Top 20 All Hours-12
13 | 2034 | 0.083819 | 0 | 0.92836 | 0.040239 | 2022-Top 20 All Hours-13
14 | 2035 | 0.094542 | 0 | 1.0066 | 0.040239 | 2022-Top 20 All Hours-14
15 | 2036 | 0.099402 | 0 | 1.0877 | 0.040239 | 2022-Top 20 All Hours-15
16 | 2037 | 0.10451 | 0 | 1.1717 | 0.040239 | 2022-Top 20 All Hours-16
17 | 2038 | 0.10989 | 0 | 1.2589 | 0.040239 | 2022-Top 20 All Hours-17
18 | 2039 | 0.11554 | 0 | 1.3492 | 0.040239 | 2022-Top 20 All Hours-18
19 | 2040 | 0.12149 | 0 | 1.4429 | 0.040239 | 2022-Top 20 All Hours-19
20 | 2041 | 0.12775 | 0 | 1.5401 | 0.040239 | 2022-Top 20 All Hours-20
21 | 2042 | 0.13433 | 0 | 1.6408 | 0.040239 | 2022-Top 20 All Hours-21
22 | 2043 | 0.14126 | 0 | 1.7453 | 0.040239 | 2022-Top 20 All Hours-22
23 | 2044 | 0.14854 | 0 | 1.8535 | 0.040239 | 2022-Top 20 All Hours-23
24 | 2045 | 0.15621 | 0 | 1.9658 | 0.040239 | 2022-Top 20 All Hours-24
25 | 2046 | 0.16427 | 0 | 2.0823 | 0.040239 | 2022-Top 20 All Hours-25
2023 | 2023$
1 | 2023 | 0.070575 | 0.0097605 | 0.070081 | 0.0096922 | 2023-Top 20 All Hours-1
2 | 2024 | 0.070873 | 0.0075655 | 0.13948 | 0.0171 | 2023-Top 20 All Hours-2
3 | 2025 | 0.071455 | 0.0049613 | 0.20847 | 0.02189 | 2023-Top 20 All Hours-3
4 | 2026 | 0.082598 | 0.002986 | 0.2871 | 0.024733 | 2023-Top 20 All Hours-4
5 | 2027 | 0.07225 | 0.001591 | 0.35493 | 0.026226 | 2023-Top 20 All Hours-5
6 | 2028 | 0.076415 | 0 | 0.42566 | 0.026226 | 2023-Top 20 All Hours-6
7 | 2029 | 0.094337 | 0 | 0.51177 | 0.026226 | 2023-Top 20 All Hours-7
8 | 2030 | 0.1015 | 0 | 0.60312 | 0.026226 | 2023-Top 20 All Hours-8
9 | 2031 | 0.078783 | 0 | 0.67304 | 0.026226 | 2023-Top 20 All Hours-9
10 | 2032 | 0.073762 | 0 | 0.73758 | 0.026226 | 2023-Top 20 All Hours-10
11 | 2033 | 0.076068 | 0 | 0.80322 | 0.026226 | 2023-Top 20 All Hours-11
12 | 2034 | 0.085336 | 0 | 0.87583 | 0.026226 | 2023-Top 20 All Hours-12
13 | 2035 | 0.096254 | 0 | 0.95659 | 0.026226 | 2023-Top 20 All Hours-13
14 | 2036 | 0.1012 | 0 | 1.0403 | 0.026226 | 2023-Top 20 All Hours-14
15 | 2037 | 0.1064 | 0 | 1.1271 | 0.026226 | 2023-Top 20 All Hours-15
16 | 2038 | 0.11188 | 0 | 1.2171 | 0.026226 | 2023-Top 20 All Hours-16
17 | 2039 | 0.11764 | 0 | 1.3104 | 0.026226 | 2023-Top 20 All Hours-17
18 | 2040 | 0.12369 | 0 | 1.4071 | 0.026226 | 2023-Top 20 All Hours-18
19 | 2041 | 0.13006 | 0 | 1.5074 | 0.026226 | 2023-Top 20 All Hours-19
20 | 2042 | 0.13676 | 0 | 1.6114 | 0.026226 | 2023-Top 20 All Hours-20
21 | 2043 | 0.14381 | 0 | 1.7193 | 0.026226 | 2023-Top 20 All Hours-21
22 | 2044 | 0.15123 | 0 | 1.8311 | 0.026226 | 2023-Top 20 All Hours-22
23 | 2045 | 0.15904 | 0 | 1.947 | 0.026226 | 2023-Top 20 All Hours-23
24 | 2046 | 0.16725 | 0 | 2.0673 | 0.026226 | 2023-Top 20 All Hours-24
25 | 2047 | 0.17589 | 0 | 2.1919 | 0.026226 | 2023-Top 20 All Hours-25
Top 20 Summer Hours
Years |  | Retail Energy | Energy DRIPE | Retail Energy | Energy DRIPE | Key |  | Year | Retail Energy Costs | Wholesale Energy Costs | Net ZoZ DRIPE: 2018 vintage | Net ZoZ DRIPE: 2019 vintage | Avoided REC Costs to Load CALCULATED
|  | $/kWh | $/kWh | $/kWh | $/kWh |  |  |  | Other Costing Period | Other Costing Period | Other Costing Period | Other Costing Period
ANNUAL AVOIDED COSTS |  |  |  | CUMULATIVE AVOIDED COSTS |  |  |  |  | $/kWh | $/kWh | $/kWh | $/kWh
2021 | 2021$ | [6 empty] | AESC, ANNUAL AVOIDED COSTS, 2018$
1 | 2021 | 0.11179 | 0.021844 | 0.11101 | 0.021692 | 2021-Top 20 Summer Hours-1 |  | 2018 | 0.064129 | 0.051966 | 0.0077 | 0 | 0.0074124
2 | 2022 | 0.079226 | 0.014457 | 0.18858 | 0.035848 | 2021-Top 20 Summer Hours-2 |  | 2019 | 0.067491 | 0.051201 | 0.0113 | 0.0072668 | 0.011291
3 | 2023 | 0.068088 | 0.0097087 | 0.25432 | 0.045221 | 2021-Top 20 Summer Hours-3 |  | 2020 | 0.069855 | 0.055999 | 0.0115 | 0.01063 | 0.0086818
4 | 2024 | 0.068375 | 0.0075981 | 0.31942 | 0.052455 | 2021-Top 20 Summer Hours-4 |  | 2021 | 0.10594 | 0.091352 | 0.0207 | 0.020407 | 0.0067363
5 | 2025 | 0.068937 | 0.0049599 | 0.38413 | 0.057111 | 2021-Top 20 Summer Hours-5 |  | 2022 | 0.075075 | 0.0644 | 0.0137 | 0.015116 | 0.0051144
6 | 2026 | 0.079688 | 0.0029548 | 0.4579 | 0.059846 | 2021-Top 20 Summer Hours-6 |  | 2023 | 0.06452 | 0.054269 | 0.0092 | 0.011624 | 0.0054721
7 | 2027 | 0.069704 | 0.0015829 | 0.52152 | 0.061291 | 2021-Top 20 Summer Hours-7 |  | 2024 | 0.064793 | 0.054979 | 0.0072 | 0.0092525 | 0.0050143
8 | 2028 | 0.073722 | 0 | 0.58787 | 0.061291 | 2021-Top 20 Summer Hours-8 |  | 2025 | 0.065325 | 0.056354 | 0.0047 | 0.0064716 | 0.0041326
9 | 2029 | 0.091012 | 0 | 0.66864 | 0.061291 | 2021-Top 20 Summer Hours-9 |  | 2026 | 0.075513 | 0.066506 | 0.0028 | 0.0052428 | 0.0034129
10 | 2030 | 0.097922 | 0 | 0.75433 | 0.061291 | 2021-Top 20 Summer Hours-10 |  | 2027 | 0.066052 | 0.058457 | 0.0015 | 0.0025433 | 0.0027024
11 | 2031 | 0.076007 | 0 | 0.81992 | 0.061291 | 2021-Top 20 Summer Hours-11 |  | 2028 | 0.069859 | 0.062278 | 0 | 0.0016579 | 0.0024063
12 | 2032 | 0.071163 | 0 | 0.88047 | 0.061291 | 2021-Top 20 Summer Hours-12 |  | 2029 | 0.086244 | 0.077574 | 0 | 0 | 0.0022812
13 | 2033 | 0.073388 | 0 | 0.94204 | 0.061291 | 2021-Top 20 Summer Hours-13 |  | 2030 | 0.092791 | 0.083631 | 0 | 0 | 0.0022868
14 | 2034 | 0.082329 | 0 | 1.0101 | 0.061291 | 2021-Top 20 Summer Hours-14 |  | 2031 | 0.072025 | 0.064351 | 0 | 0 | 0.0023389
15 | 2035 | 0.092862 | 0 | 1.0859 | 0.061291 | 2021-Top 20 Summer Hours-15 |  | 2032 | 0.067435 | 0.059647 | 0 | 0 | 0.0027923
16 | 2036 | 0.097634 | 0 | 1.1644 | 0.061291 | 2021-Top 20 Summer Hours-16 |  | 2033 | 0.069543 | 0.061493 | 0 | 0 | 0.0028981
17 | 2037 | 0.10265 | 0 | 1.2459 | 0.061291 | 2021-Top 20 Summer Hours-17 |  | 2034 | 0.078016 | 0.069229 | 0 | 0 | 0.0030079
18 | 2038 | 0.10794 | 0 | 1.3303 | 0.061291 | 2021-Top 20 Summer Hours-18 |  | 2035 | 0.087996 | 0.078356 | 0 | 0 | 0.0031219
19 | 2039 | 0.11349 | 0 | 1.4178 | 0.061291 | 2021-Top 20 Summer Hours-19 |  | 2036 | 0.092519 | 0.08231 | 0 | 0 | 0.0033556
20 | 2040 | 0.11933 | 0 | 1.5085 | 0.061291 | 2021-Top 20 Summer Hours-20 |  | 2037 | 0.097276 | 0.086464 | 0 | 0 | 0.0036068
21 | 2041 | 0.12548 | 0 | 1.6026 | 0.061291 | 2021-Top 20 Summer Hours-21 |  | 2038 | 0.10228 | 0.090827 | 0 | 0 | 0.0038768
22 | 2042 | 0.13194 | 0 | 1.7002 | 0.061291 | 2021-Top 20 Summer Hours-22 |  | 2039 | 0.10754 | 0.09541 | 0 | 0 | 0.0041671
23 | 2043 | 0.13875 | 0 | 1.8013 | 0.061291 | 2021-Top 20 Summer Hours-23 |  | 2040 | 0.11308 | 0.10022 | 0 | 0 | 0.004479
24 | 2044 | 0.1459 | 0 | 1.9062 | 0.061291 | 2021-Top 20 Summer Hours-24 |  | 2041 | 0.1189 | 0.10528 | 0 | 0 | 0.0048144
25 | 2045 | 0.15343 | 0 | 2.015 | 0.061291 | 2021-Top 20 Summer Hours-25 |  | 2042 | 0.12503 | 0.1106 | 0 | 0 | 0.0051748
26 | 2046 | 0.16135 | 0 | 2.1278 | 0.061291 | 2021-Top 20 Summer Hours-26 |  | 2043 | 0.13148 | 0.11618 | 0 | 0 | 0.0055622
27 | 2047 | 0.16969 | 0 | 2.2447 | 0.061291 | 2021-Top 20 Summer Hours-27 |  | 2044 | 0.13826 | 0.12204 | 0 | 0 | 0.0059786
2022 | 2022$ | [6 empty] | 2045 | 0.14539 | 0.1282 | 0 | 0 | 0.0064262
1 | 2022 | 0.08066 | 0.014457 | 0.080096 | 0.014356 | 2022-Top 20 Summer Hours-1 |  | 2046 | 0.1529 | 0.13467 | 0 | 0 | 0.0069073
2 | 2023 | 0.06932 | 0.0097087 | 0.14797 | 0.023863 | 2022-Top 20 Summer Hours-2 |  | 2047 | 0.1608 | 0.14146 | 0 | 0 | 0.0074244
3 | 2024 | 0.069613 | 0.0075981 | 0.21518 | 0.031198 | 2022-Top 20 Summer Hours-3 |  | 2048 | 0.16911 | 0.1486 | 0 | 0 | 0.0079802
4 | 2025 | 0.070185 | 0.0049599 | 0.282 | 0.03592 | 2022-Top 20 Summer Hours-4 |  | 2049 | 0.17785 | 0.1561 | 0 | 0 | 0.0085776
5 | 2026 | 0.08113 | 0.0029548 | 0.35816 | 0.038694 | 2022-Top 20 Summer Hours-5 |  | 2050 | 0.18705 | 0.16398 | 0 | 0 | 0.0092198
6 | 2027 | 0.070965 | 0.0015829 | 0.42385 | 0.04016 | 2022-Top 20 Summer Hours-6
7 | 2028 | 0.075056 | 0 | 0.49236 | 0.04016 | 2022-Top 20 Summer Hours-7
8 | 2029 | 0.09266 | 0 | 0.57575 | 0.04016 | 2022-Top 20 Summer Hours-8
9 | 2030 | 0.099694 | 0 | 0.66423 | 0.04016 | 2022-Top 20 Summer Hours-9
10 | 2031 | 0.077382 | 0 | 0.73195 | 0.04016 | 2022-Top 20 Summer Hours-10
11 | 2032 | 0.072451 | 0 | 0.79446 | 0.04016 | 2022-Top 20 Summer Hours-11
12 | 2033 | 0.074716 | 0 | 0.85804 | 0.04016 | 2022-Top 20 Summer Hours-12
13 | 2034 | 0.083819 | 0 | 0.92836 | 0.04016 | 2022-Top 20 Summer Hours-13
14 | 2035 | 0.094542 | 0 | 1.0066 | 0.04016 | 2022-Top 20 Summer Hours-14
15 | 2036 | 0.099402 | 0 | 1.0877 | 0.04016 | 2022-Top 20 Summer Hours-15
16 | 2037 | 0.10451 | 0 | 1.1717 | 0.04016 | 2022-Top 20 Summer Hours-16
17 | 2038 | 0.10989 | 0 | 1.2589 | 0.04016 | 2022-Top 20 Summer Hours-17
18 | 2039 | 0.11554 | 0 | 1.3492 | 0.04016 | 2022-Top 20 Summer Hours-18
19 | 2040 | 0.12149 | 0 | 1.4429 | 0.04016 | 2022-Top 20 Summer Hours-19
20 | 2041 | 0.12775 | 0 | 1.5401 | 0.04016 | 2022-Top 20 Summer Hours-20
21 | 2042 | 0.13433 | 0 | 1.6408 | 0.04016 | 2022-Top 20 Summer Hours-21
22 | 2043 | 0.14126 | 0 | 1.7453 | 0.04016 | 2022-Top 20 Summer Hours-22
23 | 2044 | 0.14854 | 0 | 1.8535 | 0.04016 | 2022-Top 20 Summer Hours-23
24 | 2045 | 0.15621 | 0 | 1.9658 | 0.04016 | 2022-Top 20 Summer Hours-24
25 | 2046 | 0.16427 | 0 | 2.0823 | 0.04016 | 2022-Top 20 Summer Hours-25
2023 | 2023$
1 | 2023 | 0.070575 | 0.0097087 | 0.070081 | 0.0096407 | 2023-Top 20 Summer Hours-1
2 | 2024 | 0.070873 | 0.0075981 | 0.13948 | 0.01708 | 2023-Top 20 Summer Hours-2
3 | 2025 | 0.071455 | 0.0049599 | 0.20847 | 0.021869 | 2023-Top 20 Summer Hours-3
4 | 2026 | 0.082598 | 0.0029548 | 0.2871 | 0.024682 | 2023-Top 20 Summer Hours-4
5 | 2027 | 0.07225 | 0.0015829 | 0.35493 | 0.026168 | 2023-Top 20 Summer Hours-5
6 | 2028 | 0.076415 | 0 | 0.42566 | 0.026168 | 2023-Top 20 Summer Hours-6
7 | 2029 | 0.094337 | 0 | 0.51177 | 0.026168 | 2023-Top 20 Summer Hours-7
8 | 2030 | 0.1015 | 0 | 0.60312 | 0.026168 | 2023-Top 20 Summer Hours-8
9 | 2031 | 0.078783 | 0 | 0.67304 | 0.026168 | 2023-Top 20 Summer Hours-9
10 | 2032 | 0.073762 | 0 | 0.73758 | 0.026168 | 2023-Top 20 Summer Hours-10
11 | 2033 | 0.076068 | 0 | 0.80322 | 0.026168 | 2023-Top 20 Summer Hours-11
12 | 2034 | 0.085336 | 0 | 0.87583 | 0.026168 | 2023-Top 20 Summer Hours-12
13 | 2035 | 0.096254 | 0 | 0.95659 | 0.026168 | 2023-Top 20 Summer Hours-13
14 | 2036 | 0.1012 | 0 | 1.0403 | 0.026168 | 2023-Top 20 Summer Hours-14
15 | 2037 | 0.1064 | 0 | 1.1271 | 0.026168 | 2023-Top 20 Summer Hours-15
16 | 2038 | 0.11188 | 0 | 1.2171 | 0.026168 | 2023-Top 20 Summer Hours-16
17 | 2039 | 0.11764 | 0 | 1.3104 | 0.026168 | 2023-Top 20 Summer Hours-17
18 | 2040 | 0.12369 | 0 | 1.4071 | 0.026168 | 2023-Top 20 Summer Hours-18
19 | 2041 | 0.13006 | 0 | 1.5074 | 0.026168 | 2023-Top 20 Summer Hours-19
20 | 2042 | 0.13676 | 0 | 1.6114 | 0.026168 | 2023-Top 20 Summer Hours-20
21 | 2043 | 0.14381 | 0 | 1.7193 | 0.026168 | 2023-Top 20 Summer Hours-21
22 | 2044 | 0.15123 | 0 | 1.8311 | 0.026168 | 2023-Top 20 Summer Hours-22
23 | 2045 | 0.15904 | 0 | 1.947 | 0.026168 | 2023-Top 20 Summer Hours-23
24 | 2046 | 0.16725 | 0 | 2.0673 | 0.026168 | 2023-Top 20 Summer Hours-24
25 | 2047 | 0.17589 | 0 | 2.1919 | 0.026168 | 2023-Top 20 Summer Hours-25
Summer Daily Discharge
Years |  | Retail Energy | Energy DRIPE | Retail Energy | Energy DRIPE | Key |  | Year | Retail Energy Costs | Wholesale Energy Costs | Net ZoZ DRIPE: 2018 vintage | Net ZoZ DRIPE: 2019 vintage | Avoided REC Costs to Load CALCULATED
|  | $/kWh | $/kWh | $/kWh | $/kWh |  |  |  | Other Costing Period | Other Costing Period | Other Costing Period | Other Costing Period
ANNUAL AVOIDED COSTS |  |  |  | CUMULATIVE AVOIDED COSTS |  |  |  |  | $/kWh | $/kWh | $/kWh | $/kWh
2021 | 2021$ | [6 empty] | AESC, ANNUAL AVOIDED COSTS, 2018$
1 | 2021 | 0.064326 | 0 | 0.063876 | 0 | 2021-Summer Daily Discharge-1 |  | 2018 | 0.044068 | 0.033391 | 0 | 0 | 0.0074124
2 | 2022 | 0.055176 | 0 | 0.1179 | 0 | 2021-Summer Daily Discharge-2 |  | 2019 | 0.052837 | 0.037633 | 0 | 0 | 0.011291
3 | 2023 | 0.050861 | 0 | 0.16701 | 0 | 2021-Summer Daily Discharge-3 |  | 2020 | 0.056026 | 0.043194 | 0 | 0 | 0.0086818
4 | 2024 | 0.064789 | 0 | 0.22869 | 0 | 2021-Summer Daily Discharge-4 |  | 2021 | 0.060956 | 0.049704 | 0 | 0 | 0.0067363
5 | 2025 | 0.062416 | 0 | 0.28728 | 0 | 2021-Summer Daily Discharge-5 |  | 2022 | 0.052285 | 0.043297 | 0 | 0 | 0.0051144
6 | 2026 | 0.06544 | 0 | 0.34786 | 0 | 2021-Summer Daily Discharge-6 |  | 2023 | 0.048196 | 0.039154 | 0 | 0 | 0.0054721
7 | 2027 | 0.063194 | 0 | 0.40554 | 0 | 2021-Summer Daily Discharge-7 |  | 2024 | 0.061395 | 0.051833 | 0 | 0 | 0.0050143
8 | 2028 | 0.057917 | 0 | 0.45766 | 0 | 2021-Summer Daily Discharge-8 |  | 2025 | 0.059146 | 0.050632 | 0 | 0 | 0.0041326
9 | 2029 | 0.06227 | 0 | 0.51293 | 0 | 2021-Summer Daily Discharge-9 |  | 2026 | 0.062012 | 0.054006 | 0 | 0 | 0.0034129
10 | 2030 | 0.07617 | 0 | 0.57958 | 0 | 2021-Summer Daily Discharge-10 |  | 2027 | 0.059883 | 0.052745 | 0 | 0 | 0.0027024
11 | 2031 | 0.062733 | 0 | 0.63371 | 0 | 2021-Summer Daily Discharge-11 |  | 2028 | 0.054882 | 0.048411 | 0 | 0 | 0.0024063
12 | 2032 | 0.06432 | 0 | 0.68844 | 0 | 2021-Summer Daily Discharge-12 |  | 2029 | 0.059007 | 0.052355 | 0 | 0 | 0.0022812
13 | 2033 | 0.05796 | 0 | 0.73707 | 0 | 2021-Summer Daily Discharge-13 |  | 2030 | 0.07218 | 0.064546 | 0 | 0 | 0.0022868
14 | 2034 | 0.058641 | 0 | 0.78558 | 0 | 2021-Summer Daily Discharge-14 |  | 2031 | 0.059446 | 0.052704 | 0 | 0 | 0.0023389
15 | 2035 | 0.075836 | 0 | 0.84744 | 0 | 2021-Summer Daily Discharge-15 |  | 2032 | 0.06095 | 0.053643 | 0 | 0 | 0.0027923
16 | 2036 | 0.079524 | 0 | 0.91141 | 0 | 2021-Summer Daily Discharge-16 |  | 2033 | 0.054923 | 0.047957 | 0 | 0 | 0.0028981
17 | 2037 | 0.083395 | 0 | 0.97755 | 0 | 2021-Summer Daily Discharge-17 |  | 2034 | 0.055569 | 0.048445 | 0 | 0 | 0.0030079
18 | 2038 | 0.087457 | 0 | 1.046 | 0 | 2021-Summer Daily Discharge-18 |  | 2035 | 0.071862 | 0.063417 | 0 | 0 | 0.0031219
19 | 2039 | 0.09172 | 0 | 1.1167 | 0 | 2021-Summer Daily Discharge-19 |  | 2036 | 0.075358 | 0.06642 | 0 | 0 | 0.0033556
20 | 2040 | 0.096193 | 0 | 1.1898 | 0 | 2021-Summer Daily Discharge-20 |  | 2037 | 0.079026 | 0.069565 | 0 | 0 | 0.0036068
21 | 2041 | 0.10089 | 0 | 1.2655 | 0 | 2021-Summer Daily Discharge-21 |  | 2038 | 0.082875 | 0.072859 | 0 | 0 | 0.0038768
22 | 2042 | 0.10582 | 0 | 1.3437 | 0 | 2021-Summer Daily Discharge-22 |  | 2039 | 0.086914 | 0.076309 | 0 | 0 | 0.0041671
23 | 2043 | 0.11099 | 0 | 1.4246 | 0 | 2021-Summer Daily Discharge-23 |  | 2040 | 0.091153 | 0.079922 | 0 | 0 | 0.004479
24 | 2044 | 0.11642 | 0 | 1.5083 | 0 | 2021-Summer Daily Discharge-24 |  | 2041 | 0.095603 | 0.083707 | 0 | 0 | 0.0048144
25 | 2045 | 0.12212 | 0 | 1.5949 | 0 | 2021-Summer Daily Discharge-25 |  | 2042 | 0.10027 | 0.08767 | 0 | 0 | 0.0051748
26 | 2046 | 0.1281 | 0 | 1.6844 | 0 | 2021-Summer Daily Discharge-26 |  | 2043 | 0.10517 | 0.091821 | 0 | 0 | 0.0055622
27 | 2047 | 0.13438 | 0 | 1.7771 | 0 | 2021-Summer Daily Discharge-27 |  | 2044 | 0.11032 | 0.096169 | 0 | 0 | 0.0059786
2022 | 2022$ | [6 empty] | 2045 | 0.11572 | 0.10072 | 0 | 0 | 0.0064262
1 | 2022 | 0.056174 | 0 | 0.055781 | 0 | 2022-Summer Daily Discharge-1 |  | 2046 | 0.12139 | 0.10549 | 0 | 0 | 0.0069073
2 | 2023 | 0.051781 | 0 | 0.10648 | 0 | 2022-Summer Daily Discharge-2 |  | 2047 | 0.12734 | 0.11049 | 0 | 0 | 0.0074244
3 | 2024 | 0.065962 | 0 | 0.17017 | 0 | 2022-Summer Daily Discharge-3 |  | 2048 | 0.13359 | 0.11572 | 0 | 0 | 0.0079802
4 | 2025 | 0.063545 | 0 | 0.23067 | 0 | 2022-Summer Daily Discharge-4 |  | 2049 | 0.14016 | 0.1212 | 0 | 0 | 0.0085776
5 | 2026 | 0.066625 | 0 | 0.29321 | 0 | 2022-Summer Daily Discharge-5 |  | 2050 | 0.14705 | 0.12694 | 0 | 0 | 0.0092198
6 | 2027 | 0.064338 | 0 | 0.35277 | 0 | 2022-Summer Daily Discharge-6
7 | 2028 | 0.058965 | 0 | 0.40659 | 0 | 2022-Summer Daily Discharge-7
8 | 2029 | 0.063397 | 0 | 0.46364 | 0 | 2022-Summer Daily Discharge-8
9 | 2030 | 0.077549 | 0 | 0.53247 | 0 | 2022-Summer Daily Discharge-9
10 | 2031 | 0.063868 | 0 | 0.58836 | 0 | 2022-Summer Daily Discharge-10
11 | 2032 | 0.065484 | 0 | 0.64486 | 0 | 2022-Summer Daily Discharge-11
12 | 2033 | 0.059009 | 0 | 0.69507 | 0 | 2022-Summer Daily Discharge-12
13 | 2034 | 0.059703 | 0 | 0.74516 | 0 | 2022-Summer Daily Discharge-13
14 | 2035 | 0.077208 | 0 | 0.80903 | 0 | 2022-Summer Daily Discharge-14
15 | 2036 | 0.080964 | 0 | 0.87508 | 0 | 2022-Summer Daily Discharge-15
16 | 2037 | 0.084905 | 0 | 0.94337 | 0 | 2022-Summer Daily Discharge-16
17 | 2038 | 0.08904 | 0 | 1.014 | 0 | 2022-Summer Daily Discharge-17
18 | 2039 | 0.09338 | 0 | 1.087 | 0 | 2022-Summer Daily Discharge-18
19 | 2040 | 0.097934 | 0 | 1.1626 | 0 | 2022-Summer Daily Discharge-19
20 | 2041 | 0.10271 | 0 | 1.2407 | 0 | 2022-Summer Daily Discharge-20
21 | 2042 | 0.10773 | 0 | 1.3214 | 0 | 2022-Summer Daily Discharge-21
22 | 2043 | 0.113 | 0 | 1.405 | 0 | 2022-Summer Daily Discharge-22
23 | 2044 | 0.11853 | 0 | 1.4914 | 0 | 2022-Summer Daily Discharge-23
24 | 2045 | 0.12433 | 0 | 1.5808 | 0 | 2022-Summer Daily Discharge-24
25 | 2046 | 0.13042 | 0 | 1.6732 | 0 | 2022-Summer Daily Discharge-25
2023 | 2023$
1 | 2023 | 0.052719 | 0 | 0.05235 | 0 | 2023-Summer Daily Discharge-1
2 | 2024 | 0.067156 | 0 | 0.11811 | 0 | 2023-Summer Daily Discharge-2
3 | 2025 | 0.064696 | 0 | 0.18057 | 0 | 2023-Summer Daily Discharge-3
4 | 2026 | 0.067831 | 0 | 0.24515 | 0 | 2023-Summer Daily Discharge-4
5 | 2027 | 0.065502 | 0 | 0.30664 | 0 | 2023-Summer Daily Discharge-5
6 | 2028 | 0.060032 | 0 | 0.36221 | 0 | 2023-Summer Daily Discharge-6
7 | 2029 | 0.064544 | 0 | 0.42112 | 0 | 2023-Summer Daily Discharge-7
8 | 2030 | 0.078953 | 0 | 0.49218 | 0 | 2023-Summer Daily Discharge-8
9 | 2031 | 0.065024 | 0 | 0.54988 | 0 | 2023-Summer Daily Discharge-9
10 | 2032 | 0.066669 | 0 | 0.60823 | 0 | 2023-Summer Daily Discharge-10
11 | 2033 | 0.060077 | 0 | 0.66007 | 0 | 2023-Summer Daily Discharge-11
12 | 2034 | 0.060783 | 0 | 0.71178 | 0 | 2023-Summer Daily Discharge-12
13 | 2035 | 0.078606 | 0 | 0.77773 | 0 | 2023-Summer Daily Discharge-13
14 | 2036 | 0.082429 | 0 | 0.84592 | 0 | 2023-Summer Daily Discharge-14
15 | 2037 | 0.086441 | 0 | 0.91644 | 0 | 2023-Summer Daily Discharge-15
16 | 2038 | 0.090652 | 0 | 0.98936 | 0 | 2023-Summer Daily Discharge-16
17 | 2039 | 0.09507 | 0 | 1.0648 | 0 | 2023-Summer Daily Discharge-17
18 | 2040 | 0.099707 | 0 | 1.1427 | 0 | 2023-Summer Daily Discharge-18
19 | 2041 | 0.10457 | 0 | 1.2234 | 0 | 2023-Summer Daily Discharge-19
20 | 2042 | 0.10968 | 0 | 1.3068 | 0 | 2023-Summer Daily Discharge-20
21 | 2043 | 0.11504 | 0 | 1.3931 | 0 | 2023-Summer Daily Discharge-21
22 | 2044 | 0.12067 | 0 | 1.4823 | 0 | 2023-Summer Daily Discharge-22
23 | 2045 | 0.12658 | 0 | 1.5746 | 0 | 2023-Summer Daily Discharge-23
24 | 2046 | 0.13278 | 0 | 1.67 | 0 | 2023-Summer Daily Discharge-24
25 | 2047 | 0.13929 | 0 | 1.7687 | 0 | 2023-Summer Daily Discharge-25
Summer Daily Charge
Years |  | Retail Energy | Energy DRIPE | Retail Energy | Energy DRIPE | Key |  | Year | Retail Energy Costs | Wholesale Energy Costs | Net ZoZ DRIPE: 2018 vintage | Net ZoZ DRIPE: 2019 vintage | Avoided REC Costs to Load CALCULATED
|  | $/kWh | $/kWh | $/kWh | $/kWh |  |  |  | Other Costing Period | Other Costing Period | Other Costing Period | Other Costing Period
ANNUAL AVOIDED COSTS |  |  |  | CUMULATIVE AVOIDED COSTS |  |  |  |  | $/kWh | $/kWh | $/kWh | $/kWh
2021 | 2021$ | [6 empty] | AESC, ANNUAL AVOIDED COSTS, 2018$
1 | 2021 | 0.044017 | 0 | 0.043709 | 0 | 2021-Summer Daily Charge-1 |  | 2018 | 0.031395 | 0.021657 | 0 | 0 | 0.0074124
2 | 2022 | 0.042422 | 0 | 0.085246 | 0 | 2021-Summer Daily Charge-2 |  | 2019 | 0.037638 | 0.023559 | 0 | 0 | 0.011291
3 | 2023 | 0.039848 | 0 | 0.12372 | 0 | 2021-Summer Daily Charge-3 |  | 2020 | 0.039089 | 0.027511 | 0 | 0 | 0.0086818
4 | 2024 | 0.042054 | 0 | 0.16376 | 0 | 2021-Summer Daily Charge-4 |  | 2021 | 0.041711 | 0.031885 | 0 | 0 | 0.0067363
5 | 2025 | 0.042553 | 0 | 0.2037 | 0 | 2021-Summer Daily Charge-5 |  | 2022 | 0.040199 | 0.032107 | 0 | 0 | 0.0051144
6 | 2026 | 0.044554 | 0 | 0.24495 | 0 | 2021-Summer Daily Charge-6 |  | 2023 | 0.037761 | 0.029491 | 0 | 0 | 0.0054721
7 | 2027 | 0.040556 | 0 | 0.28196 | 0 | 2021-Summer Daily Charge-7 |  | 2024 | 0.039851 | 0.031884 | 0 | 0 | 0.0050143
8 | 2028 | 0.043447 | 0 | 0.32107 | 0 | 2021-Summer Daily Charge-8 |  | 2025 | 0.040324 | 0.033204 | 0 | 0 | 0.0041326
9 | 2029 | 0.042352 | 0 | 0.35865 | 0 | 2021-Summer Daily Charge-9 |  | 2026 | 0.042219 | 0.035679 | 0 | 0 | 0.0034129
10 | 2030 | 0.046678 | 0 | 0.3995 | 0 | 2021-Summer Daily Charge-10 |  | 2027 | 0.038431 | 0.032882 | 0 | 0 | 0.0027024
11 | 2031 | 0.042454 | 0 | 0.43613 | 0 | 2021-Summer Daily Charge-11 |  | 2028 | 0.041171 | 0.035715 | 0 | 0 | 0.0024063
12 | 2032 | 0.0417 | 0 | 0.47161 | 0 | 2021-Summer Daily Charge-12 |  | 2029 | 0.040133 | 0.034879 | 0 | 0 | 0.0022812
13 | 2033 | 0.041664 | 0 | 0.50657 | 0 | 2021-Summer Daily Charge-13 |  | 2030 | 0.044232 | 0.038669 | 0 | 0 | 0.0022868
14 | 2034 | 0.043664 | 0 | 0.54269 | 0 | 2021-Summer Daily Charge-14 |  | 2031 | 0.04023 | 0.034911 | 0 | 0 | 0.0023389
15 | 2035 | 0.049376 | 0 | 0.58297 | 0 | 2021-Summer Daily Charge-15 |  | 2032 | 0.039516 | 0.033796 | 0 | 0 | 0.0027923
16 | 2036 | 0.051288 | 0 | 0.62422 | 0 | 2021-Summer Daily Charge-16 |  | 2033 | 0.039481 | 0.033659 | 0 | 0 | 0.0028981
17 | 2037 | 0.053278 | 0 | 0.66648 | 0 | 2021-Summer Daily Charge-17 |  | 2034 | 0.041376 | 0.035304 | 0 | 0 | 0.0030079
18 | 2038 | 0.055351 | 0 | 0.70977 | 0 | 2021-Summer Daily Charge-18 |  | 2035 | 0.046789 | 0.040201 | 0 | 0 | 0.0031219
19 | 2039 | 0.057511 | 0 | 0.75412 | 0 | 2021-Summer Daily Charge-19 |  | 2036 | 0.0486 | 0.041645 | 0 | 0 | 0.0033556
20 | 2040 | 0.059761 | 0 | 0.79957 | 0 | 2021-Summer Daily Charge-20 |  | 2037 | 0.050487 | 0.04314 | 0 | 0 | 0.0036068
21 | 2041 | 0.062105 | 0 | 0.84613 | 0 | 2021-Summer Daily Charge-21 |  | 2038 | 0.052451 | 0.044689 | 0 | 0 | 0.0038768
22 | 2042 | 0.064549 | 0 | 0.89386 | 0 | 2021-Summer Daily Charge-22 |  | 2039 | 0.054498 | 0.046294 | 0 | 0 | 0.0041671
23 | 2043 | 0.067096 | 0 | 0.94278 | 0 | 2021-Summer Daily Charge-23 |  | 2040 | 0.05663 | 0.047956 | 0 | 0 | 0.004479
24 | 2044 | 0.069753 | 0 | 0.99292 | 0 | 2021-Summer Daily Charge-24 |  | 2041 | 0.058851 | 0.049678 | 0 | 0 | 0.0048144
25 | 2045 | 0.072522 | 0 | 1.0443 | 0 | 2021-Summer Daily Charge-25 |  | 2042 | 0.061167 | 0.051461 | 0 | 0 | 0.0051748
26 | 2046 | 0.075412 | 0 | 1.097 | 0 | 2021-Summer Daily Charge-26 |  | 2043 | 0.063581 | 0.053309 | 0 | 0 | 0.0055622
27 | 2047 | 0.078426 | 0 | 1.1511 | 0 | 2021-Summer Daily Charge-27 |  | 2044 | 0.066098 | 0.055223 | 0 | 0 | 0.0059786
2022 | 2022$ | [6 empty] | 2045 | 0.068723 | 0.057206 | 0 | 0 | 0.0064262
1 | 2022 | 0.04319 | 0 | 0.042888 | 0 | 2022-Summer Daily Charge-1 |  | 2046 | 0.071461 | 0.05926 | 0 | 0 | 0.0069073
2 | 2023 | 0.04057 | 0 | 0.082611 | 0 | 2022-Summer Daily Charge-2 |  | 2047 | 0.074317 | 0.061388 | 0 | 0 | 0.0074244
3 | 2024 | 0.042815 | 0 | 0.12395 | 0 | 2022-Summer Daily Charge-3 |  | 2048 | 0.077298 | 0.063592 | 0 | 0 | 0.0079802
4 | 2025 | 0.043323 | 0 | 0.16519 | 0 | 2022-Summer Daily Charge-4 |  | 2049 | 0.080409 | 0.065875 | 0 | 0 | 0.0085776
5 | 2026 | 0.04536 | 0 | 0.20778 | 0 | 2022-Summer Daily Charge-5 |  | 2050 | 0.083657 | 0.068241 | 0 | 0 | 0.0092198
6 | 2027 | 0.04129 | 0 | 0.246 | 0 | 2022-Summer Daily Charge-6
7 | 2028 | 0.044233 | 0 | 0.28637 | 0 | 2022-Summer Daily Charge-7
8 | 2029 | 0.043119 | 0 | 0.32518 | 0 | 2022-Summer Daily Charge-8
9 | 2030 | 0.047523 | 0 | 0.36735 | 0 | 2022-Summer Daily Charge-9
10 | 2031 | 0.043222 | 0 | 0.40518 | 0 | 2022-Summer Daily Charge-10
11 | 2032 | 0.042455 | 0 | 0.44181 | 0 | 2022-Summer Daily Charge-11
12 | 2033 | 0.042418 | 0 | 0.4779 | 0 | 2022-Summer Daily Charge-12
13 | 2034 | 0.044454 | 0 | 0.5152 | 0 | 2022-Summer Daily Charge-13
14 | 2035 | 0.05027 | 0 | 0.55679 | 0 | 2022-Summer Daily Charge-14
15 | 2036 | 0.052216 | 0 | 0.59938 | 0 | 2022-Summer Daily Charge-15
16 | 2037 | 0.054242 | 0 | 0.64301 | 0 | 2022-Summer Daily Charge-16
17 | 2038 | 0.056353 | 0 | 0.68771 | 0 | 2022-Summer Daily Charge-17
18 | 2039 | 0.058552 | 0 | 0.7335 | 0 | 2022-Summer Daily Charge-18
19 | 2040 | 0.060842 | 0 | 0.78042 | 0 | 2022-Summer Daily Charge-19
20 | 2041 | 0.063229 | 0 | 0.8285 | 0 | 2022-Summer Daily Charge-20
21 | 2042 | 0.065717 | 0 | 0.87778 | 0 | 2022-Summer Daily Charge-21
22 | 2043 | 0.068311 | 0 | 0.92829 | 0 | 2022-Summer Daily Charge-22
23 | 2044 | 0.071015 | 0 | 0.98006 | 0 | 2022-Summer Daily Charge-23
24 | 2045 | 0.073835 | 0 | 1.0331 | 0 | 2022-Summer Daily Charge-24
25 | 2046 | 0.076777 | 0 | 1.0876 | 0 | 2022-Summer Daily Charge-25
2023 | 2023$
1 | 2023 | 0.041304 | 0 | 0.041015 | 0 | 2023-Summer Daily Charge-1
2 | 2024 | 0.04359 | 0 | 0.083696 | 0 | 2023-Summer Daily Charge-2
3 | 2025 | 0.044107 | 0 | 0.12628 | 0 | 2023-Summer Daily Charge-3
4 | 2026 | 0.046181 | 0 | 0.17025 | 0 | 2023-Summer Daily Charge-4
5 | 2027 | 0.042037 | 0 | 0.20971 | 0 | 2023-Summer Daily Charge-5
6 | 2028 | 0.045034 | 0 | 0.2514 | 0 | 2023-Summer Daily Charge-6
7 | 2029 | 0.043899 | 0 | 0.29147 | 0 | 2023-Summer Daily Charge-7
8 | 2030 | 0.048383 | 0 | 0.33501 | 0 | 2023-Summer Daily Charge-8
9 | 2031 | 0.044005 | 0 | 0.37406 | 0 | 2023-Summer Daily Charge-9
10 | 2032 | 0.043224 | 0 | 0.41189 | 0 | 2023-Summer Daily Charge-10
11 | 2033 | 0.043186 | 0 | 0.44915 | 0 | 2023-Summer Daily Charge-11
12 | 2034 | 0.045259 | 0 | 0.48766 | 0 | 2023-Summer Daily Charge-12
13 | 2035 | 0.05118 | 0 | 0.5306 | 0 | 2023-Summer Daily Charge-13
14 | 2036 | 0.053161 | 0 | 0.57458 | 0 | 2023-Summer Daily Charge-14
15 | 2037 | 0.055224 | 0 | 0.61963 | 0 | 2023-Summer Daily Charge-15
16 | 2038 | 0.057373 | 0 | 0.66578 | 0 | 2023-Summer Daily Charge-16
17 | 2039 | 0.059611 | 0 | 0.71306 | 0 | 2023-Summer Daily Charge-17
18 | 2040 | 0.061944 | 0 | 0.7615 | 0 | 2023-Summer Daily Charge-18
19 | 2041 | 0.064374 | 0 | 0.81115 | 0 | 2023-Summer Daily Charge-19
20 | 2042 | 0.066907 | 0 | 0.86203 | 0 | 2023-Summer Daily Charge-20
21 | 2043 | 0.069547 | 0 | 0.91417 | 0 | 2023-Summer Daily Charge-21
22 | 2044 | 0.0723 | 0 | 0.96763 | 0 | 2023-Summer Daily Charge-22
23 | 2045 | 0.075172 | 0 | 1.0224 | 0 | 2023-Summer Daily Charge-23
24 | 2046 | 0.078166 | 0 | 1.0786 | 0 | 2023-Summer Daily Charge-24
25 | 2047 | 0.081291 | 0 | 1.1363 | 0 | 2023-Summer Daily Charge-25
Summer Targeted Charge
Years |  | Retail Energy | Energy DRIPE | Retail Energy | Energy DRIPE | Key |  | Year | Retail Energy Costs | Wholesale Energy Costs | Net ZoZ DRIPE: 2018 vintage | Net ZoZ DRIPE: 2019 vintage | Avoided REC Costs to Load CALCULATED
|  | $/kWh | $/kWh | $/kWh | $/kWh |  |  |  | Other Costing Period | Other Costing Period | Other Costing Period | Other Costing Period
ANNUAL AVOIDED COSTS |  |  |  | CUMULATIVE AVOIDED COSTS |  |  |  |  | $/kWh | $/kWh | $/kWh | $/kWh
2021 | 2021$ | [6 empty] | AESC, ANNUAL AVOIDED COSTS, 2018$
1 | 2021 | 0.047845 | 0 | 0.04751 | 0 | 2021-Summer Targeted Charge-1 |  | 2018 | 0.032648 | 0.022817 | 0 | 0 | 0.0074124
2 | 2022 | 0.046189 | 0 | 0.092736 | 0 | 2021-Summer Targeted Charge-2 |  | 2019 | 0.039814 | 0.025574 | 0 | 0 | 0.011291
3 | 2023 | 0.043716 | 0 | 0.13494 | 0 | 2021-Summer Targeted Charge-3 |  | 2020 | 0.040207 | 0.028547 | 0 | 0 | 0.0086818
4 | 2024 | 0.04106 | 0 | 0.17403 | 0 | 2021-Summer Targeted Charge-4 |  | 2021 | 0.045338 | 0.035244 | 0 | 0 | 0.0067363
5 | 2025 | 0.045109 | 0 | 0.21638 | 0 | 2021-Summer Targeted Charge-5 |  | 2022 | 0.043769 | 0.035412 | 0 | 0 | 0.0051144
6 | 2026 | 0.047823 | 0 | 0.26065 | 0 | 2021-Summer Targeted Charge-6 |  | 2023 | 0.041426 | 0.032885 | 0 | 0 | 0.0054721
7 | 2027 | 0.0443 | 0 | 0.30108 | 0 | 2021-Summer Targeted Charge-7 |  | 2024 | 0.038909 | 0.031013 | 0 | 0 | 0.0050143
8 | 2028 | 0.045553 | 0 | 0.34208 | 0 | 2021-Summer Targeted Charge-8 |  | 2025 | 0.042746 | 0.035447 | 0 | 0 | 0.0041326
9 | 2029 | 0.047307 | 0 | 0.38407 | 0 | 2021-Summer Targeted Charge-9 |  | 2026 | 0.045318 | 0.038548 | 0 | 0 | 0.0034129
10 | 2030 | 0.049379 | 0 | 0.42728 | 0 | 2021-Summer Targeted Charge-10 |  | 2027 | 0.041979 | 0.036167 | 0 | 0 | 0.0027024
11 | 2031 | 0.047306 | 0 | 0.4681 | 0 | 2021-Summer Targeted Charge-11 |  | 2028 | 0.043166 | 0.037562 | 0 | 0 | 0.0024063
12 | 2032 | 0.044445 | 0 | 0.50591 | 0 | 2021-Summer Targeted Charge-12 |  | 2029 | 0.044828 | 0.039226 | 0 | 0 | 0.0022812
13 | 2033 | 0.045334 | 0 | 0.54395 | 0 | 2021-Summer Targeted Charge-13 |  | 2030 | 0.046792 | 0.041039 | 0 | 0 | 0.0022868
14 | 2034 | 0.04605 | 0 | 0.58204 | 0 | 2021-Summer Targeted Charge-14 |  | 2031 | 0.044828 | 0.039169 | 0 | 0 | 0.0023389
15 | 2035 | 0.054667 | 0 | 0.62664 | 0 | 2021-Summer Targeted Charge-15 |  | 2032 | 0.042116 | 0.036204 | 0 | 0 | 0.0027923
16 | 2036 | 0.056691 | 0 | 0.67224 | 0 | 2021-Summer Targeted Charge-16 |  | 2033 | 0.042959 | 0.036878 | 0 | 0 | 0.0028981
17 | 2037 | 0.058797 | 0 | 0.71887 | 0 | 2021-Summer Targeted Charge-17 |  | 2034 | 0.043637 | 0.037397 | 0 | 0 | 0.0030079
18 | 2038 | 0.060986 | 0 | 0.76657 | 0 | 2021-Summer Targeted Charge-18 |  | 2035 | 0.051803 | 0.044843 | 0 | 0 | 0.0031219
19 | 2039 | 0.063263 | 0 | 0.81536 | 0 | 2021-Summer Targeted Charge-19 |  | 2036 | 0.053721 | 0.046386 | 0 | 0 | 0.0033556
20 | 2040 | 0.065632 | 0 | 0.86527 | 0 | 2021-Summer Targeted Charge-20 |  | 2037 | 0.055716 | 0.047982 | 0 | 0 | 0.0036068
21 | 2041 | 0.068096 | 0 | 0.91632 | 0 | 2021-Summer Targeted Charge-21 |  | 2038 | 0.057791 | 0.049633 | 0 | 0 | 0.0038768
22 | 2042 | 0.070661 | 0 | 0.96857 | 0 | 2021-Summer Targeted Charge-22 |  | 2039 | 0.059948 | 0.051341 | 0 | 0 | 0.0041671
23 | 2043 | 0.073331 | 0 | 1.022 | 0 | 2021-Summer Targeted Charge-23 |  | 2040 | 0.062193 | 0.053107 | 0 | 0 | 0.004479
24 | 2044 | 0.07611 | 0 | 1.0767 | 0 | 2021-Summer Targeted Charge-24 |  | 2041 | 0.064528 | 0.054934 | 0 | 0 | 0.0048144
25 | 2045 | 0.079004 | 0 | 1.1327 | 0 | 2021-Summer Targeted Charge-25 |  | 2042 | 0.066959 | 0.056824 | 0 | 0 | 0.0051748
26 | 2046 | 0.082019 | 0 | 1.1901 | 0 | 2021-Summer Targeted Charge-26 |  | 2043 | 0.069489 | 0.058779 | 0 | 0 | 0.0055622
27 | 2047 | 0.085159 | 0 | 1.2488 | 0 | 2021-Summer Targeted Charge-27 |  | 2044 | 0.072123 | 0.060802 | 0 | 0 | 0.0059786
2022 | 2022$ | [6 empty] | 2045 | 0.074865 | 0.062893 | 0 | 0 | 0.0064262
1 | 2022 | 0.047025 | 0 | 0.046696 | 0 | 2022-Summer Targeted Charge-1 |  | 2046 | 0.077722 | 0.065057 | 0 | 0 | 0.0069073
2 | 2023 | 0.044507 | 0 | 0.090275 | 0 | 2022-Summer Targeted Charge-2 |  | 2047 | 0.080697 | 0.067296 | 0 | 0 | 0.0074244
3 | 2024 | 0.041804 | 0 | 0.13064 | 0 | 2022-Summer Targeted Charge-3 |  | 2048 | 0.083798 | 0.069611 | 0 | 0 | 0.0079802
4 | 2025 | 0.045926 | 0 | 0.17436 | 0 | 2022-Summer Targeted Charge-4 |  | 2049 | 0.08703 | 0.072006 | 0 | 0 | 0.0085776
5 | 2026 | 0.048689 | 0 | 0.22007 | 0 | 2022-Summer Targeted Charge-5 |  | 2050 | 0.090399 | 0.074483 | 0 | 0 | 0.0092198
6 | 2027 | 0.045102 | 0 | 0.26182 | 0 | 2022-Summer Targeted Charge-6
7 | 2028 | 0.046377 | 0 | 0.30415 | 0 | 2022-Summer Targeted Charge-7
8 | 2029 | 0.048163 | 0 | 0.34749 | 0 | 2022-Summer Targeted Charge-8
9 | 2030 | 0.050272 | 0 | 0.39211 | 0 | 2022-Summer Targeted Charge-9
10 | 2031 | 0.048163 | 0 | 0.43426 | 0 | 2022-Summer Targeted Charge-10
11 | 2032 | 0.045249 | 0 | 0.4733 | 0 | 2022-Summer Targeted Charge-11
12 | 2033 | 0.046154 | 0 | 0.51257 | 0 | 2022-Summer Targeted Charge-12
13 | 2034 | 0.046883 | 0 | 0.55191 | 0 | 2022-Summer Targeted Charge-13
14 | 2035 | 0.055656 | 0 | 0.59795 | 0 | 2022-Summer Targeted Charge-14
15 | 2036 | 0.057718 | 0 | 0.64503 | 0 | 2022-Summer Targeted Charge-15
16 | 2037 | 0.059861 | 0 | 0.69318 | 0 | 2022-Summer Targeted Charge-16
17 | 2038 | 0.06209 | 0 | 0.74243 | 0 | 2022-Summer Targeted Charge-17
18 | 2039 | 0.064408 | 0 | 0.7928 | 0 | 2022-Summer Targeted Charge-18
19 | 2040 | 0.066819 | 0 | 0.84433 | 0 | 2022-Summer Targeted Charge-19
20 | 2041 | 0.069329 | 0 | 0.89705 | 0 | 2022-Summer Targeted Charge-20
21 | 2042 | 0.07194 | 0 | 0.95099 | 0 | 2022-Summer Targeted Charge-21
22 | 2043 | 0.074658 | 0 | 1.0062 | 0 | 2022-Summer Targeted Charge-22
23 | 2044 | 0.077488 | 0 | 1.0627 | 0 | 2022-Summer Targeted Charge-23
24 | 2045 | 0.080434 | 0 | 1.1205 | 0 | 2022-Summer Targeted Charge-24
25 | 2046 | 0.083503 | 0 | 1.1797 | 0 | 2022-Summer Targeted Charge-25
2023 | 2023$
1 | 2023 | 0.045313 | 0 | 0.044996 | 0 | 2023-Summer Targeted Charge-1
2 | 2024 | 0.04256 | 0 | 0.086669 | 0 | 2023-Summer Targeted Charge-2
3 | 2025 | 0.046757 | 0 | 0.13181 | 0 | 2023-Summer Targeted Charge-3
4 | 2026 | 0.04957 | 0 | 0.17901 | 0 | 2023-Summer Targeted Charge-4
5 | 2027 | 0.045918 | 0 | 0.22211 | 0 | 2023-Summer Targeted Charge-5
6 | 2028 | 0.047216 | 0 | 0.26582 | 0 | 2023-Summer Targeted Charge-6
7 | 2029 | 0.049035 | 0 | 0.31057 | 0 | 2023-Summer Targeted Charge-7
8 | 2030 | 0.051182 | 0 | 0.35664 | 0 | 2023-Summer Targeted Charge-8
9 | 2031 | 0.049034 | 0 | 0.40016 | 0 | 2023-Summer Targeted Charge-9
10 | 2032 | 0.046068 | 0 | 0.44047 | 0 | 2023-Summer Targeted Charge-10
11 | 2033 | 0.04699 | 0 | 0.48102 | 0 | 2023-Summer Targeted Charge-11
12 | 2034 | 0.047732 | 0 | 0.52163 | 0 | 2023-Summer Targeted Charge-12
13 | 2035 | 0.056664 | 0 | 0.56917 | 0 | 2023-Summer Targeted Charge-13
14 | 2036 | 0.058762 | 0 | 0.61778 | 0 | 2023-Summer Targeted Charge-14
15 | 2037 | 0.060944 | 0 | 0.6675 | 0 | 2023-Summer Targeted Charge-15
16 | 2038 | 0.063214 | 0 | 0.71834 | 0 | 2023-Summer Targeted Charge-16
17 | 2039 | 0.065574 | 0 | 0.77035 | 0 | 2023-Summer Targeted Charge-17
18 | 2040 | 0.068029 | 0 | 0.82356 | 0 | 2023-Summer Targeted Charge-18
19 | 2041 | 0.070584 | 0 | 0.87799 | 0 | 2023-Summer Targeted Charge-19
20 | 2042 | 0.073242 | 0 | 0.93369 | 0 | 2023-Summer Targeted Charge-20
21 | 2043 | 0.076009 | 0 | 0.99068 | 0 | 2023-Summer Targeted Charge-21
22 | 2044 | 0.07889 | 0 | 1.049 | 0 | 2023-Summer Targeted Charge-22
23 | 2045 | 0.08189 | 0 | 1.1087 | 0 | 2023-Summer Targeted Charge-23
24 | 2046 | 0.085015 | 0 | 1.1698 | 0 | 2023-Summer Targeted Charge-24
25 | 2047 | 0.08827 | 0 | 1.2324 | 0 | 2023-Summer Targeted Charge-25
Top 20 Winter Hours
Years |  | Retail Energy | Energy DRIPE | Retail Energy | Energy DRIPE | Key |  | Year | Retail Energy Costs | Wholesale Energy Costs | Net ZoZ DRIPE: 2018 vintage | Net ZoZ DRIPE: 2019 vintage | Avoided REC Costs to Load CALCULATED
|  | $/kWh | $/kWh | $/kWh | $/kWh |  |  |  | Other Costing Period | Other Costing Period | Other Costing Period | Other Costing Period
ANNUAL AVOIDED COSTS |  |  |  | CUMULATIVE AVOIDED COSTS |  |  |  |  | $/kWh | $/kWh | $/kWh | $/kWh
2021 | 2021$ | [6 empty] | AESC, ANNUAL AVOIDED COSTS, 2018$
1 | 2021 | 0.11351 | 0.020821 | 0.11272 | 0.020675 | 2021-Top 20 Winter Hours-1 |  | 2018 | 0.10054 | 0.085678 | 0.010749 | 0 | 0.0074124
2 | 2022 | 0.10972 | 0.018976 | 0.22015 | 0.039256 | 2021-Top 20 Winter Hours-2 |  | 2019 | 0.098129 | 0.07957 | 0.011871 | 0.0076578 | 0.011291
3 | 2023 | 0.10492 | 0.014604 | 0.32145 | 0.053356 | 2021-Top 20 Winter Hours-3 |  | 2020 | 0.10245 | 0.086181 | 0.015947 | 0.014767 | 0.0086818
4 | 2024 | 0.1207 | 0.011297 | 0.43636 | 0.064111 | 2021-Top 20 Winter Hours-4 |  | 2021 | 0.10757 | 0.092862 | 0.01973 | 0.019417 | 0.0067363
5 | 2025 | 0.11386 | 0.007183 | 0.54325 | 0.070854 | 2021-Top 20 Winter Hours-5 |  | 2022 | 0.10397 | 0.091157 | 0.017982 | 0.019811 | 0.0051144
6 | 2026 | 0.09939 | 0.0037485 | 0.63525 | 0.074324 | 2021-Top 20 Winter Hours-6 |  | 2023 | 0.099421 | 0.086584 | 0.013839 | 0.017392 | 0.0054721
7 | 2027 | 0.11501 | 0.0025881 | 0.74022 | 0.076687 | 2021-Top 20 Winter Hours-7 |  | 2024 | 0.11438 | 0.10089 | 0.010706 | 0.013817 | 0.0050143
8 | 2028 | 0.11952 | 0 | 0.84779 | 0.076687 | 2021-Top 20 Winter Hours-8 |  | 2025 | 0.10789 | 0.095766 | 0.0068067 | 0.0093697 | 0.0041326
9 | 2029 | 0.12447 | 0 | 0.95825 | 0.076687 | 2021-Top 20 Winter Hours-9 |  | 2026 | 0.094183 | 0.083793 | 0.0035521 | 0.0065818 | 0.0034129
10 | 2030 | 0.12102 | 0 | 1.0641 | 0.076687 | 2021-Top 20 Winter Hours-10 |  | 2027 | 0.10898 | 0.098205 | 0.0024525 | 0.0041373 | 0.0027024
11 | 2031 | 0.12159 | 0 | 1.1691 | 0.076687 | 2021-Top 20 Winter Hours-11 |  | 2028 | 0.11326 | 0.10246 | 0 | 0.0025182 | 0.0024063
12 | 2032 | 0.10454 | 0 | 1.258 | 0.076687 | 2021-Top 20 Winter Hours-12 |  | 2029 | 0.11794 | 0.10693 | 0 | 0 | 0.0022812
13 | 2033 | 0.11618 | 0 | 1.3555 | 0.076687 | 2021-Top 20 Winter Hours-13 |  | 2030 | 0.11468 | 0.1039 | 0 | 0 | 0.0022868
14 | 2034 | 0.11261 | 0 | 1.4486 | 0.076687 | 2021-Top 20 Winter Hours-14 |  | 2031 | 0.11522 | 0.10435 | 0 | 0 | 0.0023389
15 | 2035 | 0.12332 | 0 | 1.5492 | 0.076687 | 2021-Top 20 Winter Hours-15 |  | 2032 | 0.09906 | 0.08893 | 0 | 0 | 0.0027923
16 | 2036 | 0.12379 | 0 | 1.6488 | 0.076687 | 2021-Top 20 Winter Hours-16 |  | 2033 | 0.11009 | 0.099039 | 0 | 0 | 0.0028981
17 | 2037 | 0.12429 | 0 | 1.7474 | 0.076687 | 2021-Top 20 Winter Hours-17 |  | 2034 | 0.10671 | 0.095798 | 0 | 0 | 0.0030079
18 | 2038 | 0.1248 | 0 | 1.845 | 0.076687 | 2021-Top 20 Winter Hours-18 |  | 2035 | 0.11686 | 0.10508 | 0 | 0 | 0.0031219
19 | 2039 | 0.12534 | 0 | 1.9417 | 0.076687 | 2021-Top 20 Winter Hours-19 |  | 2036 | 0.11731 | 0.10526 | 0 | 0 | 0.0033556
20 | 2040 | 0.12591 | 0 | 2.0374 | 0.076687 | 2021-Top 20 Winter Hours-20 |  | 2037 | 0.11778 | 0.10544 | 0 | 0 | 0.0036068
21 | 2041 | 0.1265 | 0 | 2.1323 | 0.076687 | 2021-Top 20 Winter Hours-21 |  | 2038 | 0.11827 | 0.10563 | 0 | 0 | 0.0038768
22 | 2042 | 0.12713 | 0 | 2.2263 | 0.076687 | 2021-Top 20 Winter Hours-22 |  | 2039 | 0.11878 | 0.10581 | 0 | 0 | 0.0041671
23 | 2043 | 0.12778 | 0 | 2.3194 | 0.076687 | 2021-Top 20 Winter Hours-23 |  | 2040 | 0.11931 | 0.106 | 0 | 0 | 0.004479
24 | 2044 | 0.12846 | 0 | 2.4118 | 0.076687 | 2021-Top 20 Winter Hours-24 |  | 2041 | 0.11988 | 0.10618 | 0 | 0 | 0.0048144
25 | 2045 | 0.12919 | 0 | 2.5033 | 0.076687 | 2021-Top 20 Winter Hours-25 |  | 2042 | 0.12046 | 0.10637 | 0 | 0 | 0.0051748
26 | 2046 | 0.12995 | 0 | 2.5942 | 0.076687 | 2021-Top 20 Winter Hours-26 |  | 2043 | 0.12108 | 0.10655 | 0 | 0 | 0.0055622
27 | 2047 | 0.13075 | 0 | 2.6843 | 0.076687 | 2021-Top 20 Winter Hours-27 |  | 2044 | 0.12173 | 0.10674 | 0 | 0 | 0.0059786
2022 | 2022$ | [6 empty] | 2045 | 0.12242 | 0.10692 | 0 | 0 | 0.0064262
1 | 2022 | 0.11171 | 0.018976 | 0.11093 | 0.018844 | 2022-Top 20 Winter Hours-1 |  | 2046 | 0.12314 | 0.10711 | 0 | 0 | 0.0069073
2 | 2023 | 0.10682 | 0.014604 | 0.21552 | 0.033143 | 2022-Top 20 Winter Hours-2 |  | 2047 | 0.1239 | 0.1073 | 0 | 0 | 0.0074244
3 | 2024 | 0.12289 | 0.011297 | 0.33416 | 0.044051 | 2022-Top 20 Winter Hours-3 |  | 2048 | 0.1247 | 0.10748 | 0 | 0 | 0.0079802
4 | 2025 | 0.11592 | 0.007183 | 0.44452 | 0.050889 | 2022-Top 20 Winter Hours-4 |  | 2049 | 0.12555 | 0.10767 | 0 | 0 | 0.0085776
5 | 2026 | 0.10119 | 0.0037485 | 0.53951 | 0.054408 | 2022-Top 20 Winter Hours-5 |  | 2050 | 0.12645 | 0.10786 | 0 | 0 | 0.0092198
6 | 2027 | 0.11709 | 0.0025881 | 0.64789 | 0.056804 | 2022-Top 20 Winter Hours-6
7 | 2028 | 0.12168 | 0 | 0.75896 | 0.056804 | 2022-Top 20 Winter Hours-7
8 | 2029 | 0.12672 | 0 | 0.87301 | 0.056804 | 2022-Top 20 Winter Hours-8
9 | 2030 | 0.12321 | 0 | 0.98235 | 0.056804 | 2022-Top 20 Winter Hours-9
10 | 2031 | 0.12379 | 0 | 1.0907 | 0.056804 | 2022-Top 20 Winter Hours-10
11 | 2032 | 0.10643 | 0 | 1.1825 | 0.056804 | 2022-Top 20 Winter Hours-11
12 | 2033 | 0.11828 | 0 | 1.2832 | 0.056804 | 2022-Top 20 Winter Hours-12
13 | 2034 | 0.11465 | 0 | 1.3793 | 0.056804 | 2022-Top 20 Winter Hours-13
14 | 2035 | 0.12555 | 0 | 1.4832 | 0.056804 | 2022-Top 20 Winter Hours-14
15 | 2036 | 0.12603 | 0 | 1.586 | 0.056804 | 2022-Top 20 Winter Hours-15
16 | 2037 | 0.12654 | 0 | 1.6878 | 0.056804 | 2022-Top 20 Winter Hours-16
17 | 2038 | 0.12706 | 0 | 1.7886 | 0.056804 | 2022-Top 20 Winter Hours-17
18 | 2039 | 0.12761 | 0 | 1.8884 | 0.056804 | 2022-Top 20 Winter Hours-18
19 | 2040 | 0.12819 | 0 | 1.9872 | 0.056804 | 2022-Top 20 Winter Hours-19
20 | 2041 | 0.12879 | 0 | 2.0852 | 0.056804 | 2022-Top 20 Winter Hours-20
21 | 2042 | 0.12943 | 0 | 2.1822 | 0.056804 | 2022-Top 20 Winter Hours-21
22 | 2043 | 0.13009 | 0 | 2.2784 | 0.056804 | 2022-Top 20 Winter Hours-22
23 | 2044 | 0.13079 | 0 | 2.3738 | 0.056804 | 2022-Top 20 Winter Hours-23
24 | 2045 | 0.13152 | 0 | 2.4683 | 0.056804 | 2022-Top 20 Winter Hours-24
25 | 2046 | 0.1323 | 0 | 2.5621 | 0.056804 | 2022-Top 20 Winter Hours-25
2023 | 2023$
1 | 2023 | 0.10875 | 0.014604 | 0.10799 | 0.014502 | 2023-Top 20 Winter Hours-1
2 | 2024 | 0.12511 | 0.011297 | 0.23049 | 0.025564 | 2023-Top 20 Winter Hours-2
3 | 2025 | 0.11801 | 0.007183 | 0.34443 | 0.032499 | 2023-Top 20 Winter Hours-3
4 | 2026 | 0.10302 | 0.0037485 | 0.44251 | 0.036068 | 2023-Top 20 Winter Hours-4
5 | 2027 | 0.11921 | 0.0025881 | 0.55442 | 0.038497 | 2023-Top 20 Winter Hours-5
6 | 2028 | 0.12388 | 0 | 0.66909 | 0.038497 | 2023-Top 20 Winter Hours-6
7 | 2029 | 0.12901 | 0 | 0.78685 | 0.038497 | 2023-Top 20 Winter Hours-7
8 | 2030 | 0.12544 | 0 | 0.89975 | 0.038497 | 2023-Top 20 Winter Hours-8
9 | 2031 | 0.12603 | 0 | 1.0116 | 0.038497 | 2023-Top 20 Winter Hours-9
10 | 2032 | 0.10836 | 0 | 1.1064 | 0.038497 | 2023-Top 20 Winter Hours-10
11 | 2033 | 0.12042 | 0 | 1.2103 | 0.038497 | 2023-Top 20 Winter Hours-11
12 | 2034 | 0.11672 | 0 | 1.3096 | 0.038497 | 2023-Top 20 Winter Hours-12
13 | 2035 | 0.12782 | 0 | 1.4169 | 0.038497 | 2023-Top 20 Winter Hours-13
14 | 2036 | 0.12831 | 0 | 1.523 | 0.038497 | 2023-Top 20 Winter Hours-14
15 | 2037 | 0.12883 | 0 | 1.6281 | 0.038497 | 2023-Top 20 Winter Hours-15
16 | 2038 | 0.12936 | 0 | 1.7322 | 0.038497 | 2023-Top 20 Winter Hours-16
17 | 2039 | 0.12992 | 0 | 1.8352 | 0.038497 | 2023-Top 20 Winter Hours-17
18 | 2040 | 0.13051 | 0 | 1.9373 | 0.038497 | 2023-Top 20 Winter Hours-18
19 | 2041 | 0.13112 | 0 | 2.0384 | 0.038497 | 2023-Top 20 Winter Hours-19
20 | 2042 | 0.13177 | 0 | 2.1386 | 0.038497 | 2023-Top 20 Winter Hours-20
21 | 2043 | 0.13245 | 0 | 2.2379 | 0.038497 | 2023-Top 20 Winter Hours-21
22 | 2044 | 0.13316 | 0 | 2.3364 | 0.038497 | 2023-Top 20 Winter Hours-22
23 | 2045 | 0.13391 | 0 | 2.434 | 0.038497 | 2023-Top 20 Winter Hours-23
24 | 2046 | 0.13469 | 0 | 2.5308 | 0.038497 | 2023-Top 20 Winter Hours-24
25 | 2047 | 0.13553 | 0 | 2.6269 | 0.038497 | 2023-Top 20 Winter Hours-25
Winter Targeted Charge
Years |  | Retail Energy | Energy DRIPE | Retail Energy | Energy DRIPE | Key |  | Year | Retail Energy Costs | Wholesale Energy Costs | Net ZoZ DRIPE: 2018 vintage | Net ZoZ DRIPE: 2019 vintage | Avoided REC Costs to Load CALCULATED
|  | $/kWh | $/kWh | $/kWh | $/kWh |  |  |  | Other Costing Period | Other Costing Period | Other Costing Period | Other Costing Period
ANNUAL AVOIDED COSTS |  |  |  | CUMULATIVE AVOIDED COSTS |  |  |  |  | $/kWh | $/kWh | $/kWh | $/kWh
2021 | 2021$ | [6 empty] | AESC, ANNUAL AVOIDED COSTS, 2018$
1 | 2021 | 0.074407 | 0 | 0.073886 | 0 | 2021-Winter Targeted Charge-1 |  | 2018 | 0.06972 | 0.057143 | 0 | 0 | 0.0074124
2 | 2022 | 0.070816 | 0 | 0.14323 | 0 | 2021-Winter Targeted Charge-2 |  | 2019 | 0.068246 | 0.0519 | 0 | 0 | 0.011291
3 | 2023 | 0.067908 | 0 | 0.20879 | 0 | 2021-Winter Targeted Charge-3 |  | 2020 | 0.071136 | 0.057185 | 0 | 0 | 0.0086818
4 | 2024 | 0.079924 | 0 | 0.28488 | 0 | 2021-Winter Targeted Charge-4 |  | 2021 | 0.070509 | 0.05855 | 0 | 0 | 0.0067363
5 | 2025 | 0.075052 | 0 | 0.35534 | 0 | 2021-Winter Targeted Charge-5 |  | 2022 | 0.067106 | 0.05702 | 0 | 0 | 0.0051144
6 | 2026 | 0.064856 | 0 | 0.41537 | 0 | 2021-Winter Targeted Charge-6 |  | 2023 | 0.064351 | 0.054112 | 0 | 0 | 0.0054721
7 | 2027 | 0.078433 | 0 | 0.48696 | 0 | 2021-Winter Targeted Charge-7 |  | 2024 | 0.075736 | 0.065112 | 0 | 0 | 0.0050143
8 | 2028 | 0.076511 | 0 | 0.55582 | 0 | 2021-Winter Targeted Charge-8 |  | 2025 | 0.07112 | 0.061719 | 0 | 0 | 0.0041326
9 | 2029 | 0.077689 | 0 | 0.62477 | 0 | 2021-Winter Targeted Charge-9 |  | 2026 | 0.061458 | 0.053492 | 0 | 0 | 0.0034129
10 | 2030 | 0.07391 | 0 | 0.68945 | 0 | 2021-Winter Targeted Charge-10 |  | 2027 | 0.074324 | 0.066116 | 0 | 0 | 0.0027024
11 | 2031 | 0.074006 | 0 | 0.75331 | 0 | 2021-Winter Targeted Charge-11 |  | 2028 | 0.072503 | 0.064726 | 0 | 0 | 0.0024063
12 | 2032 | 0.06689 | 0 | 0.81022 | 0 | 2021-Winter Targeted Charge-12 |  | 2029 | 0.073618 | 0.065884 | 0 | 0 | 0.0022812
13 | 2033 | 0.075014 | 0 | 0.87315 | 0 | 2021-Winter Targeted Charge-13 |  | 2030 | 0.070038 | 0.062563 | 0 | 0 | 0.0022868
14 | 2034 | 0.073752 | 0 | 0.93417 | 0 | 2021-Winter Targeted Charge-14 |  | 2031 | 0.070129 | 0.062595 | 0 | 0 | 0.0023389
15 | 2035 | 0.074299 | 0 | 0.99478 | 0 | 2021-Winter Targeted Charge-15 |  | 2032 | 0.063386 | 0.055898 | 0 | 0 | 0.0027923
16 | 2036 | 0.074416 | 0 | 1.0546 | 0 | 2021-Winter Targeted Charge-16 |  | 2033 | 0.071084 | 0.06292 | 0 | 0 | 0.0028981
17 | 2037 | 0.074554 | 0 | 1.1138 | 0 | 2021-Winter Targeted Charge-17 |  | 2034 | 0.069888 | 0.061703 | 0 | 0 | 0.0030079
18 | 2038 | 0.074713 | 0 | 1.1722 | 0 | 2021-Winter Targeted Charge-18 |  | 2035 | 0.070406 | 0.062069 | 0 | 0 | 0.0031219
19 | 2039 | 0.074896 | 0 | 1.23 | 0 | 2021-Winter Targeted Charge-19 |  | 2036 | 0.070518 | 0.061939 | 0 | 0 | 0.0033556
20 | 2040 | 0.075104 | 0 | 1.2871 | 0 | 2021-Winter Targeted Charge-20 |  | 2037 | 0.070648 | 0.061808 | 0 | 0 | 0.0036068
21 | 2041 | 0.075338 | 0 | 1.3436 | 0 | 2021-Winter Targeted Charge-21 |  | 2038 | 0.070799 | 0.061678 | 0 | 0 | 0.0038768
22 | 2042 | 0.075602 | 0 | 1.3995 | 0 | 2021-Winter Targeted Charge-22 |  | 2039 | 0.070972 | 0.061548 | 0 | 0 | 0.0041671
23 | 2043 | 0.075897 | 0 | 1.4548 | 0 | 2021-Winter Targeted Charge-23 |  | 2040 | 0.071169 | 0.061418 | 0 | 0 | 0.004479
24 | 2044 | 0.076225 | 0 | 1.5096 | 0 | 2021-Winter Targeted Charge-24 |  | 2041 | 0.071391 | 0.061289 | 0 | 0 | 0.0048144
25 | 2045 | 0.076589 | 0 | 1.5639 | 0 | 2021-Winter Targeted Charge-25 |  | 2042 | 0.071641 | 0.06116 | 0 | 0 | 0.0051748
26 | 2046 | 0.076991 | 0 | 1.6177 | 0 | 2021-Winter Targeted Charge-26 |  | 2043 | 0.07192 | 0.061031 | 0 | 0 | 0.0055622
27 | 2047 | 0.077435 | 0 | 1.6711 | 0 | 2021-Winter Targeted Charge-27 |  | 2044 | 0.072231 | 0.060902 | 0 | 0 | 0.0059786
2022 | 2022$ | [6 empty] | 2045 | 0.072576 | 0.060774 | 0 | 0 | 0.0064262
1 | 2022 | 0.072098 | 0 | 0.071593 | 0 | 2022-Winter Targeted Charge-1 |  | 2046 | 0.072957 | 0.060646 | 0 | 0 | 0.0069073
2 | 2023 | 0.069138 | 0 | 0.13929 | 0 | 2022-Winter Targeted Charge-2 |  | 2047 | 0.073378 | 0.060518 | 0 | 0 | 0.0074244
3 | 2024 | 0.08137 | 0 | 0.21785 | 0 | 2022-Winter Targeted Charge-3 |  | 2048 | 0.07384 | 0.06039 | 0 | 0 | 0.0079802
4 | 2025 | 0.076411 | 0 | 0.2906 | 0 | 2022-Winter Targeted Charge-4 |  | 2049 | 0.074348 | 0.060263 | 0 | 0 | 0.0085776
5 | 2026 | 0.06603 | 0 | 0.35258 | 0 | 2022-Winter Targeted Charge-5 |  | 2050 | 0.074904 | 0.060136 | 0 | 0 | 0.0092198
6 | 2027 | 0.079853 | 0 | 0.4265 | 0 | 2022-Winter Targeted Charge-6
7 | 2028 | 0.077896 | 0 | 0.4976 | 0 | 2022-Winter Targeted Charge-7
8 | 2029 | 0.079095 | 0 | 0.56879 | 0 | 2022-Winter Targeted Charge-8
9 | 2030 | 0.075248 | 0 | 0.63557 | 0 | 2022-Winter Targeted Charge-9
10 | 2031 | 0.075346 | 0 | 0.7015 | 0 | 2022-Winter Targeted Charge-10
11 | 2032 | 0.068101 | 0 | 0.76026 | 0 | 2022-Winter Targeted Charge-11
12 | 2033 | 0.076371 | 0 | 0.82524 | 0 | 2022-Winter Targeted Charge-12
13 | 2034 | 0.075087 | 0 | 0.88824 | 0 | 2022-Winter Targeted Charge-13
14 | 2035 | 0.075644 | 0 | 0.95082 | 0 | 2022-Winter Targeted Charge-14
15 | 2036 | 0.075763 | 0 | 1.0126 | 0 | 2022-Winter Targeted Charge-15
16 | 2037 | 0.075903 | 0 | 1.0737 | 0 | 2022-Winter Targeted Charge-16
17 | 2038 | 0.076066 | 0 | 1.134 | 0 | 2022-Winter Targeted Charge-17
18 | 2039 | 0.076252 | 0 | 1.1936 | 0 | 2022-Winter Targeted Charge-18
19 | 2040 | 0.076463 | 0 | 1.2526 | 0 | 2022-Winter Targeted Charge-19
20 | 2041 | 0.076702 | 0 | 1.3109 | 0 | 2022-Winter Targeted Charge-20
21 | 2042 | 0.07697 | 0 | 1.3687 | 0 | 2022-Winter Targeted Charge-21
22 | 2043 | 0.07727 | 0 | 1.4258 | 0 | 2022-Winter Targeted Charge-22
23 | 2044 | 0.077604 | 0 | 1.4824 | 0 | 2022-Winter Targeted Charge-23
24 | 2045 | 0.077975 | 0 | 1.5384 | 0 | 2022-Winter Targeted Charge-24
25 | 2046 | 0.078385 | 0 | 1.594 | 0 | 2022-Winter Targeted Charge-25
2023 | 2023$
1 | 2023 | 0.070389 | 0 | 0.069896 | 0 | 2023-Winter Targeted Charge-1
2 | 2024 | 0.082843 | 0 | 0.15101 | 0 | 2023-Winter Targeted Charge-2
3 | 2025 | 0.077794 | 0 | 0.22612 | 0 | 2023-Winter Targeted Charge-3
4 | 2026 | 0.067225 | 0 | 0.29012 | 0 | 2023-Winter Targeted Charge-4
5 | 2027 | 0.081298 | 0 | 0.36644 | 0 | 2023-Winter Targeted Charge-5
6 | 2028 | 0.079306 | 0 | 0.43985 | 0 | 2023-Winter Targeted Charge-6
7 | 2029 | 0.080526 | 0 | 0.51335 | 0 | 2023-Winter Targeted Charge-7
8 | 2030 | 0.07661 | 0 | 0.5823 | 0 | 2023-Winter Targeted Charge-8
9 | 2031 | 0.076709 | 0 | 0.65038 | 0 | 2023-Winter Targeted Charge-9
10 | 2032 | 0.069333 | 0 | 0.71105 | 0 | 2023-Winter Targeted Charge-10
11 | 2033 | 0.077754 | 0 | 0.77815 | 0 | 2023-Winter Targeted Charge-11
12 | 2034 | 0.076446 | 0 | 0.84319 | 0 | 2023-Winter Targeted Charge-12
13 | 2035 | 0.077013 | 0 | 0.9078 | 0 | 2023-Winter Targeted Charge-13
14 | 2036 | 0.077135 | 0 | 0.97161 | 0 | 2023-Winter Targeted Charge-14
15 | 2037 | 0.077277 | 0 | 1.0347 | 0 | 2023-Winter Targeted Charge-15
16 | 2038 | 0.077442 | 0 | 1.0969 | 0 | 2023-Winter Targeted Charge-16
17 | 2039 | 0.077632 | 0 | 1.1585 | 0 | 2023-Winter Targeted Charge-17
18 | 2040 | 0.077847 | 0 | 1.2194 | 0 | 2023-Winter Targeted Charge-18
19 | 2041 | 0.07809 | 0 | 1.2796 | 0 | 2023-Winter Targeted Charge-19
20 | 2042 | 0.078364 | 0 | 1.3392 | 0 | 2023-Winter Targeted Charge-20
21 | 2043 | 0.078669 | 0 | 1.3982 | 0 | 2023-Winter Targeted Charge-21
22 | 2044 | 0.079009 | 0 | 1.4566 | 0 | 2023-Winter Targeted Charge-22
23 | 2045 | 0.079386 | 0 | 1.5145 | 0 | 2023-Winter Targeted Charge-23
24 | 2046 | 0.079803 | 0 | 1.5719 | 0 | 2023-Winter Targeted Charge-24
25 | 2047 | 0.080263 | 0 | 1.6288 | 0 | 2023-Winter Targeted Charge-25

## 1. Att E1 Cost Eff
Program Cost-Effectiveness
2021
| Benefit/Cost Ratio Granite State Test | Benefit ($000) Granite State Test | Utility Costs ($000 - 2021$)1 | Customer Costs ($000 - 2021$)1 | Annual MWh Savings | Lifetime MWh Savings | Winter kW Savings | Summer kW Savings | Number of Customers Served | Annual MMBTU Savings | Lifetime MMBTU Savings
Residential Programs
Home Energy Assistance | 0 | 0 | 0 | 0 | 0 | 0 | 0 | 0 | 0 | 0 | 0
A5 - Residential Active Demand Response | 0.78691 | 27.1484 | 34.5 | 0 | 0 | 0 | 0 | 125 | 125 | 0 | 0
Sub-Total Residential | 0.78691 | 27.1484 | 34.5 | 0 | 0 | 0 | 0 | 125 | 125 | 0 | 0
Commercial, Industrial & Municipal
C5 - C&I Active Demand Response | 3.2092 | 442.871 | 138 | 0 | -2.6471 | -2.6471 | 0 | 1900 | 19 | 0 | 0
Sub-Total Commercial & Industrial | 3.2092 | 442.871 | 138 | 0 | -2.6471 | -2.6471 | 0 | 1900 | 19 | 0 | 0
Total | 2.7248 | 470.0194 | 172.5 | 0 | -2.6471 | -2.6471 | 0 | 2025 | 144 | 0 | 0
(1) Utility and Customer Costs in 2021 Dollars
Annual kWh Savings |  | -2647.0588 | 100% | kWh > 55% | Lifetime kWh Savings |  |  | -2647.0588 | 100% | kWh > 55%
Annual MMBTU Savings (in kWh) |  | 0 | 0% |  | Lifetime MMBTU Savings (in kWh) |  |  | 0 | 0%
|  | -2647.0588 | 100% |  |  |  |  | -2647.0588 | 100%
2022
| Benefit/Cost Ratio Granite State Test | Benefit ($000) Granite State Test | Utility Costs ($000 - 2021$)1 | Customer Costs ($000 - 2021$)1 | Annual MWh Savings | Lifetime MWh Savings | Winter kW Savings | Summer kW Savings | Number of Customers Served | Annual MMBTU Savings | Lifetime MMBTU Savings
Residential Programs
Home Energy Assistance | 0 | 0 | 0 | 0 | 0 | 0 | 0 | 0 | 0 | 0 | 0
A5 - Residential Active Demand Response | 1.0168 | 41.58 | 40.8947 | 0 | 0 | 0 | 0 | 187.5 | 187.5 | 0 | 0
Sub-Total Residential | 1.0168 | 41.58 | 40.8947 | 0 | 0 | 0 | 0 | 187.5 | 187.5 | 0 | 0
Commercial, Industrial & Municipal
C5 - C&I Active Demand Response | 3.818 | 541.2671 | 141.7676 | 0 | -2.6471 | -2.6471 | 0 | 2300 | 23 | 0 | 0
Sub-Total Commercial & Industrial | 3.818 | 541.2671 | 141.7676 | 0 | -2.6471 | -2.6471 | 0 | 2300 | 23 | 0 | 0
Total | 3.1908 | 582.8471 | 182.6622 | 0 | -2.6471 | -2.6471 | 0 | 2487.5 | 210.5 | 0 | 0
(1) Utility and Customer Costs in 2021 Dollars and will not equal the nominal costs presented in the Costs tab.
Annual kWh Savings |  | -2647.0588 | 100% | kWh > 55% | Lifetime kWh Savings |  |  | -2647.0588 | 100% | kWh > 55%
Annual MMBTU Savings (in kWh) |  | 0 | 0% |  | Lifetime MMBTU Savings (in kWh) |  |  | 0 | 0%
|  | -2647.0588 | 100% |  |  |  |  | -2647.0588 | 100%
2023
| Benefit/Cost Ratio Granite State Test | Benefit ($000) Granite State Test | Utility Costs ($000 - 2021$)1 | Customer Costs ($000 - 2021$)1 | Annual MWh Savings | Lifetime MWh Savings | Winter kW Savings | Summer kW Savings | Number of Customers Served | Annual MMBTU Savings | Lifetime MMBTU Savings
Residential Programs
Home Energy Assistance | 0 | 0 | 0 | 0 | 0 | 0 | 0 | 0 | 0 | 0 | 0
A5 - Residential Active Demand Response | 1.1983 | 56.4827 | 47.1363 | 0 | 0 | 0 | 0 | 250 | 250 | 0 | 0
Sub-Total Residential | 1.1983 | 56.4827 | 47.1363 | 0 | 0 | 0 | 0 | 250 | 250 | 0 | 0
Commercial, Industrial & Municipal
C5 - C&I Active Demand Response | 3.9458 | 641.9183 | 162.6847 | 0 | -2.6471 | -2.6471 | 0 | 2700 | 27 | 0 | 0
Sub-Total Commercial & Industrial | 3.9458 | 641.9183 | 162.6847 | 0 | -2.6471 | -2.6471 | 0 | 2700 | 27 | 0 | 0
Total | 3.3286 | 698.4011 | 209.821 | 0 | -2.6471 | -2.6471 | 0 | 2950 | 277 | 0 | 0
(1) Utility and Customer Costs in 2021 Dollars and will not equal the nominal costs presented in the Costs tab.
Annual kWh Savings |  | -2647.0588 | 100% | kWh > 55% | Lifetime kWh Savings |  |  | -2647.0588 | 100% | kWh > 55%
Annual MMBTU Savings (in kWh) |  | 0 | 0% |  | Lifetime MMBTU Savings (in kWh) |  |  | 0 | 0%
|  | -2647.0588 | 100% |  |  |  |  | -2647.0588 | 100%

## 2. Att E1 Ben
Unitil Energy Systems Inc
NHPUC Docket No. DE 17-136
Present Value Benefits
| Total Benefits ($000) | Resource Benefits ($000) | [15 empty] | Non-Resource Benefits ($000)
|  | Electric | [12 empty] | Non-Electric
|  | CAPACITY |  |  |  | ENERGY |  |  |  | Electric DRIPE | Total Electric Benefit |  |  |  | Other Fuels | Water Benefit | Total Resource Benefits | Fossil Emissions | Other Non-Resource Benefits | Total Non-Resource Benefits
| Granite State Test | Summer Generation | Winter Generation | Transmission | Distribution | Winter Peak | Winter Off Peak | Summer Peak | Summer Off Peak |  |  | Gas Benefit | Gas DRIPE | Total Gas Benefit
2021
Residential Programs
Home Energy Assistance | 0 | 0 | 0 | 0 | 0 | 0 | 0 | 0 | 0 | 0 | 0 | 0 | 0 | 0 | 0 | 0 | 0 | 0 | 0 | 0
A5 - Residential Active Demand Response | 27.1484 | 1.3295 | 0 | 12.3129 | 10.6665 | 0 | 0 | 0 | 0 | 2.8395 | 27.1484 | 0 | 0 | 0 | 0 | 0 | 27.1484 | 0 | 2.7148 | 2.7148
Sub-Total Residential | 27.1484 | 1.3295 | 0 | 12.3129 | 10.6665 | 0 | 0 | 0 | 0 | 2.8395 | 27.1484 | 0 | 0 | 0 | 0 | 0 | 27.1484 | 0 | 2.7148 | 2.7148
Commercial/Industrial Programs
C5 - C&I Active Demand Response | 442.871 | 29.7817 | 0 | 187.1557 | 162.1308 | 0 | 0 | 0 | 0 | 63.5996 | 442.6678 | 0 | 0 | 0 | 0 | 0 | 442.871 | 0 | 44.2871 | 44.2871
Sub-Total Commercial & Industrial | 442.871 | 29.7817 | 0 | 187.1557 | 162.1308 | 0 | 0 | 0 | 0 | 63.5996 | 442.6678 | 0 | 0 | 0 | 0 | 0 | 442.871 | 0 | 44.2871 | 44.2871
Total | 470.0194 | 31.1113 | 0 | 199.4685 | 172.7973 | 0 | 0 | 0 | 0 | 66.4391 | 469.8162 | 0 | 0 | 0 | 0 | 0 | 470.0194 | 0 | 47.0019 | 47.0019
2022
Residential Programs
Home Energy Assistance | 0 | 0 | 0 | 0 | 0 | 0 | 0 | 0 | 0 | 0 | 0 | 0 | 0 | 0 | 0 | 0 | 0 | 0 | 0 | 0
A5 - Residential Active Demand Response | 41.58 | 2.0745 | 0 | 18.8036 | 16.2893 | 0 | 0 | 0 | 0 | 4.4125 | 41.58 | 0 | 0 | 0 | 0 | 0 | 41.58 | 0 | 4.158 | 4.158
Sub-Total Residential | 41.58 | 2.0745 | 0 | 18.8036 | 16.2893 | 0 | 0 | 0 | 0 | 4.4125 | 41.58 | 0 | 0 | 0 | 0 | 0 | 41.58 | 0 | 4.158 | 4.158
Commercial/Industrial Programs
C5 - C&I Active Demand Response | 541.2671 | 35.4053 | 0 | 230.6575 | 199.816 | 0 | 0 | 0 | 0 | 75.3014 | 541.1803 | 0 | 0 | 0 | 0 | 0 | 541.2671 | 0 | 54.1267 | 54.1267
Sub-Total Commercial & Industrial | 541.2671 | 35.4053 | 0 | 230.6575 | 199.816 | 0 | 0 | 0 | 0 | 75.3014 | 541.1803 | 0 | 0 | 0 | 0 | 0 | 541.2671 | 0 | 54.1267 | 54.1267
Total | 582.8471 | 37.4798 | 0 | 249.4611 | 216.1054 | 0 | 0 | 0 | 0 | 79.7139 | 582.7602 | 0 | 0 | 0 | 0 | 0 | 582.8471 | 0 | 58.2847 | 58.2847
2023
Residential Programs
Home Energy Assistance | 0 | 0 | 0 | 0 | 0 | 0 | 0 | 0 | 0 | 0 | 0 | 0 | 0 | 0 | 0 | 0 | 0 | 0 | 0 | 0
A5 - Residential Active Demand Response | 56.4827 | 2.8422 | 0 | 25.5253 | 22.1122 | 0 | 0 | 0 | 0 | 6.003 | 56.4827 | 0 | 0 | 0 | 0 | 0 | 56.4827 | 0 | 5.6483 | 5.6483
Sub-Total Residential | 56.4827 | 2.8422 | 0 | 25.5253 | 22.1122 | 0 | 0 | 0 | 0 | 6.003 | 56.4827 | 0 | 0 | 0 | 0 | 0 | 56.4827 | 0 | 5.6483 | 5.6483
Commercial/Industrial Programs
C5 - C&I Active Demand Response | 641.9183 | 40.9282 | 0 | 275.6728 | 238.8123 | 0 | 0 | 0 | 0 | 86.4382 | 641.8515 | 0 | 0 | 0 | 0 | 0 | 641.9183 | 0 | 64.1918 | 64.1918
Sub-Total Commercial & Industrial | 641.9183 | 40.9282 | 0 | 275.6728 | 238.8123 | 0 | 0 | 0 | 0 | 86.4382 | 641.8515 | 0 | 0 | 0 | 0 | 0 | 641.9183 | 0 | 64.1918 | 64.1918
Total | 698.4011 | 43.7704 | 0 | 301.1981 | 260.9245 | 0 | 0 | 0 | 0 | 92.4412 | 698.3342 | 0 | 0 | 0 | 0 | 0 | 698.4011 | 0 | 69.8401 | 69.8401

## 3. Att E1 PI (hidden)
Unitil Energy Systems Inc
NHPUC Docket No. DE 17-136
Attachment E1 (2020 Update)
Page 3 of 3
2021
Portfolio Planned Versus Actual Performance
| Portfolio | Planned | Threshold | Actual | % of Plan | Design Coefficient | Actual Coefficient | Planned PI | 125% of Planned PI | Actual PI | Source
1 | Lifetime kWh Savings | -2647.0588 | -1985.2941 |  | - | 1.925% | - | 4039.0545 | 5048.8181 | 0 | Planned and Actual from Cost Eff Tab
2 | Annual kWh Savings | -2647.0588 | -1985.2941 |  | - | 0.55% | - | 1154.0156 | 1442.5194 | 0 | Planned and Actual from Cost Eff Tab
3 | Summer Peak Demand kW | 2025 | 1316.25 |  | - | 0.66% | - | 1384.8187 | 1731.0233 | 0 | Planned and Actual from Cost Eff Tab
4 | Winter Peak Demand kW | 0 | 0 |  | - | 0.44% | - | 923.2124 | 1154.0156 | 0 | Planned and Actual from Cost Eff Tab
5 | Total Resource Benefits | 470019.4153 |  |  | - | [5 empty] | Planned and Actual from Benefits Tab
6 | Total Utility Costs1 | 172500 |  |  | - | [5 empty] | Planned and Actual from Cost Eff Tab
7 | Net Benefits | 297519.4153 | 223139.5615 | 0 | - | 1.925% | - | 4039.0545 | 5048.8181 | 0 | Line 5 minus line 6
8 | Total |  |  |  |  | 5.5% | - | 11540.1556 | 14425.1945 | 0
Total Resource Cost Test
|  | Planned | Actual | Source
9 | Total Benefits (incl. NEIs) | 470019.4153 |  | Planned and Actual from Cost Eff Tab
10 | Performance Incentive | 11540.1556 | 0 | from row 8 above
11 | Participant Costs | 0 |  | Planned and Actual from Cost Eff Tab
12 | Total Utility Costs | 172500 | 0 | from row 6 above
13 | Portfolio TRC BCR | 2.5539 | - | row 9 divided by rows 10+11+12
2022
Portfolio Planned Versus Actual Performance
| Portfolio | Planned | Threshold | Actual | % of Plan | Design Coefficient | Actual Coefficient | Planned PI | 125% of Planned PI | Actual PI | Source
1 | Lifetime kWh Savings | -2647.0588 | -1985.2941 |  | - | 1.925% | - | 4039.0545 | 5048.8181 | 0 | Planned and Actual from Cost Eff Tab
2 | Annual kWh Savings | -2647.0588 | -1985.2941 |  | - | 0.55% | - | 1154.0156 | 1442.5194 | 0 | Planned and Actual from Cost Eff Tab
3 | Summer Peak Demand kW | 2487.5 | 1616.875 |  | - | 0.66% | - | 1384.8187 | 1731.0233 | 0 | Planned and Actual from Cost Eff Tab
4 | Winter Peak Demand kW | 0 | 0 |  | - | 0.44% | - | 923.2124 | 1154.0156 | 0 | Planned and Actual from Cost Eff Tab
5 | Total Resource Benefits | 582847.093 |  |  | - | [5 empty] | Planned and Actual from Benefits Tab
6 | Total Utility Costs1 | 182662.2276 |  |  | - | [5 empty] | Planned and Actual from Cost Eff Tab
7 | Net Benefits | 400184.8654 | 300138.6491 | 0 | - | 1.925% | - | 4039.0545 | 5048.8181 | 0 | Line 5 minus line 6
8 | Total |  |  |  |  | 5.5% | - | 11540.1556 | 14425.1945 | 0
Total Resource Cost Test
|  | Planned | Actual | Source
9 | Total Benefits (incl. NEIs) | 582847.093 |  | Planned and Actual from Cost Eff Tab
10 | Performance Incentive | 11540.1556 | 0 | from row 8 above
11 | Participant Costs | 0 |  | Planned and Actual from Cost Eff Tab
12 | Total Utility Costs | 182662.2276 | 0 | from row 6 above
13 | Portfolio TRC BCR | 3.0012 | - | row 9 divided by rows 10+11+12
2023
Portfolio Planned Versus Actual Performance
| Portfolio | Planned | Threshold | Actual | % of Plan | Design Coefficient | Actual Coefficient | Planned PI | 125% of Planned PI | Actual PI | Source
1 | Lifetime kWh Savings | -2647.0588 | -1985.2941 |  | - | 1.925% | - | 4039.0545 | 5048.8181 | 0 | Planned and Actual from Cost Eff Tab
2 | Annual kWh Savings | -2647.0588 | -1985.2941 |  | - | 0.55% | - | 1154.0156 | 1442.5194 | 0 | Planned and Actual from Cost Eff Tab
3 | Summer Peak Demand kW | 2950 | 1917.5 |  | - | 0.66% | - | 1384.8187 | 1731.0233 | 0 | Planned and Actual from Cost Eff Tab
4 | Winter Peak Demand kW | 0 | 0 |  | - | 0.44% | - | 923.2124 | 1154.0156 | 0 | Planned and Actual from Cost Eff Tab
5 | Total Resource Benefits | 698401.0841 |  |  | - | [5 empty] | Planned and Actual from Benefits Tab
6 | Total Utility Costs1 | 209821.0109 |  |  | - | [5 empty] | Planned and Actual from Cost Eff Tab
7 | Net Benefits | 488580.0732 | 366435.0549 | 0 | - | 1.925% | - | 4039.0545 | 5048.8181 | 0 | Line 5 minus line 6
8 | Total |  |  |  |  | 5.5% | - | 11540.1556 | 14425.1945 | 0
Total Resource Cost Test
|  | Planned | Actual | Source
9 | Total Benefits (incl. NEIs) | 698401.0841 |  | Planned and Actual from Cost Eff Tab
10 | Performance Incentive | 11540.1556 | 0 | from row 8 above
11 | Participant Costs | 0 |  | Planned and Actual from Cost Eff Tab
12 | Total Utility Costs | 209821.0109 | 0 | from row 6 above
13 | Portfolio TRC BCR | 3.155 | - | row 9 divided by rows 10+11+12
All dollar values are expressed in respective year dollars (2018, 2019, 2020).
1 | Note that in order to avoid a circular reference in the calculation of performance incentive, "Total Utility Costs" does not include the value of PI.